## pile data ( M20 grade) (hidden)
TAMILNADU POLICE HOUSING CORPORATION LIMITED
TRICHY DIVISION
Name of Work : Providing Bored cast-in-situ pile Pile Foundation
DATA 2018-2019
|  | Setting of Bored cast-in-situ pile equipments with all accessories and tools at each of locations based on the 500 mm dia pile |  |  |  | Cum
| Volume of Concrete = 3.14 /x *0.5 x 0.5 x 8 = 4.02 /4= 1.57 m3 |  |  |  |  | 1.57
500mm Dia pipe
1.57 | Cum | Standardised concrete mix using M 20 Grade concrete in (F&B) |  | 6800.094 | 10676.1476
0.157 | MT | Bentonite (10% concrete volume) |  | 4000 | 628
8 | Rmt | Labour charges |  | 960 | 7680
|  | Total for 8 Rmt |  |  | 18984.1476
|  | Total for 1 Rmt |  |  | 2712.0211
|  | Moving and placing of piling equipment (1000/8) |  |  | 125
|  | Total for 1 Rmt |  |  | 2837.0211
Rate for 1 Cum
Chipping of pile to the required cut off level and cleaning away the debris with an average lead of 5 km entirely with city limits
| Volume of Concrete = 3.14/4 x 0.5 x 0.5 x 1 km =0.196 m3 |  |  |  |  | 0.196
500mm Dia pipe DATA for 1 Rmt
0.196 | Cum | Dismantling of RCC works it-35/38 p-24 |  | 4390 | 860.44
0.196 | Cum | Conveyance of dismantled materials p-35 |  | 48.1 | 9.4276 |  |  | 1.0862
0.196 | Cum | Loading or unloading charges p-35 |  | 33.11 | 6.4896 |  |  | 3.2875
8.86
|  | Total for 1 Rmt |  |  | 876.3572
Removing of clay and conveyance charges,loading and unloading charges with an average lead of 3km entirely with city limits
26.07
Km | 3 | Rough stone, Bond stone, cut stone, HBG, Sand, gravel, surkhi, earth, crushed stone etc.Initial Lead (0-10 km) |  | 10.2 |  | 30.6
Km | 3 | Loading or unloading charges |  | 33.11 |  | 99.33 |  |  | 9.16*10
|  | For 1cum |  |  |  | 129.93
Standardised concrete Mix M20 Grade Concrete
5 | cum | 20mm HBG Machine crushed stone jelly (7730 Kg) | 1460.4 |  | 7302 |  | 7302
3.3 | cum | 10-12mm HBG Machine crushed stone jelly (5156 Kg) | 1187.9 |  | 3920.07 |  | 3920.07
4.79 | cum | Sand (7670 Kg) | 1603.3 |  | 7679.807 |  | 7679.807
3.25 | MT | Cement | 5800 |  | 18850 |  | 18850
19.5 | Kg | Plasticiser /Super plasticiser @ .60% of cement (P57 item NO.198 | 42.4 |  | 826.8 |  | 826.8
3.5 | Nos | Mason II | 753.9 |  | 2638.65 |  | 2638.65
21.2 | Nos | Maz I | 527.1 |  | 11174.52 |  | 11174.52
35.3 | Nos | Maz II | 432.6 |  | 15270.78 |  | 15270.78
|  | Total for 10 cum | 0 |  | 67662.627 |  | 67662.627
|  | for 1 cum | 0 |  | 6766.2627 |  | 6766.2627
1 | cum | Vibrating charges p-28 /103 | 74.24 |  | 74.24
|  | Sub Total | 0 |  | 6840.5027 |  | 6766.2627
LS |  | Add for water charges & other sundries (0.5 % of sub total | LS |  | 34.2025 |  | 33.8313
|  | Foundation & Basement |  |  | 6874.7052 |  | 6800.094
-
|  | G.F |  |  | 7060.5552
F.F
|  | S.F |  |  | 7134.7952
T.F
|  | Fourth Floor |  |  | 7161.7852
TAMILNADU POLICE HOUSING CORPORATION LIMITED
TRICHY DIVISION
Name of Work : Providing Bored cast-in-situ pile Pile Foundation
DATA
|  | Setting of Bored cast-in-situ pile equipments with all accessories and tools at each of locations based on the 450 mm dia pile |  |  |  | Cum
| Volume of Concrete = 3.14 /x *0.45 x 0.45 x 8 = 4.02 /4= 1.272 m3 |  |  |  |  | 1.2717
450mm Dia pipe
1.2717 | Cum | Standardised concrete mix using M 20 Grade concrete in (F&B) |  | 6800.094 | 8647.6796
0.12717 | MT | Bentonite (10% concrete volume) |  | 4000 | 508.68
8 | Rmt | Labour charges |  | 960 | 7680
|  | Total for 8 Rmt |  |  | 16836.3596
|  | Total for 1 Rmt |  |  | 2405.1942
|  | Moving and placing of piling equipment (1000/8) |  |  | 125
|  | Total for 1 Rmt |  |  | 2530.1942
Rate for 1 Cum
Chipping of pile to the required cut off level and cleaning away the debris with an average lead of 5 km entirely with city limits
| Volume of Concrete = 3.14/4 x 0.45 x 0.45 x 1 km =0.159 m3 |  |  |  |  | 0.15896
500mm Dia pipe DATA for 1 Rmt
0.15896 | Cum | Dismantling of RCC works p-24 |  | 4390 | 697.8454
0.15896 | Cum | Conveyance of dismantled materials p-35 |  | 48.1 | 7.6461
0.15896 | Cum | Loading or unloading charges p-35 |  | 33.11 | 5.2632
|  | Total for 1 Rmt |  |  | 710.7547
Removing of clay and conveyance charges,loading and unloading charges with an average lead of 3km entirely with city limits
Km | 3 | Rough stone, Bond stone, cut stone, HBG, Sand, gravel, surkhi, earth, crushed stone etc.Initial Lead (0-10 km) |  | 10.2 | cum | 30.6
Km | 3 | Loading or unloading charges |  | 33.11 | cum | 99.33
|  | For 1cum |  |  |  | 129.93
| 4.2 | Standardised concrete Mix M30 Grade Concrete
5 | cum | 20mm HBG Machine crushed stone jelly (7730 Kg) | 1460.4 |  | 7302
3.3 | cum | 10-12mm HBG Machine crushed stone jelly (5156 Kg) | 1187.9 |  | 3920.07
4.79 | cum | Sand (7670 Kg) | 1603.3 |  | 7679.807
4 | MT | Cement | 5800 |  | 23200
40 | Kg | Plasticiser /Super plasticiser @ 1% of cement | 42.4 |  | 1696
3.5 | Nos | Mason II | 753.9 |  | 2638.65
21.2 | Nos | Maz I | 527.1 |  | 11174.52
35.3 | Nos | Maz II | 432.6 |  | 15270.78
|  | Total for 10 cum | 0 |  | 72881.827
|  | for 1 cum | 0 |  | 7288.1827 | 7288.1827
1 | cum | Vibrating charges | 74.24 |  | 74.24
|  | Sub Total | 0 |  | 7362.4227 | 7288.1827
LS |  | Add for water charges & other sundries (0.5 % of sub total | LS |  | 36.8121 | 36.4409
|  | Foundation & Basement |  |  | 7399.2348 | 7324.6236
TAMILNADU POLICE HOUSING CORPORATION LIMITED
TRICHY DIVISION
Name of Work : Providing Bored cast-in-situ pile Pile Foundation
DATA
|  | Setting of Bored cast-in-situ pile equipments with all accessories and tools at each of locations based on the 400 mm dia pile |  |  |  | Cum
| Volume of Concrete = 3.14 /x *0.40 x 0.40 x 8 = 4.02 /4= 1.272 m3 |  |  |  |  | 1.0048
400mm Dia pipe
1.0048 | Cum | RCC 1:1.5:3 (F&B) |  | 6800.094 | 6832.7345
0.10048 | MT | Bentonite (10% concrete volume) |  | 4000 | 401.92
8 | Rmt | Labour charges |  | 960 | 7680
|  | Total for 8 Rmt |  |  | 14914.6545
|  | Total for 1 Rmt |  |  | 2130.6649
|  | Moving and placing of piling equipment (1000/8) |  |  | 125
|  | Total for 1 Rmt |  |  | 2255.6649
Rate for 1 Cum
Chipping of pile to the required cut off level and cleaning away the debris with an average lead of 5 km entirely with city limits
| Volume of Concrete = 3.14/4 x 0.40 x 0.40 x 1 km =0.129 m3 |  |  |  |  | 0.1256
400mm Dia pipe DATA for 1 Rmt
0.1256 | Cum | Dismantling of RCC works |  | 4390 | 551.384
0.1256 | Cum | Conveyance of dismantled materials |  | 48.1 | 6.0414
0.1256 | Cum | Loading or unloading charges |  | 33.11 | 4.1586
|  | Total for 1 Rmt |  |  | 561.584
Removing of clay and conveyance charges,loading and unloading charges with an average lead of 3km entirely with city limits
Km | 3 | Rough stone, Bond stone, cut stone, HBG, Sand, gravel, surkhi, earth, crushed stone etc.Initial Lead (0-10 km) |  | 10.2 | cum | 30.6
Km | 3 | Loading or unloading charges |  | 33.11 | cum | 99.33
|  | For 1cum |  |  |  | 129.93

## Elec.abs (hidden)
| Tamil Nadu Police Housing Corparation Ltd. | [5 empty] | TAMIL NADU POLICE HOUSING CORPORATION | [6 empty] | TAMIL NADU POLICE HOUSING CORPORATION |  |  |  |  | Tamil Nadu Police Housing Corparation Ltd.
| = | [5 empty] | ====================================== | [6 empty] | ====================================== |  |  |  |  | =
PLACE:- | Madurai TSp VIth Bn under 4000 quarters Scheme. | 2006-2007 |  |  | PLACE:- |  | Madurai TSp VIth Bn under 4000 quarters Scheme. |  | 2006-2007 |  |  | PLACE:- |  | Madurai TSp VIth Bn under 4000 quarters Scheme. |  | 2006-2007 |  | PLACE:- | Madurai TSp VIth Bn under 4000 quarters Scheme. |  | 2006-2007
[5 empty] | - | - | - | - | - | - |  | - | - | - | - | - | -
- | - | - | - |  | QTY |  | COST OF MATERIALS | RATE | PER | AMOUNT |  | QTY |  | COST OF MATERIALS | RATE | PER | AMOUNT | - | - | - | - | - | - | - | - | - | - | - | -
SL.NO | COST OF MATERIALS | RATE | PER |  | - | - | - | - | - | - |  | - | - | - | - | - | - | SL.NO | DESCRIPTION OF MATERIALS | UNIT | SOURCE | Total | COST OF | LEAD | LOAD- | UN LO- | MATERIAL | LABOUR RATE |  | 148.5
- | - | - | - |  |  | * | CEMENT MORTAR(1:1.5) | [6 empty] | LIME MORTAR(1:2) | [7 empty] | Lead | MATERIAL | CHARGE | ING | ADING | COST @ SITE
| LABOUR CHARGES | [5 empty] | - | [6 empty] | - |  |  |  | - | - | - | - | - | - | - | - | - | - | - | - | ¦ | 148.5 | 1.1 | 163.35
| ------------- |  |  |  | 0.96 | M.T | CEMENT | 3800 | M.T | 3648 |  | 0.5 | M.T | LIME | #REF! | M.T | #REF! | 1. | ROUGH STONE | CUM. | Nallambakkam | #REF! | 200 | #REF! | 0 | 0 | #REF! | MASON-I | 150 |  | 126.5 | 1.1 | 139.15
1 | MASON I * | 150 | NO. |  | 1 | CUM | SAND | #REF! | CUM | #REF! |  | 1 | CUM | SAND | #REF! | CUM | #REF! | 2. | BOND STONE | CUM. | Nallambakkam | #REF! | 300 | #REF! | 0 | 0 | #REF! | MASON-II | 135 |  | 85.5 | 1.1 | 94.05
2 | MASON II * | 135 | NO. |  | 1 | CUM | MIXING OF MORTAR | 26 | CUM | 26 |  | 1 | CUM | GRINDING OF MORTAR | 62.5 | CUM | 62.5 | 3. | HARD BROKEN STONE JELLY 3mm To 10mm | CUM. | Pallavaram | #REF! | 333.33 | #REF! | 0 | 0 | #REF! | MAZDOOR-I | 95 |  | 80.5 | 1.1 | 88.55
3 | MAZDOOR I * | 95 | NO. |  |  | L.S | SUNDRIES |  | L.S | 0 |  |  | L.S | SUNDRIES |  | L.S | 0 | 4. | HARD BROKEN STONE JELLY 10mm | CUM. | Pallavaram | #REF! | 425 | #REF! | 0 | 0 | #REF! | MAZDOOR-II | 85 |  | 114.5 | 1.1 | 125.95
4 | MAZDOOR II* | 85 | NO. | [6 empty] | - | [6 empty] | - | 5. | HARD BROKEN STONE JELLY 12mm | CUM. | Pallavaram | #REF! | 630 | #REF! | 0 | 0 | #REF! | PAINTER-I | 120 |  | 106.5 | 1.1 | 117.15
5 | PAINTER I/II* | 120 | 110 |  |  |  | TOTAL FOR 1 CUM |  |  | #REF! |  |  | #REF! | TOTAL FOR 1 CUM |  |  | #REF! | 6. | HARD BROKEN STONE JELLY 20mm | CUM. | Pallavaram | #REF! | 685 | #REF! | 0 | 0 | #REF! | PAINTER-II | 110 |  | 116.5 | 1.1 | 128.15
6 | PLUMBER I* | 130 | NO. | [6 empty] | - | [6 empty] | - | 7. | HARD BROKEN STONE JELLY 40mm | CUM. | Pallavaram | #REF! | 490 | #REF! | 0 | 0 | #REF! | PLUMBER-I | 130 |  | 106.5 | 1.1 | 117.15
7 | CARPENTER I/II* | 150 | 135 |  |  | * | CEMENT MORTAR(1:2) | [5 empty] | * | SUPPLYING MIXINNG AND LAYING |  |  |  | 8. | SAND FOR MORTAR | CUM. | Palar River | #REF! | 110 | #REF! | 0 | 0 | #REF! | PLUMBER-II | 120 |  | 106.5 | 1.1 | 117.15
8 | FITTER I* | 130 | 120 |  |  |  | - | [6 empty] | LIME SAND MIX 1:1 RATIO |  |  |  | 9. | SAND FOR FILLING | CUM. | Karanodai | #REF! | 110 | #REF! | 0 | 0 | #REF! | FITTER-I | 130 |  | 98.5 | 1.1 | 108.35
9 | MIXING OF MORTAR* | 26 | CUM* |  | 0.72 | M.T | CEMENT | 3800 | M.T | 2736 |  |  |  | INCLUDING COST OF |  |  |  | 10. | Kiln Burnt Country Bricks 22x11x7cm | 1000nos. | Nerkundram | #REF! | 1950 | #REF! | 0 | 0 | #REF! | FITTER-II | 120 |  | 148.5 | 1.1 | 163.35
10 | LIFT CHARGES FOR B.W IN G.F * | 17.6 | CUM |  | 1 | CUM | SAND | #REF! | CUM | #REF! |  |  |  | SAND,LIME,LABOUR FOR MIXING |  |  |  | 11. | BRICK JELLY 40mmGAUGE | CUM | Nerkundram | #REF! | 260 | #REF! | 0 | 0 | #REF! | CARPENTER-I | 150 |  | 126.5 | 1.1 | 139.15
11 | LIFT CHARGES FOR B.W IN F.F * | 35.2 | CUM |  | 1 | CUM | MIXING OF MORTAR | 26 | CUM | 26 |  |  |  | &LAYING ETC COMPLETE. |  |  |  | 12. | BRICK JELLY 20mmGAUGE | CUM | Nerkundram | #REF! | 280 | #REF! | 0 | 0 | #REF! | CARPENTER-II | 135 |  | 116.5 | 1.1 | 128.15
12 | LIFT CHARGES FOR B.W IN S.F * | 35.2 | CUM |  |  | L.S | SUNDRIES |  | L.S | 0 |  |  |  | - |  |  |  | 13. | MACHINE PRESSED TILES 23x 23x 2 Cm | 1000nos. | Local | #REF! | 4500 | 0 | 0 | 0 | 4500 | STONE CUTTER-I | 120 |  | 106.5 | 1.1 | 117.15
13 | LIFT CHARGES FOR CONCRETE IN G.F * | 26.45 | CUM | [6 empty] | - |  | 1 | CUM | COST OF SAND | #REF! | CUM | #REF! | 14. | SLACKED SHELL LIME | CUM. | Kurukkupet | 0 | 773 | 0 | 0 | 0 | 773 | STONE CUTTER-II | 110 |  | 106.5 | 1.1 | 117.15
14 | LIFT CHARGES FOR CONCRETE IN F.F * | 52.85 | CUM |  |  |  | TOTAL FOR 1 CUM |  |  | #REF! |  | 1 | CUM | COST OF LIME | #REF! | CUM | #REF! | 15. | SLACKED &SREENED LIME STONE | CUM. | Kurukkupet | #REF! | 565 | #REF! | 0 | 0 | #REF! | FLOOR POLISHER | 120 |  | 26 | 1.1 | 28.6
15 | LIFT CHARGES FOR CONCRETE IN S.F * | 52.85 | CUM | [6 empty] | - |  | 1.5 | CUM | LABOUR CHARGES FOR MIXING | 26 | CUM | 39 | 16. | C.W SCANTLING UPTO 4M LONG | CUM. | local | 0 | 20605 | 0 | 0 | 0 | 20605 | Mortar mix charges | 26 |  | 20.7 | 1.1 | 22.77
16 | VIBRATER CHARGES * | 20.7 | CUM |  |  | * | CEMENT MORTAR(1:3) |  |  |  |  | 1.5 | CUM | LABOUR CHARGES FOR FILLING | 7.8 | CUM | 11.7 | 17. | C.W. PLANK UPTO 40mmTHICK UPTO 30 Cm WIDTH | CUM. | local | 0 | 23685 | 0 | 0 | 0 | 23685 | Vibrat-charges(R.C.C) | 20.7 |  | 15.6 | 1.1 | 17.16
17 | EARTH FILLING * | 8.8 | 1CUM |  |  |  | - | [5 empty] | L.S | SUNDRIES |  | L.S | 0 | 18. | T.W SCANTLING 2M TO 3M LONG | CUM. | local | 0 | 65420 | 0 | 0 | 0 | 65420 | Vibrat-charges(P.C.C) | 15.6 |  | 7.8 | 1.1 | 8.58
18 | SAND FILLING * | 7.8 | 1CUM |  | 0.48 | M.T | CEMENT | 3800 | M.T | 1824 | [6 empty] | - | 19. | T.W.SCANTLING BELOW 2M LONG | CUM. | local | 0 | 57165 | 0 | 0 | 0 | 57165 | Sand filling charges | 7.8 |  | 8.8 | 1.1 | 9.68
19 | POLISHING STONE | 58.33 | L.S |  | 1 | CUM | SAND | #REF! | CUM | #REF! |  |  |  | TOTAL FOR 1.5 CUM |  |  | #REF! | 20. | T.W.PLANKS 30cm to 45cm WIDTH & 12to25mm Thick | CUM. | local | 0 | 63870 | 0 | 0 | 0 | 63870 | Earth filling charges | 8.8 |  | 25 | 1.1 | 27.5
20 | FLOOR POLISHER (MOSAIC) * | 120 | NO |  | 1 | CUM | MIXING OF MORTAR | 26 | CUM | 26 | [6 empty] | - | 21. | Country BricksKiln Burnt of SIZE 22x11x5Cm | 1000nos. | Nerkundram | #REF! | 1470 | #REF! | 0 | 0 | #REF! | E.W. | 25 |  | 342 | 1.1 | 376.2
21 | LABOUR CHARGE FOR WROUGHT & PUTUP /V-SHUTTER * | 3035 | 287 |  |  | L.S | SUNDRIES |  | L.S | 0 |  |  |  | RATE PER CUM |  |  | #REF! | 22. | MOSAIC TILES GRAY 25X25X2cm. | 1000nos. | local | 0 | 8240 | 0 | 0 | 0 | 8240 | L.C.T.W.Door- | 342 |  | 287 | 1.1 | 315.7
22 | LABOUR CHARGE FOR DOOR/WINDOW SHUTTER * | 342 | 320 | [6 empty] | - | [6 empty] | = | 23. | CEMENT (supply at site) | M.T | local | 0 | 3800 | 0 | 0 | 0 | 3800 | L.C.marine doors- | 287 |  | 320 | 1.1 | 352
23 | COST OF RUBBER ,LUBRICATION,PLUG,CLAMP | 2.5 | 267 |  |  |  | TOTAL FOR 1 CUM |  |  | #REF! | [7 empty] | 24. | R.T.S. / M.S upto 16mm | M.T | Local | 0 | 28000 | 0 | 0 | 0 | 28000 | TW glazed window | 320 |  | 3035 | 1.1 | 3338.5
24 | M.S. HOLD FAST WITH SCREWS * | 3.64 | 240 | [6 empty] | - | [7 empty] | 25. | M.S./ R.T.S above 16mm | M.T | Local | 0 | 26500 | 0 | 0 | 0 | 26500 | Wrought&putup | 3035 |  | 267 | 1.1 | 293.7
25 | M.S. SHEET/ANGLE PER M.T | 30000 | 30000 |  |  | * | CEMENT MORTAR(1:4) | [10 empty] | 26. | Country BricksKiln Burnt SIZE 22x11x5Cm | 1000nos. | Nerkundram | #REF! | 1470 | #REF! | 0 | 0 | #REF! | Ventilator | 267 |  | 240 | 1.1 | 264
26 | Graval | 169 |  |  | 0.36 | M.T | CEMENT | 3800 | M.T | 1368 | [7 empty] | 27. | HBSJ 11.2mm IRC metal | CUM. | Pallavaram | 18 | 278 | #REF! | 0 | 0 | #REF! | Meter- Cupboard Weldmesh | 240 |  | 37.3 | 1.1 | 41.03
| Earth work lift for addl 1M | 2.6 |  |  | 1 | CUM | SAND | #REF! | CUM | #REF! | [7 empty] | 28. | HBSJ 37.5mm to 26.5mm IRC metal | CUM. | Pallavaram | 18 | 334.5 | #REF! | 0 | 0 | #REF! | E.W (SDR) | 37.3 |  | 95.5 | 1.1 | 105.05
[5 empty] | 1 | CUM | MIXING OF MORTAR | 26 | CUM | 26 | [7 empty] | 29. | HBSJ 63mm to 45mm IRC metal | CUM. | Pallavaram | 18 | 278.5 | #REF! | 0 | 0 | #REF! | FITTER-II (Pipe & Bar Bend) | 120
27 | TRANSPORTING & ERRECTION | 40 | NO. |  |  | L.S | SUNDRIES |  | L.S | 0 | [7 empty] | 30. | Gravel | CUM. | Nellore road | 20 | 83 | 86 | 0 | 0 | 169 |  |  | ¦
28 | LABOUR COST OF CHANNELMOULD/PAINTING ANTCORROSIVE | 41 | 500 | [6 empty] | - | [19 empty] | ¦
29 | COST OF PLASTERXERS/COST OF ANTI-CORROSIVE | 28 | 105.45 |  |  |  | TOTAL FOR 1 CUM |  |  | #REF! | [7 empty] | - | - | - | - | - | - | - | - | - | - | - | - | ¦
30 | STONE CUTTER II * | 110 | NO | [6 empty] | - | [19 empty] | ¦
31 | CONVEYING,LOWERING& JOINTING LABOUR | 1.75 | RMT |  |  | * | CEMENT MORTAR(1:5) | [11 empty] | CERTIFIED THAT THE LEAD PARTICULARS FURNISHED HERE ARE FOUND CORRECT UPTO BEST OF MY KNOWLEDGE | [10 empty] | ¦
32 | LABOUR FOR CUTTING 15mm DIA * | 2.2 | NO |  |  |  | - | [22 empty] | ¦
33 | LABOUR FOR CUTTING 20mm DIA * | 2.2 | NO |  | 0.288 | M.T | CEMENT | 3800 | M.T | 1094.4 | [19 empty] | ¦
34 | LABOUR FOR CUTTING 25mm DIA * | 2.7 | NO |  | 1 | CUM | SAND | #REF! | CUM | #REF! | [19 empty] | ¦
35 | LABOUR FOR CUTTING 32mm DIA * | 3.2 | NO |  | 1 | CUM | MIXING OF MORTAR | 26 | CUM | 26 | [10 empty] | J.E / A.E |  |  |  | A.E.E |  |  |  | E.E | ¦
36 | LABOUR FOR CUTTING 40mm DIA * | 4.2 | NO |  |  | L.S | SUNDRIES |  | L.S | 0 |  |  | * | CEMENT CONCRETE(1:8:16) USING | [15 empty] | ¦
37 | LABOUR FOR CUTTING 50mm DIA/100mm Dia * | 5.35 | 10.65 | [6 empty] | - |  |  |  | 40mm BRICK JELLY | [15 empty] | ¦
38 | LABOUR FOR CUTTING 65mm DIA/80mm Dia * | 5.85 | 7.45 |  |  |  | TOTAL FOR 1 CUM |  |  | #REF! |  |  |  | - | [15 empty] | ¦
39 | LABOUR FOR THREADING 15mm DIA * | 3.2 | NO | [6 empty] | - |  | 9 | CUM | 40mm BRICK JELLY | #REF! | CUM | #REF! | [12 empty] | ¦
40 | LABOUR FOR THREADING 20mm DIA * | 3.2 | NO |  |  | * | CEMENT MORTAR(1:6) |  |  |  |  | 4.5 | CUM | CEMENT MORTAR(1:8) | #REF! | CUM | #REF! | [12 empty] | ¦
41 | LABOUR FOR THREADING 25mm DIA * | 6.4 | NO |  |  |  | - |  |  |  |  | 1.8 | NO. | MASON II | 135 | NO. | 243 | [12 empty] | ¦
42 | LABOUR FOR THREADING 32mm DIA /100mm Dia * | 8.55 | 21.3 |  | 0.24 | M.T | CEMENT | 3800 | M.T | 912 |  | 17.7 | NO. | MAZDOOR I | 95 | NO. | 1681.5 | [12 empty] | ¦
43 | LABOUR FOR THREADING 40mm DIA /80mm Dia * | 9.55 | 16 |  | 1 | CUM | SAND | #REF! | CUM | #REF! |  | 14.1 | NO. | MAZDOOR II | 85 | NO. | 1198.5 | [12 empty] | ¦::
44 | LABOUR FOR THREADING 50mm DIA /65mm Dia * | 10.65 | 12.75 |  | 1 | CUM | MIXING OF MORTAR | 26 | CUM | 26 |  |  | L.S | SUNDRIES |  | L.S | 0
45 | COST OF JOINTING MATERIALS | 12.1 | L.S |  |  | L.S | SUNDRIES |  | L.S | 0 | [6 empty] | -
46 | HIRE CHARGES FOR POWER POLISHER | 35 | L.S | [6 empty] | - |  |  |  | TOTAL FOR 10 CUM |  |  | #REF! | [12 empty] | ¦
47 | ELC. CONSUMPTION CHARGES | 15 | L.S |  |  |  | TOTAL FOR 1 CUM |  |  | #REF! | [6 empty] | - | [12 empty] | ¦
48 | LABOUR FOR FIXING WINDOW BARS | 6.55 | Kg* | [6 empty] | - |  |  |  | RATE PER CUM |  |  | #REF! | [12 empty] | ¦
49 | E.W.EXCAVATION SS 20B AS PER SR ITEM 62 * | 25 | 37.3 |  |  | * | CEMENT MORTAR(1:7) | [9 empty] | = | [12 empty] | ¦
50 | MIXER OPERATER * | 85.5 | NO. |  |  |  | - | [5 empty] | * | CEMENT CONCRETE(1:2:4) USING | [15 empty] | ¦
51 | TESTING CHARGES FOR S.W. LINE | 42 | L.S |  | 0.206 | M.T | CEMENT | 3800 | M.T | 782.8 |  |  |  | 20mm HBSTONE METEL | [15 empty] | ¦
52 | GRINDING MORTAR * | 62.5 | CUM |  | 1 | CUM | SAND | #REF! | CUM | #REF! |  |  |  | - | [15 empty] | ¦
53 | G.I. SHEET SR114 1.6mmT.K,30cmWIDE | 303 | SQM* |  | 1 | CUM | MIXING OF MORTAR | 26 | CUM | 26 |  | 9 | CUM | 20mm HBSTONE METEL | #REF! | CUM | #REF! | [12 empty] | ¦
54 | FITTER II * | 120 | NO. |  |  | L.S | SUNDRIES |  | L.S | 0 |  | 4.5 | CUM | CEMENT MORTAR(1:2) | #REF! | CUM | #REF! | [12 empty] | ¦
55 | CEMENT | 3800 | M.T | [6 empty] | - |  | 1.8 | NO. | MASON II | 135 | NO. | 243 | [12 empty] | ¦
56 | ROUGH STONE | #REF! | CUM |  |  |  | TOTAL FOR 1 CUM |  |  | #REF! |  | 17.7 | NO. | MAZDOOR I | 95 | NO. | 1681.5 | [12 empty] | ¦
57 | BOND STONE | #REF! | CUM | [6 empty] | - |  | 14.1 | NO. | MAZDOOR II | 85 | NO. | 1198.5 | [12 empty] | ¦
58 | HARD BROKEN STONE JELLY 3mmTo10mm SIZE | #REF! | CUM |  |  | * | CEMENT MORTAR(1:8) | [5 empty] | L.S | SUNDRIES |  | L.S | 0 | [12 empty] | ¦
59 | HARD BROKEN STONE JELLY 10mm SIZE | #REF! | CUM |  |  |  | - | [9 empty] | - | [12 empty] | ¦
60 | HARD BROKEN STONE JELLY 12mm SIZE | #REF! | CUM |  | 0.18 | M.T | CEMENT | 3800 | M.T | 684 |  |  |  | TOTAL FOR 10 CUM |  |  | #REF! | [12 empty] | ¦
61 | HARD BROKEN STONE JELLY 20mm SIZE | #REF! | CUM |  | 1 | CUM | SAND | #REF! | CUM | #REF! | [6 empty] | - | [12 empty] | ¦
62 | HARD BROKEN STONE JELLY 40mm SIZE | #REF! | CUM |  | 1 | CUM | MIXING OF MORTAR | 26 | CUM | 26 |  |  |  | RATE PER CUM |  |  | #REF! | [12 empty] | ¦
63 | TERRACOTTA JALLY 110mm/50mmT.K FIXING CHARGE | 20 | * |  |  | L.S | SUNDRIES |  | L.S | 0 | [6 empty] | = | [12 empty] | ¦
64 | TERRACOTTA JALLY 110mmT.K/50mmT.K | 514.62 | 240 | [6 empty] | - |  |  | * | B.W IN C.M(1:5) USING CHAMBER BURNT | [15 empty] | ¦
65 | CHAMBER BURNT G.M(2D) BRICK 8-3/4"X4-1/4"X2" | #REF! | CUM |  |  |  | TOTAL FOR 1 CUM |  |  | #REF! |  |  |  | Bricks of size 22X11X5Cm | [15 empty] | ¦
66 | SAND FOR MARTER | #REF! | CUM | [6 empty] | - |  |  |  | - | [15 empty] | ¦
67 | SAND FOR FILLING | #REF! | CUM |  | 1.1 |  | EARTH WORK EXCAVATION |  |  |  |  | 4600 | NOS. | Bricks of size 22X11X5Cm | #REF! | 1000NO. | #REF! | [12 empty] | ¦
68 | STOCK BRICK-IISORT(2A)T.M OF SIZE 9"x4-1/2"X3" | #REF! | 1000 Nos |  |  |  | --------------------- |  |  |  |  | 2.5 | CUM | CEMENT MORTAR(1:5) | #REF! | CUM | #REF! | [12 empty] | ¦
69 | BRICK JELLY 40mm GAUGE | #REF! | CUM |  | 10 | CUM | EARTH WORK EXCAVATION IN SS20B | 25 | CUM | 250 |  | 3.5 | NO. | MASON I | 150 | NO. | 525 | [12 empty] | ¦
70 | BRICK JELLY 20mm GAUGE | #REF! | CUM |  | 10 | CUM | ADD 100% FOR NARROW CUTTING | 25 | CUM | 250 |  | 10.6 | NO. | MASON II | 135 | NO. | 1431 | [12 empty] | ¦
71 | PRESSED TILES 23X23X2cm | 4500 | 1000 Nos | 3550 | 10 | CUM | 1/3REFILLING CHARGES | 2.9333 | CUM | 29.3333 |  | 7.1 | NO. | MAZDOOR I | 95 | NO. | 674.5 | [12 empty] | ¦
72 | SLACKED LIME | 773 | CUM |  |  | L.S | SUNDRIES |  | L.S | 0 |  | 21.2 | NO. | MAZDOOR II | 85 | NO. | 1802 | [12 empty] | ¦
73 | SLACKED SHELL LIME | #REF! | CUM | [6 empty] | - |  |  | L.S | SUNDRIES |  | L.S | 0 | [12 empty] | ¦
74 | C.W.SANDLING UP TO 4M LONG | 20605 | CUM |  |  |  | TOTAL FOR 10 CUM |  |  | 529.3333 | [6 empty] | - | [12 empty] | ¦
75 | C.W. PLANK 40mmT.K.UPTO30cm WIDTH | 23685 | CUM | [6 empty] | - |  |  |  | TOTAL FOR 10 CUM |  |  | #REF! | [12 empty] | ¦
76 | T.W SANDLING OVER2M,BLOW3M | 65420 | CUM |  |  |  | RATE PER CUM INCLUDING REFILLING | 0 TO 2M |  | 52.9333 | [6 empty] | - | [12 empty] | ¦
77 | T.W.SCANDLING UPTO 2M | 57165 | CUM |  |  |  |  | 2 TO 3M |  | 55.53 |  |  |  | RATE PER CUM |  |  | #REF! | [12 empty] | ¦
78 | T.W. PLANK 12mm to 25mm T.K UPTO 45cmWIDTH | 63870 | CUM |  | 1.2 |  | RATE PER CUM EXCLUDING REFILLING | 0 TO 2M |  | 50 | [6 empty] | = | [12 empty] | ¦
79 | STOCK BRICK-ISORT(2B)T.M SIZE 9"x4-3/8"X2-3/4" | #REF! | 1000 Nos |  |  |  |  | 2 TO 3M |  | 52.6 | [19 empty] | ¦
[5 empty] | 1.3 |  | EARTH WORK EXCAVATION for SDR
-
[5 empty] | 10 | CUM | EARTH WORK EXCAVATION IN SDR | 37.3 | CUM | 373
[5 empty] | 10 | CUM | ADD 100% FOR NARROW CUTTING | 37.3 | CUM | 373
[5 empty] | 10 | CUM | 1/3REFILLING CHARGES | 2.9333 | CUM | 29.3333
[6 empty] | L.S | SUNDRIES |  | L.S | 0
-
[7 empty] | TOTAL FOR 10 CUM |  |  | 775.3333
-
[7 empty] | RATE PER CUM INCLUDING REFILLING | 0 TO 2M |  | 77.5333
[8 empty] | 2 TO 3M |  | 80.13
[5 empty] | 1.7 |  | RATE PER CUM EXCLUDING REFILLING IN SDR | 0 TO 2M |  | 74.6
[8 empty] | 2 TO 3M |  | 77.2
[5 empty] | 1.5 |  | EARTH WORK EXCAVATION for open foundationEXCLUDING REFILLING
[5 empty] | 10 | CUM | EARTH WORK EXCAVATION IN SS20B | 25 | CUM | 250
[5 empty] | 10 | CUM | 1/3REFILLING CHARGES | 2.9333 | CUM | 29.3333
[6 empty] | L.S | SUNDRIES |  | L.S | 0
-
[7 empty] | TOTAL FOR 10 CUM |  |  | 279.3333
-
27.9333
=
[7 empty] | RATE PER CUM EXCLUDING REFILLING | 0 TO 2M |  | 25
[8 empty] | 2 TO 3M |  | 27.6
[5 empty] | 1.8 |  | EARTH WORK EXCAVATION for open foundation IN SDR (EXCLUDING REFILLING)
[5 empty] | 10 | CUM | EARTH WORK EXCAVATION IN SDR | 37.3 | CUM | 373
[6 empty] | LS |  |  | LS | 0
-
[7 empty] | TOTAL FOR 10 CUM |  |  | 373
-
[7 empty] | RATE PER CUM EXCLUDING REFILLING IN SDR (OPEN FOUNDATION) | 0 TO 2M |  | 37.3
[8 empty] | 2 TO 3M |  | 39.9
[5 empty] | 1.6 |  | EARTH WORK EXCAVATION FOR DRAINS
[7 empty] | up to 1.25m width | 0 TO 2M |  | 37.5
[7 empty] | 1.5 times E.W | 2 TO 3M |  | 40.1
=
80 | MOSIC TILES GREY 25X25X2cm | 8240 | 13.87 |  | 2.1 | * | FILLING IN FOUNDATION AND | [5 empty] | 14a | G.F |  |  | #REF! | [12 empty] | ¦
81 | RTS/MS above 16mm dia | 26500 | M.T |  |  |  | BASEMENT WITH FILLING SAND | [5 empty] | 14b | F.F |  |  | #REF! | [12 empty] | ¦
82 | RTS/MS upto 16mm dia | 28000 | M.T |  |  |  | - | [5 empty] | 14c | S.F |  |  | #REF! | [12 empty] | ¦
83 | M.S. WIRE 3mm | 26500 | M.T |  | 1 | CUM | COST OF FILLINGSAND | #REF! | CUM | #REF! |  |  | 14d | T.F |  |  | #REF! | [12 empty] | ¦
84 | GRAVEL | 169 | CUM |  | 1 | CUM | LABOUR CHARGES FOR FILLING | 7.8 | CUM | 7.8 |  |  |  | Fourth floor |  |  | #REF! | [12 empty] | ¦
85 | BITUMEN | 12224.58 | M.T |  |  | L.S | SUNDRIES |  | L.S | 0 |  |  | * | B.W IN C.M(1:6) USING CHAMBER BURNT | [15 empty] | ¦
86 | BINDING WIRE | 30000 | M.T | [6 empty] | - |  |  |  | Bricks of size 22X11X5Cm | [15 empty] | ¦
[7 empty] | TOTAL FOR 1.0 CUM |  |  | #REF! |  |  |  | - | [15 empty] | ¦
87 | POLISHING STONE | 7.5 | L.S | [6 empty] | - |  | 4600 | NOS. | Bricks of size 22X11X5Cm | #REF! | 1000NO. | #REF! | [12 empty] | ¦
[5 empty] | 2.2 | * | PROVIDING SAND GRAVEL MIX
IN 1:1 RATIO INCLUDING
COST OF SAND,GRAVEL,STACKING,LABOUR FOR
MIXING &CONSOLIDATION ETC
COMPLETE.
-
[5 empty] | 0.7 | CUM | COST OF SAND | #REF! | CUM | #REF!
[5 empty] | 0.7 | CUM | STACKING CHARGES | 3.05 | CUM | 2.135
[5 empty] | 0.72 | CUM | COST OF gravel | 169 | CUM | 121.68
[5 empty] | 0.72 | CUM | STACKING CHARGES | 3.05 | CUM | 2.196
[5 empty] | 1 | CUM | LABOUR CHARGES FOR MIXING | 26 | CUM | 26
[5 empty] | 1 | CUM | LABOUR CHARGES FOR SPREADING | 6.05 | CUM | 6.05
WATERING&POWER ROLLING
[6 empty] | L.S | SUNDRIES |  | L.S | 0
-
[7 empty] | TOTAL FOR 1.0 CUM |  |  | #REF!
-
2.3 | SUPLLYING AND FILLING WITH 40MM Brick jelly | #REF! |  |  | 2.6 | * | SUPLLYING AND FILLING WITH 40MM HBSJ
2.4 | SUPLLYING AND FILLING WITH 20MM Brick jelly | #REF! |  |  |  |  | -
[5 empty] | 1 | CUM | COST OF 40mm HBSJ | #REF! | CUM | #REF!
[5 empty] | 1 | CUM | LABOUR CHARGES FOR FILLING | 8.8 | CUM | 8.8
[6 empty] | L.S | SUNDRIES |  | L.S | 0
-
[7 empty] | TOTAL FOR 1.0 CUM |  |  | #REF!
-
[5 empty] | 2.7 | * | SUPLLYING AND FILLING WITH 20MM HBSJ
-
[5 empty] | 1 | CUM | COST OF 20mm HBSJ | #REF! | CUM | #REF!
[5 empty] | 1 | CUM | LABOUR CHARGES FOR FILLING | 8.8 | CUM | 8.8
[6 empty] | L.S | SUNDRIES |  | L.S | 0
-
[7 empty] | TOTAL FOR 1.0 CUM |  |  | #REF!
88 | CRUDE OIL | 15.25 | Kg | [6 empty] | - |  | 2.5 | CUM | CEMENT MORTAR(1:6) | #REF! | CUM | #REF! | [12 empty] | ¦
89 | RED OXIDE | 110 | Kg | [8 empty] | 3.5 | NO. | MASON I | 150 | NO. | 525 | [12 empty] | ¦
[5 empty] | 2.5 |  | Providing GRAVEL SOLING of 150mm thick
[5 empty] | 1 | CUM | COST OF Gravel | 169 | CUM | 169
[5 empty] | 1 | CUM | STACKING CHARGES | 3.05 | CUM | 3.05
[5 empty] | 1 | CUM | LABOUR CHARGES FOR SPREADING | 6.05 | CUM | 6.05
WATERING&POWER ROLLING
-
[7 empty] | TOTAL FOR 1.0 CUM |  |  | 178.1
-
90 | WINE VERNISH | 65 | LITTER |  | 3.1 | * | CEMENT CONCRETE(1:5:10) USING |  |  |  |  | 10.6 | NO. | MASON II | 135 | NO. | 1431 | [12 empty] | ¦
91 | LINSEED OIL (BOILED) | 25 | LITTER |  |  |  | 40mm HBSTONE METEL |  |  |  |  | 7.1 | NO. | MAZDOOR I | 95 | NO. | 674.5 | [12 empty] | ¦
92 | BEST GOPALVARNISH REDY MIX | 210 | LITTER |  |  |  | - |  |  |  |  | 21.2 | NO. | MAZDOOR II | 85 | NO. | 1802 | [12 empty] | ¦
93 | READY MIX PAINT II ND/ IST for wood | 160 | 96.11 |  | 9 | CUM | H.B.STONEJELLY 40mm | #REF! | CUM | #REF! |  |  | L.S | SUNDRIES |  | L.S | 0 | [12 empty] | ¦
94 | READY MIX PRIMER PAINT | 100 | LITTER |  | 4.5 | CUM | CEMENT MORTAR(1:5) | #REF! | CUM | #REF! | [6 empty] | - | [12 empty] | ¦
95 | M.S WASHER | 0.25 | NO. |  | 1.8 | NO. | MASON II | 135 | NO. | 243 |  |  |  | TOTAL FOR 10 CUM |  |  | #REF! | [12 empty] | ¦
96 | CHICKEN MESH 10X10X10G | 22.6 | SQM |  | 17.7 | NO. | MAZDOOR I | 95 | NO. | 1681.5 | [6 empty] | - | [12 empty] | ¦
97 | WELD MESH 75X25X10G | 212 | SQM |  | 14.1 | NO. | MAZDOOR II | 85 | NO. | 1198.5 |  |  |  | RATE PER CUM |  |  | #REF! | [12 empty] | ¦
98 | WELD MESH 100X100X10G | 85 | NO |  |  | L.S | SUNDRIES |  | L.S | 0 | [6 empty] | = | [12 empty] | ¦
99 | IWC ORIYA PAN | 750 | NO | [6 empty] | - | [19 empty] | ¦
100 | S.W. SIGLE Y | 47.2 | NO | [6 empty] | #REF! |  |  | 15a | G.F |  |  | #REF! | [12 empty] | ¦
101 | S.W.TEE 100mm DIA WITH ISI MARK | 75 | NO |  |  |  | TOTAL FOR 10 CUM |  |  | - |  |  | 15b | F.F |  |  | #REF! | [12 empty] | ¦::
102 | S.W.PIPE 100mm DIAWITH ISI MARK | 40 | NO | [6 empty] | #REF! |  |  | 15c | S.F |  |  | #REF!
103 | S.W.PIPE 150mm DIAWITH ISI MARK | 65 | NO |  |  |  | RATE PER CUM |  |  | = |  |  | 15d | T.F |  |  | #REF!
104 | S.W.BEND 100mm DIAWITH ISI MARK | 65 | NO | [26 empty] | ¦
105 | READY MIX PAINT II ND/ IST for iron | 150 | LTR |  | 3.2 | * | CEMENT CONCRETE PCC (1:2:4) USING
106 | S.W.TEE 150mm DIA WITH ISI MARK | 100 | NO |  |  |  | 20mm HBSTONE METEL | [5 empty] | A. | DOOR OF SIZE 70X210Cm
[7 empty] | - | [6 empty] | -
[5 empty] | 9 | CUM | H.B.STONEJELLY 20mm | #REF! | CUM | #REF! |  | 0.01153 | CUM | T.W.SCANTLING above 2M length | 65420 | CUM | 754.2926
[5 empty] | 4.5 | CUM | CEMENT MORTAR(1:2) | #REF! | CUM | #REF! |  | 0.01013 | CUM | T.W.SCANTLING below 2M length | 57165 | CUM | 579.0815
[5 empty] | 1.8 | NO. | MASON II | 135 | NO. | 243 |  | 0.7778 | SQM | Phenol bonded BWR Plywood 9mm | 381.37 | SQM | 296.6296
[5 empty] | 17.7 | NO. | MAZDOOR I | 95 | NO. | 1681.5 |  | 1.23 | SQM | LABOUR CHARGE | 287 | SQM | 353.01
[5 empty] | 14.1 | NO. | MAZDOOR II | 85 | NO. | 1198.5 |  | 2 | NO. | 6"X1/2"ALU.TOWER BOLT | 30 | NO. | 60
[6 empty] | L.S | SUNDRIES |  | L.S | 0 |  | 3 | NO. | 5" ALU.BUTT HINGS | 45 | NO. | 135
[10 empty] | - |  | 1 | NO. | 10"X5/8" ALU. ALDROP | 95 | NO. | 95
[10 empty] | #REF! |  | 1 | NO. | NYLON BUSH | 8 | NO. | 8
[7 empty] | TOTAL FOR 10 CUM |  |  | - |  | 1 | NO. | ALU.HANDLE WITH C.P.SCREWS | 30 | NO. | 30
[10 empty] | #REF! |  | 1 | NO. | DOOR STOPPER | 25 | NO. | 25
[7 empty] | RATE PER CUM |  |  | = | [6 empty] | -
[14 empty] | TOTAL FOR 1.23 SQM |  |  | 2336.0136
[5 empty] | 3.3 | * | CEMENT CONCRETE(1:8:16) USING | [9 empty] | -
20mm brick jelly
[7 empty] | - | [6 empty] | RATE PER SQM |  |  | 1899.1981
[5 empty] | 9 | CUM | 20mmbrick jelly | #REF! | CUM | #REF! |  | ¦::
[5 empty] | 4.5 | CUM | CEMENT MORTAR(1:8) | #REF! | CUM | #REF!
[5 empty] | 1.8 | NO. | MASON II | 135 | NO. | 243
[5 empty] | 17.7 | NO. | MAZDOOR I | 95 | NO. | 1681.5
[5 empty] | 14.1 | NO. | MAZDOOR II | 85 | NO. | 1198.5
[6 empty] | L.S | SUNDRIES |  | L.S | 0
-
#REF!
[7 empty] | TOTAL FOR 10 CUM |  |  | -
#REF!
[7 empty] | RATE PER CUM |  |  | =
[5 empty] | 3.6 |  | PROVIDING WBM 125mm CONSOLIDATED
THICK WITH GRAVEL BLINDAGE
=
[5 empty] | 1.25 | cum | Stacking charges | 3.05 | cum | 3.8125
[5 empty] | 0.75 | cum | 63mm to 46.5mm IRC metal | #REF! | cum | #REF!
[5 empty] | 0.5 | cum | 37.5mm to 26.5mm IRC metal | #REF! | cum | #REF!
[5 empty] | 0.45 | cum | Gravel blindage 2 layers | 169 | cum | 76.05
[5 empty] | 10 | sqm | Spreading charges for 2 layers | 17.82 | sqm | 178.2
[7 empty] | (10.1+7.72) |  |  | -
[7 empty] | Total for 10 m2 |  |  | #REF!
-
[7 empty] | for 1 m2 |  |  | #REF!
=
[5 empty] | 3.7 |  | SURFACE DRESSING OVER WBM 25mm TK.
-
[5 empty] | 2.7 | cum | 11.2mm IRC metal | #REF! | cum | #REF!
[5 empty] | 0.145 | cum | Filling sand | #REF! | cum | #REF!
[5 empty] | 218.8 | kg | Bitumen | 12224.58 | kg | 2674.7381
[5 empty] | 100 | sqm | Labour charges | 14.3 | sqm | 1430
-
[7 empty] | Total for 100M2 |  |  | #REF!
-
[7 empty] | for 1 m2 |  |  | #REF!
=
105 | S.W.BEND 150mm DIA | 50.5 | NO |  | 4.1 |  | REINFORCED CEMENT CONCRETE | [5 empty] | ** | PARTITION WALL OF 114mmTHICK | [15 empty] | ¦
106 | S.W.GULLY TRAP 150X100mm | 115 | NO |  |  |  | = | [6 empty] | - | [15 empty] | ¦
107 | NAHANI TRAP 63mm/PVC TYP | 63 | 90 |  |  | * | C.C(1:2:4)USING 20mm HBSTONE |  |  |  |  | 1.14 | CUM | PRATITION B.W IN C.M(1:4) | #REF! | NO. | #REF! | [12 empty] | ¦
108 | CENTERING C.W BOARDING 40mmT.K | 10705 | CUM |  |  |  | JELLY FOR ALL RCCWORK |  |  |  |  | 1 | NO | MASON I | 150 | NO. | 150 | [12 empty] | ¦
109 | CENTERING C.W. JOIST | 9395 | CUM |  |  |  | - | [5 empty] | L.S | SUNDRIES |  | L.S | 0.05 | [12 empty] | ¦
110 | CASURINA POST 10mmMTO 13mm DIA * | 15 | NO |  | 9 | CUM | 20mm HB STONE JELLY | #REF! | CUM | #REF! | [6 empty] | - | [12 empty] | ¦
111 | CEMENT PAINT | 35 | Kg | 120 | 3.231 | M.T | CEMENT | 3800 | M.T | 12277.8 |  |  |  | TOTAL FOR 10 SQM |  |  | #REF! | [12 empty] | ¦
112 | GLASS 3mmTHICK | 160 | 452.09 |  | 4.5 | CUM | SAND | #REF! | CUM | #REF! | [6 empty] | - | [12 empty] | ¦
113 | A.C. PIPE 100mm DIA | 13.5 | RMT |  | 3.5 | NO. | MASON II | 135 | NO. | 472.5 |  |  |  | RATE PER SQM |  |  | #REF! | [12 empty] | ¦
114 | A.C.BEND100mm DIA | 18.81 | NO |  | 21.2 | NO. | MAZDOOR I | 95 | NO. | 2014 | [6 empty] | = | [12 empty] | ¦
115 | A.C. SHOE 100mm DIA | 14.15 | NO |  | 35.3 | NO. | MAZDOOR II | 85 | NO. | 3000.5 |  |  | 20a | G.F |  |  | #REF! | [12 empty] | ¦
116 | C.I EVERITE CLAMOE 100mm DIA | 16.44 | NO |  |  | L.S | SUNDRIES |  | L.S | 0 |  |  | 20b | F.F |  |  | #REF! | [12 empty] | ¦
117 | CI GREATINGS 100mm DIA | 8 | 6.25 | [6 empty] | - |  |  | 20c | S.F |  |  | #REF! | [12 empty] | ¦
118 | G.I.SHEET 22G | 170.39 | SQM |  |  |  | TOTAL FOR 10CUM |  |  | #REF! |  |  | 20d | T.F |  |  | #REF! | [12 empty] | ¦
119 | ALU HINGS 5" | 45 | NO | [6 empty] | - | [19 empty] | ¦
120 | ALU HINGS 4" | 31.24 | NO |  |  |  | RATE PER CUM |  |  | #REF! |  |  | ** | DADOING WALL WITH MASAIC | [15 empty] | ¦
121 | ALU HINGS 3" | 25 | NO | [10 empty] | GRADED CHIPS | [15 empty] | ¦
122 | ALU HINGS 2" | 13 | NO |  | 1 | CUM | VIBRATING CHARGES |  |  | 20.7 |  |  |  | - | [15 empty] | ¦
123 | ALU TOWER BOLT 6"X1/2" | 30 | NO | [6 empty] | - |  | 10 | SQM | MASIC TILES LAID IN CM 1:3 | #REF! | SQM | #REF! | [12 empty] | ¦
124 | ALU TOWER BOLT 2"X5/10" | 20 | NO | 25 |  |  | for foundation and basement |  |  | #REF! |  | 1.1 | NO. | MASON II | 135 | NO. | 148.5 | [12 empty] | ¦
125 | ALU ALDROP 10"X5.8" | 95 | NO | [6 empty] | - |  | 1.1 | NO. | MAZDOOR I | 95 | NO. | 104.5 | [12 empty] | ¦
126 | ALU ALDROP 6"X1/2" | 80 | NO |  |  |  | G.F |  |  | #REF! |  | 1.1 | NO. | MAZDOOR II | 85 | NO. | 93.5 | [12 empty] | ¦
127 | NYLON BUSH FOR D | 8 | NO |  |  |  | F.F |  |  | #REF! | [6 empty] | - | [12 empty] | ¦
128 | NYLON BUSH FOR W&V | 8 | NO |  |  |  | S.F |  |  | #REF! |  |  |  | TOTAL FOR 10 SQM |  |  | #REF! | [12 empty] | ¦
129 | VENTILATER PIVET | 2.9 | PAIR |  |  |  | T.F |  |  | #REF! | [6 empty] | - | [12 empty] | ¦
130 | ALU HOOKS & EYES8" | 20.6 | PAIR |  |  |  | Forth floor |  |  | #REF! |  |  |  | RATE PER SQM |  |  | #REF! | [12 empty] | ¦
131 | ALU HOOKS & EYES6" | 15.6 | NO | [13 empty] | = | [12 empty] | ¦
132 | ALU HOOKS & EYES3" | 12.6 | NO |  | 5. | * | RANDUM RABBLE MASONRY IN CM 1:5 | [22 empty] | ¦
133 | I.O. HINGES 4" | 5.75 | NO |  |  |  | = | [5 empty] | * | PLASTERING C.M(1:3) 12mmTHICK | [15 empty] | ¦
134 | I.O. HINGES 5" | 8.5 | NO |  | 10 | CUM | ROUGH STONE | #REF! | CUM | #REF! |  |  |  | - | [15 empty] | ¦
135 | I.O SPL HING 8"LONG | 10 | NO |  | 1 | CUM | BOND STONE | #REF! | CUM | #REF! |  | 0.14 | CUM | CEMENT MORTAR(1:3) | #REF! | CUM | #REF! | [12 empty] | ¦
136 | I.O. HINGES 3" | 3.25 | NO |  | 3.4 | CUM | CEMENT MORTAR(1:5) | #REF! | CUM | #REF! |  | 1.1 | NO. | MASON I | 150 | NO. | 165 | [12 empty] | ¦
137 | I.O. HINGES 2" | 2.2 | NO |  | 7.1 | NO. | MASON I | 150 | NO. | 1065 |  | 0.5 | NO. | MAZDOOR I | 95 | NO. | 47.5 | [12 empty] | ¦
138 | I.O. TOWER BOLT 6"X1/2" | 10.5 | NO |  | 10.6 | NO. | MASON II | 135 | NO. | 1431 |  | 1.1 | NO. | MAZDOOR II | 85 | NO. | 93.5 | [12 empty] | ¦
139 | I.O. TOWER BOLT 2"X5/8" | 5.5 | NO |  | 14.1 | NO. | MAZDOOR I | 95 | NO. | 1339.5 |  |  | L.S | SUNDRIES |  | L.S | 0 | [12 empty] | ¦
140 | I.O. ALDROP 10"X5.8" | 21 | NO |  | 14.1 | NO. | MAZDOOR II | 85 | NO. | 1198.5 | [6 empty] | - | [12 empty] | ¦
141 | I.O. ALDROP 6"X1/2" | 10 | NO |  |  | L.S | SUNDRIES |  | L.S | 0 |  |  |  | TOTAL FOR 10 SQM |  |  | #REF! | [12 empty] | ¦
142 | NYLON BUSH FOR D | 4 | NO | [6 empty] | - | [6 empty] | - | [12 empty] | ¦
143 | NYLON BUSH FOR W&V | 8 | NO. |  |  |  | TOTAL FOR 10 CUM |  |  | #REF! |  |  |  | RATE PER SQM |  |  | #REF! | [12 empty] | ¦
144 | VENTILATER PIVET | 8.5 | NO | [6 empty] | - |  |  | * | PLASTERING C.M(1:2) 12mmTHICK |  |  | = | [12 empty] | ¦
145 | I.O HOOKS & EYES8" | 20.6 | NO |  |  |  | RATE PER CUM |  |  | #REF! |  |  |  | - | [15 empty] | ¦
146 | I.O HOOKS & EYES6" | 15.6 | NO | [6 empty] | = |  | 0.14 | CUM | CEMENT MORTAR(1:2) | #REF! | CUM | #REF! | [12 empty] | ¦
147 | I.O HOOKS & EYES3" | 0.9 | NO |  | 6 | * | B.W IN C.M(1:5) USING kiln Burnt Country Bricks |  |  |  |  | 1.1 | NO. | MASON I | 150 | NO. | 165 | [12 empty] | ¦
148 | C.I. SOIL PIPE | [5 empty] | Bricks of size 22x11x7 cm |  |  |  |  | 0.5 | NO. | MAZDOOR I | 95 | NO. | 47.5 | [12 empty] | ¦
149 | 50mm DIA | 66.44 | RMT |  |  |  | - |  |  |  |  | 1.1 | NO. | MAZDOOR II | 85 | NO. | 93.5 | [12 empty] | ¦
150 | 75mm DIA | 83.5 | RMT |  | 4800 | NOS. | Bricks of size 22x11x7 cm | #REF! | 1000NO. | #REF! |  |  | L.S | SUNDRIES |  | L.S | 0 | [12 empty] | ¦
151 | 100mm DIA | 102.12 | RMT |  | 2.5 | CUM | CEMENT MORTAR(1:5) | #REF! | CUM | #REF! | [6 empty] | - | [12 empty] | ¦
152 | 150mm DIA | 182.52 | RMT |  | 3.5 | NO. | MASON I | 150 | NO. | 525 |  |  |  | TOTAL FOR 10 SQM |  |  | #REF! | [12 empty] | ¦
153 | C.I. SOIL BEND |  |  |  | 10.6 | NO. | MASON II | 135 | NO. | 1431 | [6 empty] | - | [12 empty] | ¦
154 | 50mm DIA | 26.62 | NO |  | 7.1 | NO. | MAZDOOR I | 95 | NO. | 674.5 |  |  |  | RATE PER SQM |  |  | #REF! | [12 empty] | ¦
155 | 75mm DIA | 34.87 | NO |  | 21.2 | NO. | MAZDOOR II | 85 | NO. | 1802 | [6 empty] | = | [12 empty] | ¦
156 | 100mm DIA | 45 | NO |  |  | L.S | SUNDRIES |  | L.S | 0 |  |  | * | PLASTERING C.M(1:2) 10mmTHICK | [15 empty] | ¦
157 | 150mm DIA | 99.75 | NO | [6 empty] | - |  |  |  | - | [15 empty] | ¦
158 | C.I. SOIL BEND WITHDOOR | [5 empty] | TOTAL FOR 10 CUM |  |  | #REF! |  | 0.1 | CUM | CEMENT MORTAR(1:2) | #REF! | CUM | #REF! | [12 empty] | ¦
159 | 50mm DIA | 43.47 | NO | [6 empty] | - |  | 1.1 | NO. | MASON I | 150 | NO. | 165 | [12 empty] | ¦
160 | 75mm DIA | 50.34 | NO |  |  |  | RATE PER CUM |  |  | #REF! |  | 1.1 | NO. | MAZDOOR I | 95 | NO. | 104.5 | [12 empty] | ¦::
161 | 100mm DIA | 65.21 | NO | [6 empty] | = |  | 1.1 | NO. | MAZDOOR II | 85 | NO. | 93.5
162 | 150mm DIA | 145.29 | NO |  |  |  | G.F |  |  | #REF! |  |  | L.S | SUNDRIES |  | L.S | 0
163 | A.C. SOIL PIPE | [5 empty] | F.F |  |  | #REF! | [6 empty] | - | [12 empty] | ¦
164 | 50mm DIA | 14.91 | RMT |  |  |  | S.F |  |  | #REF! |  |  |  | TOTAL FOR 10 SQM |  |  | #REF! | [12 empty] | ¦
165 | 75mm DIA | 19.41 | RMT |  |  |  | T.F |  |  | #REF! | [6 empty] | - | [12 empty] | ¦
166 | 100mm DIA | 22.22 | RMT |  |  |  | Forth floor |  |  | #REF! |  |  |  | RATE PER SQM |  |  | #REF! | [12 empty] | ¦
[5 empty] | 7.2 |  | PROVIDING BITUMEN PAD FOR EXPANISION |  |  | 470/SQM
[7 empty] | JOINT |  |  | =
167 | 150mm DIA | 46.42 | RMT |  | 9 | * | B.W IN C.M(1:6) USING kiln Burnt Country Bricks | [9 empty] | = | [12 empty] | ¦
168 | A.C. SOIL BEND | [5 empty] | Bricks of size 22x11x7 cm | [22 empty] | ¦
169 | 50mm DIA | 8.58 | NO |  |  |  | - | [5 empty] | * | PLASTERING C.M(1:5) 20mmTHICK | [15 empty] | ¦
170 | 75mm DIA | 12.26 | NO |  | 4800 | NOS. | Bricks of size 22x11x7 cm | #REF! | 1000NO. | #REF! |  |  |  | - | [15 empty] | ¦
171 | 100mm DIA | 13.89 | NO |  | 2.5 | CUM | CEMENT MORTAR(1:6) | #REF! | CUM | #REF! |  | 0.22 | CUM | CEMENT MORTAR(1:5) | #REF! | CUM | #REF! | [12 empty] | ¦
172 | 150mm DIA | 36.25 | NO |  | 3.5 | NO. | MASON I | 150 | NO. | 525 |  | 2.2 | NO. | MASON I | 150 | NO. | 330 | [12 empty] | ¦
173 | A.C. SOIL BEND WITHDOOR |  |  |  | 10.6 | NO. | MASON II | 135 | NO. | 1431 |  | 0.5 | NO. | MAZDOOR I | 95 | NO. | 47.5 | [12 empty] | ¦
174 | 50mm DIA | 15.7 | NO |  | 7.1 | NO. | MAZDOOR I | 95 | NO. | 674.5 |  | 3.2 | NO. | MAZDOOR II | 85 | NO. | 272 | [12 empty] | ¦
175 | 75mm DIA | 22.31 | NO |  | 21.2 | NO. | MAZDOOR II | 85 | NO. | 1802 |  |  | L.S | SUNDRIES |  | L.S | 0 | [12 empty] | ¦
176 | 100mm DIA | 25.24 | NO |  |  | L.S | SUNDRIES |  | L.S | 0 | [6 empty] | - | [12 empty] | ¦
177 | 150mm DIA | 52.34 | NO | [6 empty] | - |  |  |  | TOTAL FOR 10 SQM |  |  | #REF! | [12 empty] | ¦
178 | A.C. SOIL TEE | [5 empty] | TOTAL FOR 10 CUM |  |  | #REF! | [6 empty] | - | [12 empty] | ¦
179 | 50mm DIA | 13.73 | NO | [6 empty] | - |  |  |  | RATE PER SQM |  |  | #REF! | [12 empty] | ¦
180 | 75mm DIA | 20.16 | NO |  |  |  | RATE PER CUM |  |  | #REF! | [6 empty] | = | [12 empty] | ¦
181 | 100mm DIA | 22.73 | NO | [6 empty] | = |  |  | * | PLASTERING C.M(1:3) 20mmTHICK | [15 empty] | ¦
182 | 150mm DIA | 46.98 |  |  |  |  | G.F |  |  | #REF! |  |  |  | - | [15 empty] | ¦
183 | A.C. SOIL TEE WITH DOOR | [5 empty] | F.F |  |  | #REF! |  | 0.22 | CUM | CEMENT MORTAR(1:3) | #REF! | CUM | #REF! | [12 empty] | ¦
184 | 50mm DIA | 19.3 | NO |  |  |  | S.F |  |  | #REF! |  | 2.2 | NO. | MASON I | 150 | NO. | 330 | [12 empty] | ¦
185 | 100mm DIA | 33.46 | NO |  |  |  | T.F |  |  | #REF! |  | 0.5 | NO. | MAZDOOR I | 95 | NO. | 47.5 | [12 empty] | ¦
186 | 150mm DIA | 53.62 | NO |  |  |  | Forth floor |  |  | #REF! |  | 3.2 | NO. | MAZDOOR II | 85 | NO. | 272 | [12 empty] | ¦
187 | A.C. SOIL SINGLE YEE |  |  |  | 27 | * | B.W IN C.M(1:4) USING kiln Burnt Country Bricks | [5 empty] | L.S | SUNDRIES |  | L.S | 0 | [12 empty] | ¦
188 | 50mm DIA | 13.73 | NO |  |  |  | Bricks of size 22x11x7 cm | [9 empty] | - | [12 empty] | ¦
189 | 75mm DIA | 20.16 | NO |  |  |  | - | [6 empty] | TOTAL FOR 10 SQM |  |  | #REF! | [12 empty] | ¦
190 | 100mm DIA | 22.73 | NO |  | 4800 | NOS. | Bricks of size 22x11x7 cm | #REF! | 1000NO. | #REF! | [6 empty] | - | [12 empty] | ¦
191 | 150mm DIA | 46.98 | NO |  | 2.5 | CUM | CEMENT MORTAR(1:4) | #REF! | CUM | #REF! |  |  |  | RATE PER SQM |  |  | #REF! | [12 empty] | ¦
192 | A.C. SOIL SINGLE YEE WITHDOOR |  |  |  | 3.5 | NO. | MASON I | 150 | NO. | 525 | [6 empty] | = | [12 empty] | ¦
193 | 50mm DIA | 19.3 | NO |  | 10.6 | NO. | MASON II | 135 | NO. | 1431 |  |  | * | PLASTERING C.M(1:4) 20mmTHICK | [15 empty] | ¦
194 | 75mm DIA | 25.74 | NO |  | 7.1 | NO. | MAZDOOR I | 95 | NO. | 674.5 |  |  |  | MIXEDWITH RED OXIDE @9.8 | [15 empty] | ¦
195 | 100mm DIA | 33.46 | NO |  | 21.2 | NO. | MAZDOOR II | 85 | NO. | 1802 |  |  |  | Kg/10 SQM | [15 empty] | ¦
196 | 150mm DIA | 53.62 |  |  |  | L.S | SUNDRIES |  | L.S | 0 |  |  |  | - | [15 empty] | ¦
197 | A.C. SOIL DOUBLE YEE WITHDOOR | [8 empty] | - |  | 0.22 | CUM | CEMENT MORTAR(1:4) | #REF! | CUM | #REF! | [12 empty] | ¦
198 | 50mm DIA | 26.16 | NO |  |  |  | TOTAL FOR 10 CUM |  |  | #REF! |  | 2.2 | NO. | MASON I | 150 | NO. | 330 | [12 empty] | ¦
199 | 75mm DIA | 34.32 | NO | [6 empty] | - |  | 0.5 | NO. | MAZDOOR I | 95 | NO. | 47.5 | [12 empty] | ¦
200 | 100mm DIA | 40.33 | NO |  |  |  | RATE PER CUM |  |  | #REF! |  | 1.1 | no. | mason for polishing | 150 | NO. | 165 | [12 empty] | ¦
201 | A.C. SOIL DOUBLE YEE | [8 empty] | = |  | 3.2 | NO. | MAZDOOR II | 85 | NO. | 272 | [12 empty] | ¦
202 | 50mm DIA | 20.33 | NO |  |  |  | G.F |  |  | #REF! |  | 9.8 | Kg | RED OXIDE | 110 | Kg | 1078 | [12 empty] | ¦
203 | 75mm DIA | 26.6 | NO |  |  |  | F.F |  |  | #REF! |  |  | L.S | SUNDRIES |  | L.S | 0 | [12 empty] | ¦
204 | 100mm DIA | 33.89 | NO |  |  |  | S.F |  |  | #REF! | [6 empty] | - | [12 empty] | ¦
205 | A.C. SOIL COWL | [5 empty] | T.F |  |  | #REF! |  |  |  | TOTAL FOR 10 SQM |  |  | #REF! | [12 empty] | ¦
206 | 50mm DIA | 13.29 | NO |  |  |  | Forth floor |  |  | #REF! | [6 empty] | - | [12 empty] | ¦
207 | 75mm DIA | 18.02 | NO |  |  |  | Average rate for staircase steps |  |  | #REF! |  |  |  | RATE PER SQM |  |  | #REF! | [12 empty] | ¦
208 | 100mm DIA | 23.17 | NO | [13 empty] | = | [12 empty] | ¦
209 | A.C. SOIL SHOE | [5 empty] | PARTITION WALL | [5 empty] | * | WHITE WASHING ONE COAT | [15 empty] | ¦
210 | 50mm DIA | 9 | NO |  |  |  | - | [6 empty] | - | [15 empty] | ¦
211 | 75mm DIA | 11.58 | NO |  | 10 | * | B.W IN C.M(1:4) USING kiln Burnt Country Bricks |  |  |  |  | 0.05 | CUM | SLACKED SHELL LIME | 773 | CUM | 38.65 | [12 empty] | ¦
212 | 100mm DIA | 14.15 | NO |  |  |  | Bricks of size 22x11x7 cm |  |  |  |  | 1.1 | NO. | MASON II | 135 | NO. | 148.5 | [12 empty] | ¦
213 | A.C. SOIL SOCKETS | [5 empty] | - |  |  |  |  | 0.3 | NO. | MAZDOOR I | 95 | NO. | 28.5 | [12 empty] | ¦
214 | 50mm DIA | 4.29 | NO |  | 4800 | NOS. | Bricks of size 22x11x7 cm | #REF! | 1000NO. | #REF! |  | 1.9 | NO. | MAZDOOR II | 85 | NO. | 161.5 | [12 empty] | ¦
215 | 75mm DIA | 6.01 | NO |  | 1.59 | CUM | CEMENT MORTAR(1:4) | #REF! | CUM | #REF! |  |  | L.S | SUNDRIES FOR BRUSH ETC |  | L.S | 1.46 | [12 empty] | ¦
216 | 100mm DIA | 6.86 | NO |  | 7 | NO. | MASON I | 150 | NO. | 1050 | [6 empty] | - | [12 empty] | ¦
217 | A.C.DRAIN SPOUT 18" LONG |  |  |  | 7.1 | NO. | MASON II | 135 | NO. | 958.5 |  |  |  | TOTAL FOR 100 SQM |  |  | 378.61 | [12 empty] | ¦
218 | 50mm DIA | 14.91 | NO |  | 7.1 | NO. | MAZDOOR I | 95 | NO. | 674.5 | [6 empty] | - | [12 empty] | ¦
219 | 75mm DIA | 17.58 | NO |  | 21.2 | NO. | MAZDOOR II | 85 | NO. | 1802 |  |  |  | RATE PER SQM |  |  | 3.7861 | [12 empty] | ¦
220 | 100mm DIA | 19.3 | NO |  |  | L.S | SUNDRIES |  | L.S | 0 | [6 empty] | = | [12 empty] | ¦
221 | A.C.DRAIN SPOUT 24" LONG | [8 empty] | - | [19 empty] | ¦::
222 | 50mm DIA | 15.87 | NO |  |  |  | TOTAL FOR 10 CUM |  |  | #REF!
223 | 75mm DIA | 20.16 | NO | [6 empty] | - |  |  | ** | WHITE WASHING TWO COAT
224 | 100mm DIA | 22.31 | NO |  |  |  | RATE PER CUM |  |  | #REF! |  |  |  | - | [15 empty] | ¦
225 | G.I. PIPE A CLASS | [8 empty] | = |  | 0.07 | CUM | SLACKED SHELL LIME | 773 | CUM | 54.11 | [12 empty] | ¦
226 | 15mmDIA | 26.4 | RMT | [8 empty] | 1.6 | NO. | MASON II | 135 | NO. | 216 | [12 empty] | ¦
227 | 20mm DIA | 35.26 | RMT |  |  | ** | PARTITION WALL OF 110 mm thick |  |  |  |  | 0.5 | NO. | MAZDOOR I | 95 | NO. | 47.5 | [12 empty] | ¦
228 | 25mm DIA | 48.71 | RMT |  |  |  | - |  |  |  |  | 2.7 | NO. | MAZDOOR II | 85 | NO. | 229.5 | [12 empty] | ¦
229 | 32mm DIA | 58.75 | RMT |  | 1.1 | CUM | PARATITION B.W IN C.M(1:4) | #REF! | NO. | #REF! |  |  | L.S | SUNDRIES FOR BRUSH ETC |  | L.S | 2.09 | [12 empty] | ¦
230 | 40mm DIA | 70.2 | RMT |  | 1 | NO | MASON I | 150 | NO. | 150 | [6 empty] | - | [12 empty] | ¦
231 | 50mm DIA | 91.85 | RMT |  |  | L.S | SUNDRIES |  | L.S | 0 |  |  |  | TOTAL FOR 100 SQM |  |  | 549.2 | [12 empty] | ¦
232 | 65mm DIA | 128 | RMT | [6 empty] | - | [6 empty] | - | [12 empty] | ¦
233 | G.I. BEND | [5 empty] | TOTAL FOR 10 SQM |  |  | #REF! |  |  |  | RATE PER SQM |  |  | 5.492 | [12 empty] | ¦
234 | 15mmDIA | 9 | NO. | [6 empty] | - | [6 empty] | = | [12 empty] | ¦
235 | 20mm DIA | 11 | NO. |  |  |  | RATE PER SQM |  |  | #REF! |  |  | ** | COLOUR WASHING TWO COATS | [15 empty] | ¦
236 | 25mm DIA | 18 | NO. | [6 empty] | = |  |  |  | - | [15 empty] | ¦
237 | 32mm DIA | 24.6 | NO. |  |  |  | G.F |  |  | #REF! |  | 10 | SQM | WHITE WASHING TWO COAT | 5.492 | SQM | 54.92 | [12 empty] | ¦
238 | 40mm DIA | 31.46 | NO. |  |  |  | F.F |  |  | #REF! |  | 10 | SQM | ADD 50% EXYRA FOR COLOURING | 2.746 | SQM | 27.46 | [12 empty] | ¦
239 | 50mm DIA | 53.2 | NO. |  |  |  | S.F |  |  | #REF! |  |  |  | MAATERIAL |  |  | - | [12 empty] | ¦
240 | 65mm DIA | 76.36 | NO. |  |  |  | T.F |  |  | #REF! | [6 empty] | 82.38 | [12 empty] | ¦
241 | G.I.COUPLER | [5 empty] | Fourth Floor |  |  | #REF! |  |  |  | TOTAL FOR 10 SQM |  |  | - | [12 empty] | ¦
242 | 15mmDIA | 5.5 | NO. |  | 11 | * | B.W IN C.M(1:4) USING kiln Burnt Country Bricks | [9 empty] | 8.238 | [12 empty] | ¦
243 | 20mm DIA | 8 | NO. |  |  |  | Bricks of size 22x11x7 cm | [6 empty] | RATE PER SQM |  |  | = | [12 empty] | ¦
244 | 25mm DIA | 10.4 | NO. |  |  |  | - | [22 empty] | ¦
245 | 32mm DIA | 22.06 | NO. |  | 4800 | NOS. | Bricks of size 22x11x7 cm | #REF! | 1000NO. | #REF! |  |  | * | COLOUR WASHING TWO COATS OVER | [15 empty] | ¦
246 | 40mm DIA | 27.91 | NO. |  | 1.59 | CUM | CEMENT MORTAR(1:4) | #REF! | CUM | #REF! |  |  |  | ONE COAT OF WHITE WASHING. | [15 empty] | ¦
247 | 50mm DIA | 49.42 | NO. |  | 7 | NO. | MASON I | 150 | NO. | 1050 |  |  |  | - | [15 empty] | ¦
248 | 65mm DIA | 86.94 | NO. |  | 7.1 | NO. | MASON II | 135 | NO. | 958.5 |  | 10 | SQM | WHITE WASHING ONE COAT | 3.7861 | SQM | 37.861 | [12 empty] | ¦
249 | G.I. ELBOW |  |  |  | 7.1 | NO. | MAZDOOR I | 95 | NO. | 674.5 |  | 10 | SQM | COLOUR WASHING TWO COATS | 8.238 | SQM | 82.38 | [12 empty] | ¦
250 | 15mmDIA | 5.75 | NO. |  | 21.2 | NO. | MAZDOOR II | 85 | NO. | 1802 | [6 empty] | - | [12 empty] | ¦
251 | 20mm DIA | 8.5 | NO. |  |  | L.S | SUNDRIES |  | L.S | 0 | [6 empty] | 120.241 | [12 empty] | ¦
252 | 25mm DIA | 14 | NO. | [6 empty] | - |  |  |  | TOTAL FOR 10 SQM |  |  | - | [12 empty] | ¦
253 | 32mm DIA | 30.11 | NO. |  |  |  | TOTAL FOR 10 CUM |  |  | #REF! | [6 empty] | 12.0241 | [12 empty] | ¦
254 | 40mm DIA | 47.25 | NO. | [6 empty] | - |  |  |  | RATE PER SQM |  |  | = | [12 empty] | ¦
255 | 50mm DIA | 71.16 | NO. |  |  |  | RATE PER CUM |  |  | #REF! | [19 empty] | ¦
256 | 65mm DIA | 125.84 | NO. | [6 empty] | = | [19 empty] | ¦
257 | G.I. UNION | [12 empty] | WATER SUPPLY | [15 empty] | ¦
258 | 15mmDIA | 17 | NO. |  |  | *** | PARTITION WALL OF 70mm thick | [6 empty] | - | [15 empty] | ¦
259 | 20mm DIA | 23.4 | NO. |  |  |  | - | [5 empty] | * | LABOUR CHARGE FOR LAYING | [15 empty] | ¦
260 | 25mm DIA | 33 | NO. |  | 0.7 | CUM | PRATITION B.W IN C.M(1:4) | #REF! | NO. | #REF! |  |  |  | JOINTING GI PIPE AND SPECIALS | [15 empty] | ¦
261 | 32mm DIA | 34.22 | NO. |  | 1 | NO | MASON I | 150 | NO. | 150 |  |  |  | BELOW G.L | [15 empty] | ¦
262 | 40mm DIA | 75.28 | NO. |  |  | L.S | SUNDRIES |  | L.S | 0 |  |  |  | - | [15 empty] | ¦
263 | 50mm DIA | 92.66 | NO. | [6 empty] | - |  |  | A | 15mm DIA GI PIPE BELOW G.L | [15 empty] | ¦
264 | 65mm DIA | 141.86 | NO. |  |  |  | TOTAL FOR 10 SQM |  |  | #REF! |  |  |  | - | [15 empty] | ¦
265 | G.I. PLUG | [8 empty] | - |  | 8.1 | CUM | E.W EXCLUDING REFILLING | 50 | CUM | 405 | [12 empty] | ¦
266 | 15mmDIA | 1.8 | NO. |  |  |  | RATE PER SQM |  |  | #REF! |  | 8.1 | CUM | REFILLING CHARGE | 8.8 | CUM | 71.28 | [12 empty] | ¦
267 | 20mm DIA | 2.9 | NO. | [6 empty] | = |  | 30 | RMT | CONVEYING,LOWERING ANDLAYING | 1.75 | RMT | 52.5 | [12 empty] | ¦
268 | 25mm DIA | 4 | NO. |  |  |  | G.F |  |  | #REF! |  |  |  | TO PROPER GRADEAND | [15 empty] | ¦
269 | 32mm DIA | 6.86 | NO. |  |  |  | F.F |  |  | #REF! |  |  |  | ALIGNMENT,JOINTING | [15 empty] | ¦
270 | 40mm DIA | 9.15 | NO. |  |  |  | S.F |  |  | #REF! |  |  |  | ETC BUT EXCLUDING COST OF | [15 empty] | ¦
271 | 50mm DIA | 14.59 | NO. |  |  |  | T.F |  |  | #REF! |  |  |  | JOINTING MATERIALS. | [15 empty] | ¦
[7 empty] | Forth Floor |  |  | #REF!
272 | 65mm DIA | 21.74 | NO. |  |  |  | PARTITION WALL |  |  |  |  | 8 | NO | CUTTING CHARGES | 2.2 | NO | 17.6 | [12 empty] | ¦
273 | G.I. TEE | [5 empty] | ============== |  |  |  |  | 8 | NO | THREADING CHARGES | 3.2 | NO | 25.6 | [12 empty] | ¦
274 | 15mmDIA | 8.85 | NO. |  | 12 | * | B.W IN C.M(1:4) USING 4-A Categery |  |  |  |  | 1 | L.S | COST OF JOINTING MATERIALS | 12.1 | L.S | 12.1 | [12 empty] | ¦
275 | 20mm DIA | 14 | NO. |  |  |  | Bricks of size 22X11X5Cm |  |  |  |  | 1 | L.S | SUNDRIES |  | L.S | 0 | [12 empty] | ¦
276 | 25mm DIA | 20.7 | NO. |  |  |  | - | [9 empty] | - | [12 empty] | ¦
277 | 32mm DIA | 41.82 | NO. |  | 6570 | NOS. | Bricks of size 22X11X5 cm | #REF! | 1000NO. | #REF! |  |  |  | TOTAL FOR 30M |  |  | 584.08 | [12 empty] | ¦::
278 | 40mm DIA | 61.78 | NO. |  | 1.91 | CUM | CEMENT MORTAR(1:4) | #REF! | CUM | #REF! | [6 empty] | -
279 | 50mm DIA | 97.93 | NO. |  | 7 | NO. | MASON I | 150 | NO. | 1050 |  |  |  | RATE PER RMT |  |  | 19.4693
280 | 65mm DIA | 156.5 | NO. |  | 3.6 | NO. | MASON II | 135 | NO. | 486 | [6 empty] | - | [12 empty] | ¦
281 | G.I.HEX NIPPLE |  |  |  | 7.1 | NO. | MAZDOOR I | 95 | NO. | 674.5 |  |  | B | 20mm DIA GI PIPE BELOW G.L | [15 empty] | ¦
282 | 15mmDIA | 3.2 | NO. |  | 14.1 | NO. | MAZDOOR II | 85 | NO. | 1198.5 |  |  |  | - | [15 empty] | ¦
283 | 20mm DIA | 4.7 | NO. |  |  | L.S | SUNDRIES |  | L.S | 0 |  | 8.1 | CUM | E.W EXCLUDING REFILLING | 50 | CUM | 405 | [12 empty] | ¦
284 | 25mm DIA | 7.65 | NO. | [6 empty] | - |  | 8.1 | CUM | REFILLING CHARGE | 8.8 | CUM | 71.28 | [12 empty] | ¦
285 | 32mm DIA | 30.93 | NO. |  |  |  | TOTAL FOR 10 CUM |  |  | #REF! |  | 30 | RMT | CONVEYING,LOWERING ANDLAYING | 1.75 | RMT | 52.5 | [12 empty] | ¦
286 | 40mm DIA | 39.63 | NO. | [6 empty] | - |  |  |  | TO PROPER GRADEAND | [15 empty] | ¦
287 | 50mm DIA | 70.47 | NO. |  |  |  | RATE PER CUM |  |  | #REF! |  |  |  | ALIGNMENT,JOINTING | [15 empty] | ¦
288 | 65mm DIA | 70.47 | NO. | [6 empty] | = |  |  |  | ETC BUT EXCLUDING COST OF | [15 empty] | ¦
289 | G.M. FERRULE | [12 empty] | JOINTING MATERIALS. | [15 empty] | ¦
290 | 15mmDIA | 158.92 | NO. |  |  | * | PARTITION WALL OF 50mmTHICK |  |  |  |  | 8 | NO | CUTTING CHARGES | 2.2 | NO | 17.6 | [12 empty] | ¦
291 | 20mm DIA | 263.04 | NO. |  |  |  | - |  |  |  |  | 8 | NO | THREADING CHARGES | 3.2 | NO | 25.6 | [12 empty] | ¦
292 | 25mm DIA |  |  |  | 0.5 | CUM | PRATITION B.W IN C.M(1:4) | #REF! | NO. | #REF! |  | 1 | L.S | COST OF JOINTING MATERIALS | 12.1 | L.S | 12.1 | [12 empty] | ¦
293 | SCRAPING THE OLD PLASTER SURFACE * | 1.2 | NO. |  | 1 | NO | MASON I | 150 | NO. | 150 |  | 1 | L.S | SUNDRIES |  | L.S | 0 | [12 empty] | ¦
294 | WASHING PLASTERED AREA WITH SOAP&SODA WATER * | 0.85 | NO. |  |  | L.S | SUNDRIES |  | L.S | 0 | [6 empty] | - | [12 empty] | ¦
295 | PILE DRIVING CHARGES FOR 330mmDIA/375mm DIA | 350 | 375 | [6 empty] | - |  |  |  | TOTAL FOR 30M |  |  | 584.08 | [12 empty] | ¦
296 | PILE DRIVING CHARGES FOR 400mmDIA/450mm DIA | 400 | 425 |  |  |  | TOTAL FOR 10 SQM |  |  | #REF! | [6 empty] | - | [12 empty] | ¦
297 | PILE DRIVING CHARGES FOR 500mmDIA/600mm DIA | 450 | 500 | [6 empty] | - |  |  |  | RATE PER RMT |  |  | 19.4693 | [12 empty] | ¦
298 | 15mmDIA G.M.CHEKVALUE | 77.82 | NO. |  |  |  | RATE PER SQM |  |  | #REF! | [6 empty] | - | [12 empty] | ¦
299 | 20mm DIA G.M.CHEKVALUE | 99.74 | NO. | [6 empty] | = |  |  | C | 25mm DIA GI PIPE BELOW G.L | [15 empty] | ¦
300 | 25mm DIA | 165 | NO. |  |  |  | G.F |  |  | #REF! |  |  |  | - | [15 empty] | ¦
301 | 32mm DIA | 258 | NO. |  |  |  | F.F |  |  | #REF! |  | 8.1 | CUM | E.W EXCLUDING REFILLING | 50 | CUM | 405 | [12 empty] | ¦
302 | 40mm DIA | 298 | NO. |  |  |  | S.F |  |  | #REF! |  | 8.1 | CUM | REFILLING CHARGE | 8.8 | CUM | 71.28 | [12 empty] | ¦
303 | 50mm DIA | 398 | NO. |  |  |  | T.F |  |  | #REF! |  | 30 | RMT | CONVEYING,LOWERING ANDLAYING | 1.75 | RMT | 52.5 | [12 empty] | ¦
304 | 65mm DIA |  | NO. |  |  |  | Fourth Floor |  |  | #REF! |  |  |  | TO PROPER GRADEAND | [15 empty] | ¦
305 | G.M.GATE VALUE |  | NO. |  | 13.1 | * | FILLING IN BASEMENT WITH | [6 empty] | ALIGNMENT,JOINTING | [15 empty] | ¦
306 | 15mmDIA | 130 | NO. |  |  |  | EXCAVATED EARTH | [6 empty] | ETC BUT EXCLUDING COST OF | [15 empty] | ¦
307 | 20mm DIA | 178 | NO. |  |  |  | - | [6 empty] | JOINTING MATERIALS. | [15 empty] | ¦
308 | 25mm DIA | 279 | NO. |  | 1 | CUM | AS PER SR 85 | 8.8 | CUM | 8.8 |  | 8 | NO | CUTTING CHARGES | 2.7 | NO | 21.6 | [12 empty] | ¦
309 | 32mm DIA | 394 | NO. | [6 empty] | = |  | 8 | NO | THREADING CHARGES | 6.4 | NO | 51.2 | [12 empty] | ¦
310 | 40mm DIA | 508 | NO. |  | 7.3 | * | DAMP PROOF COURSE IN C.M(1:4),12mm thick |  |  |  |  | 1 | L.S | COST OF JOINTING MATERIALS | 12.1 | L.S | 12.1 | [12 empty] | ¦
311 | 50mm DIA | 709 | NO. |  |  |  | mixed with Water Proof Compound at 1KG per Bag of Cement |  |  |  |  | 1 | L.S | SUNDRIES |  | L.S | 0 | [12 empty] | ¦
312 | 65mm DIA |  | NO. |  |  |  | - | [9 empty] | - | [12 empty] | ¦
313 | G.M.WHEELVALUE |  | NO. |  | 0.13 | CUM | CEMENT MORTAR(1:4) | #REF! | CUM | #REF! |  |  |  | TOTAL FOR 30M |  |  | 613.68 | [12 empty] | ¦
314 | 15mmDIA | 77 | NO. |  | 0.7 | NO | MASON I | 150 | NO | 105 | [6 empty] | - | [12 empty] | ¦
315 | 20mm DIA | 119 | NO. |  | 0.7 | NO | MASON II | 135 | NO | 94.5 |  |  |  | RATE PER RMT |  |  | 20.456 | [12 empty] | ¦
316 | 25mm DIA | 175 | NO. |  | 1.5 | NO | MAZDOOR I | 95 | NO | 142.5 | [6 empty] | - | [12 empty] | ¦
317 | 32mm DIA | 277 | NO. |  | 0.5 | NO | MAZDOOR II | 85 | NO | 42.5 | [19 empty] | ¦
318 | 40mm DIA | 353 | NO. |  | 0.94 | Kg | Water Proof Compound | 30 | Kg | 28.2 |  |  | * | LABOUR CHARGE FOR LAYING | [15 empty] | ¦
319 | 50mm DIA | 584 | NO. |  |  |  | SUNDRIES |  | L.S | 0 |  |  |  | JOINTING GI PIPE AND SPECIALS | [15 empty] | ¦
320 | 65mm DIA |  | NO. | [6 empty] | - |  |  |  | ABOVE G.L | [15 empty] | ¦
321 | G.I.REDUCER |  | NO. |  |  |  | TOTAL FOR 10 CUM |  |  | #REF! |  |  |  | - | [15 empty] | ¦
322 | 15mmDIAX20mmDIA | 8.75 | NO. | [6 empty] | - |  |  | A | 15mm DIA G.I PIPE ABOVE G.L | [15 empty] | ¦
323 | 15mmDIAX25mmDIA | 11.5 | NO. |  |  |  | RATE PER CUM |  |  | #REF! |  |  |  | - | [15 empty] | ¦
324 | 25mmDIAX20mmDIA | 11.5 | NO. | [6 empty] | = |  | 30 | RMT | LAYING JOINTING INCLUDING | 1.75 | RMT | 52.5 | [12 empty] | ¦
325 | 50mmDIAX25mmDIA | 56.74 | NO. |  |  | * | C.C(1:2:4)USING 3mm-10mm HBSTONE | [6 empty] | ALIGNING | [15 empty] | ¦
326 | 50mmDIAX32mmDIA | 56.74 | NO. |  |  |  | JELLY FOR ALL RCCWORK |  |  |  |  | 8 | NO. | CUTTING CHARGES | 2.2 | NO. | 17.6 | [12 empty] | ¦
327 | G.I.REDUCER TEE | [5 empty] | - |  |  |  |  | 8 | NO. | THREADING CHARGES | 3.2 | NO. | 25.6 | [12 empty] | ¦
328 | 15mmDIAX20mmDIA | 15.6 | NO. |  | 9 | CUM | 3mm-10mm HB STONE JELLY | #REF! | CUM | #REF! |  | 3 | NO. | STONE CUTTER II | 110 | NO. | 330 | [12 empty] | ¦
329 | 15mmDIAX25mmDIA | 15.6 | NO. |  | 3.231 | M.T | CEMENT | 3800 | M.T | 12277.8 |  | 1 | NO. | MADON I | 150 | NO. | 150 | [12 empty] | ¦
330 | 25mmDIAX20mmDIA | 15.6 | NO. |  | 4.5 | CUM | SAND | #REF! | CUM | #REF! |  | 2 | NO. | MAZDOOR I | 95 | NO. | 190 | [12 empty] | ¦
331 | 50mmDIAX25mmDIA | 100.3 | NO. |  | 3.5 | NO. | MASON II | 135 | NO. | 472.5 |  | 1 | NO. | MAZDOOR II | 85 | NO. | 85 | [12 empty] | ¦::
332 | 50mmDIAX32mmDIA | 100.3 | NO. |  | 21.2 | NO. | MAZDOOR I | 95 | NO. | 2014 |  |  | L.S | COST OF CLAMPS PLUGS PAINTING |  | L.S | 12.1
333 | G.I.REDUCER ELBOW |  |  |  | 35.3 | NO. | MAZDOOR II | 85 | NO. | 3000.5 |  |  |  | REDOING WORKS ETC
334 | 15mmDIAX20mmDIA | 9.45 | NO. |  |  | L.S | SUNDRIES |  | L.S | 0 |  |  | L.S | SUNDRIES |  | L.S | 0 | [12 empty] | ¦
335 | 15mmDIAX25mmDIA | 15.6 | NO. | [6 empty] | - | [6 empty] | - | [12 empty] | ¦
336 | 25mmDIAX20mmDIA | 15.6 | NO. |  |  |  | TOTAL FOR 10CUM |  |  | #REF! |  |  |  | TOTAL FOR 30 M |  |  | 862.8 | [12 empty] | ¦
337 | 32mmX15mmDIA | 36.61 | NO. | [6 empty] | - | [6 empty] | - | [12 empty] | ¦
338 | 50mmDIAX25mmDIA | 78.71 | NO. |  |  |  | RATE PER CUM |  |  | #REF! |  |  |  | RATE PER RMT |  |  | 28.76 | [12 empty] | ¦
339 | 50mmDIAX32mmDIA | 78.71 | NO. | [13 empty] | - | [12 empty] | ¦
340 | P.V.C.PIPE |  | 4KG/SQ.CM |  | 1 | CUM | VIBRATING CHARGES |  |  | 20.7 |  |  | B | 20mm DIA G.I PIPE ABOVE G.L | [15 empty] | ¦
341 | 15mmDIA OF WALL THICK 2.8mm A.S.T.M | 20.55 | RMT | [6 empty] | - |  |  |  | - | [15 empty] | ¦
342 | 20mm DIA----DO----2.9mm | 32.9 | RMT | 70 |  |  | RATE PER CUM with vibrating |  |  | #REF! |  | 30 | RMT | LAYING JOINTING INCLUDING | 1.75 | RMT | 52.5 | [12 empty] | ¦
343 | 25mm DIA----DO-----3.4mm | 48.8 | RMT | [6 empty] | - |  |  |  | ALIGNING | [15 empty] | ¦
344 | 32mm DIA-----DO----3.6mm | 65.7 | RMT |  |  | 25a | G.F |  |  | #REF! |  | 8 | NO. | CUTTING CHARGES | 2.2 | NO. | 17.6 | [12 empty] | ¦
345 | 40mm DIA----DO----3.7mm | 69.1 | 21 |  |  | 25b | F.F |  |  | #REF! |  | 8 | NO. | THREADING CHARGES | 3.2 | NO. | 25.6 | [12 empty] | ¦
346 | 50mm DIA----DO----3.9mm | 94.12 | 37.15 |  |  | 25c | S.F |  |  | #REF! |  | 3 | NO. | STONE CUTTER II | 110 | NO. | 330 | [12 empty] | ¦
347 | P.V.C.SOCKET |  |  |  |  | 25d | T.F |  |  | #REF! |  | 1 | NO. | MADON I | 150 | NO. | 150 | [12 empty] | ¦
348 | 15mmDIA | 4.19 | NO. | [8 empty] | 2 | NO. | MAZDOOR I | 95 | NO. | 190 | [12 empty] | ¦
349 | 20mm DIA | 5 | NO. |  | 14.I | * | P.C.C,R.C.C SLAB OF20mm THICK |  |  |  |  | 1 | NO. | MAZDOOR II | 85 | NO. | 85 | [12 empty] | ¦
350 | 25mm DIA | 8.06 | NO. |  |  |  | - | [5 empty] | L.S | COST OF CLAMPS PLUGS PAINTING |  | L.S | 12.1 | [12 empty] | ¦
351 | 32mm DIA | 11.86 | NO. |  | 0.015 | CUM | C.C(1:2:4)USING3mm-10mm HBG | #REF! | CUM | #REF! |  |  |  | REDOING WORKS ETC | [15 empty] | ¦
352 | 40mm DIA | 18.88 | NO. |  | 0.5 | NO | MASON I | 150 | NO | 75 |  |  | L.S | SUNDRIES |  | L.S | 0 | [12 empty] | ¦
353 | 50mm DIA | 26 | NO. |  | 0.75 | NO | MAZDOOR I | 95 | NO | 71.25 | [6 empty] | - | [12 empty] | ¦
354 | P.V.C.ELBOW |  |  |  |  | L.S | SUNDRIES |  | L.S | 0 |  |  |  | TOTAL FOR 30 M |  |  | 862.8 | [12 empty] | ¦
355 | 15mmDIA | 4.62 | NO. | [6 empty] | - | [6 empty] | - | [12 empty] | ¦
356 | 20mm DIA | 7.83 | NO. |  |  |  | TOTAL FOR 0.743 SQM |  |  | #REF! |  |  |  | RATE PER RMT |  |  | 28.76 | [12 empty] | ¦
357 | 25mm DIA | 11.38 | NO. | [6 empty] | - | [6 empty] | - | [12 empty] | ¦
358 | 32mm DIA | 18.75 | NO. |  |  |  | RATE PER SQM |  |  | #REF! | [19 empty] | ¦
359 | 40mm DIA | 35.1 | NO. | [6 empty] | = | [19 empty] | ¦
360 | 50mm DIA | 45.57 | NO. |  |  |  | G.F | #REF! | 0.529 | #REF! |  |  | C | 25mm DIA G.I PIPE ABOVE G.L | [15 empty] | ¦
361 | P.V.C.TEE | [5 empty] | F.F | #REF! | 1.057 | #REF! |  |  |  | - | [15 empty] | ¦
362 | 15mmDIA | 7.8 | NO. |  |  |  | S.F | #REF! | 1.057 | #REF! |  | 30 | RMT | LAYING JOINTING INCLUDING | 1.75 | RMT | 52.5 | [12 empty] | ¦
363 | 20mm DIA | 9.49 | NO. |  |  |  | T.F | #REF! | 1.057 | #REF! |  |  |  | ALIGNING | [15 empty] | ¦
364 | 25mm DIA | 13.91 | NO. |  |  |  | F.F | #REF! | 1.057 | #REF! |  | 8 | NO. | CUTTING CHARGES | 2.7 | NO. | 21.6 | [12 empty] | ¦
365 | 32mm DIA | 26.59 | NO. |  | 14.II | * | P.C.C,R.C.C SLAB OF40mm THICK |  |  |  |  | 8 | NO. | THREADING CHARGES | 6.4 | NO. | 51.2 | [12 empty] | ¦
366 | 40mm DIA | 39.91 | NO. |  |  |  | - |  |  |  |  | 3 | NO. | STONE CUTTER II | 110 | NO. | 330 | [12 empty] | ¦
367 | 50mm DIA | 66 | NO. |  | 0.03 | CUM | C.C(1:2:4)USING3mm-10mm HBG | #REF! | CUM | #REF! |  | 1 | NO. | MADON I | 150 | NO. | 150 | [12 empty] | ¦
368 | P.V.C.REDUCER SOCKET |  |  |  | 0.5 | NO | MASON I | 150 | NO | 75 |  | 2 | NO. | MAZDOOR I | 95 | NO. | 190 | [12 empty] | ¦
369 | 15mmDIAX20mmDIA | 4.75 | NO. |  | 0.75 | NO | MAZDOOR I | 95 | NO | 71.25 |  | 1 | NO. | MAZDOOR II | 85 | NO. | 85 | [12 empty] | ¦
370 | 15mmDIAX25mmDIA | 6.89 | NO. |  |  | L.S | SUNDRIES |  | L.S | 0 |  |  | L.S | COST OF CLAMPS PLUGS PAINTING |  | L.S | 12.1 | [12 empty] | ¦
371 | 25mmDIAX20mmDIA | 6.18 | NO. | [6 empty] | - |  |  |  | REDOING WORKS ETC | [15 empty] | ¦
372 | 12mmDIAX25mmDIA | 13.29 | NO. |  |  |  | TOTAL FOR 0.743 SQM |  |  | #REF! |  |  | L.S | SUNDRIES |  | L.S | 0 | [12 empty] | ¦
373 | 40mmDIAX25mmDIA | 14.11 | NO. | [6 empty] | - | [6 empty] | - | [12 empty] | ¦
374 | 32mmDIAX40mmDIA | 14.69 | NO. |  |  |  | RATE PER SQM |  |  | #REF! |  |  |  | TOTAL FOR 30 M |  |  | 892.4 | [12 empty] | ¦
375 | P.V.C.REDUCER TEE | [8 empty] | = | [6 empty] | - | [12 empty] | ¦
376 | 15mmDIAX20mmDIA | 10.3 | NO. |  |  |  | G.F | #REF! | 1.058 | #REF! |  |  |  | RATE PER RMT |  |  | 29.7467 | [12 empty] | ¦
377 | 15mmDIAX25mmDIA | 19.05 | NO. |  |  |  | F.F | #REF! | 2.114 | #REF! | [6 empty] | - | [12 empty] | ¦
378 | 25mmDIAX20mmDIA | 15.34 | NO. |  |  |  | S.F | #REF! | 2.114 | #REF! |  |  | * | LABOUR CHARGE FOR LAYING | [15 empty] | ¦
379 | 32mmDIAX25mmDIA | 29.41 | NO. |  |  |  | T.F | #REF! | 2.114 | #REF! |  |  |  | JOINTING P.V.C PIPE AND SPECIALS | [15 empty] | ¦
[7 empty] | F.F | #REF! | 2.114 | #REF!
380 | 40mmDIAX25mmDIA | 38.35 | NO. | [10 empty] | BELOW G.L | [15 empty] | ¦
381 | 32mmDIAX40mmDIA | 37.96 | NO. |  |  |  | Providing CUDDAPPAH SLAB for cupboard | [6 empty] | - | [15 empty] | ¦
382 | P.V.C.REDUCER ELBOW | [5 empty] | wardrobe, shelves, kitchen sinks, | [22 empty] | ¦
383 | 15mmDIAX20mmDIA | 6.68 | NO. |  |  |  | hearth slab and sunshade etc., for the | [5 empty] | A | UP 40MM PVC PIPE | [15 empty] | ¦
384 | 15mmDIAX25mmDIA | 9.45 | NO. |  |  |  | following thickness including cost of | [6 empty] | - | [15 empty] | ¦
385 | 25mmDIAX20mmDIA | 33.04 | NO. |  |  |  | Cuddappah slab and labour charges for |  |  |  |  | 8.1 | CUM | E.W EXCLUDING REFILLING | 50 | CUM | 405 | [12 empty] | ¦
386 | 32mmDIAX25mmDIA | 33.04 | NO. |  |  |  | fixing in position etc., all complete |  |  |  |  | 8.1 | CUM | REFILLING CHARGE | 8.8 | CUM | 71.28 | [12 empty] | ¦
387 | 40mmDIAX32mmDIA | 33.04 | NO. |  |  |  | (Both sides polished)FOR COASTAL AREAS |  |  |  |  | 30 | RMT | CONVEYING,LOWERING ANDLAYING | 3 | RMT | 90 | [12 empty] | ¦::
388 | 50mmDIAX40mmDIA | 33.04 | NO. |  |  |  | - | - | [5 empty] | TO PROPER GRADE AND
389 | C.I.COVER SLAB 18"X18"X56LBS(25Kg) | 538 | NO. |  |  | A. | 20mm Thick slab:- | [6 empty] | ALIGNMENT,JOINTING
390 | C.I.COVER SLAB 18"X18"X36LBS(16Kg) | 340 | NO. |  |  |  | ================== | [6 empty] | ETC BUT EXCLUDING COST OF | [15 empty] | ¦
391 | C.I.COVER SLAB 24"X24"X112LBS(50Kg) | 1039 | NO. |  | 10 | Sqm | Cuddappah slab | 227 | Sqm | 2270 |  |  |  | JOINTING MATERIALS. | [15 empty] | ¦
392 | C.I.STEEPS(5Kg) | 100.44 | NO. |  | 1 | No. | Mason Ist | 150 | Each | 150 |  | 8 | NO | CUTTING CHARGES | 2.2 | NO | 17.6 | [12 empty] | ¦
393 | C.I..BRACKET FOR W.B. | 31 | PAIR |  | 1 | No. | Mazdoor Ist | 95 | Each | 95 |  | 8 | NO | THREADING CHARGES | 3.2 | NO | 25.6 | [12 empty] | ¦
394 | BRASS TAP 15mm(HEAVY) | 71.24 | NO. |  |  | L.S | Packing with C.M., Scaffolding |  | L.S | 120 |  | 1 | L.S | COST OF JOINTING MATERIALS | 4 | L.S | 4 | [12 empty] | ¦
395 | C.P.TAP15mm DIA | 82.2 | NO. |  |  |  | and Polishing etc., |  |  | - |  | 1 | L.S | SUNDRIES |  | L.S | 0 | [12 empty] | ¦
396 | C.P.WASTE PLUGE WITH ALU CHAIN 32mm DIA | 57.51 | NO. |  |  |  | Total for Ten sqm |  |  | 2635 | [6 empty] | - | [12 empty] | ¦
397 | P.V.C. WASTE PIPE32mmDIA 2.5'LONG | 28.5 | NO. | [6 empty] | - |  |  |  | TOTAL FOR 30M |  |  | 613.48 | [12 empty] | ¦
398 | P.V.C.FLUSHING PIPE 32mm DIA 6'LONG | 57.51 | NO. |  |  |  | Rate for one SQM |  |  | 263.5 | [6 empty] | - | [12 empty] | ¦
399 | P.V.C. CONECTION 1/2"X15" | 20 | NO. |  |  |  | G.F | 263.5 | 0.529 | 264.029 |  |  |  | RATE PER RMT |  |  | 20.4493 | [12 empty] | ¦
400 | ALU TOWEL RAIL 12mm ,2'LONG | 21.92 | NO. |  |  |  | F.F | 264.029 | 1.057 | 265.086 |  |  | * | CONSTRN. OF INSPECTION | [15 empty] | ¦
401 | ALU TOWEL RAIL 20mm ,2'LONG | 28.5 | NO. |  |  |  | S.F | 265.086 | 1.057 | 266.143 |  |  |  | CHAMBER OF SIZE 60X60X60cm | [15 empty] | ¦
402 | P.V.C. LOW LEVEL CISTERN 10 LITCAPACITY | 535 | NO. |  |  |  | T.F | 266.143 | 1.057 | 267.2 |  |  |  | - | [15 empty] | ¦
[7 empty] | FOURTH FLOOR | 267.2 | 1.057 | 268.257
403 | P.V.C. S.D TAP 15mm DIA | 21 | NO. |  | 15.2 | A. | 40mm Thick slab:- for sun shade only |  |  |  |  | 1.08 | CUM | E.W AND REFILLING | 52.9333 | CUM | 57.168 | [12 empty] | ¦
404 | E.W.C./SEAT COVER BLACK(H) | 150 | NO. |  |  |  | ================== |  |  |  |  | 0.216 | CUM | C.C(1:8:16)USING 40mmB.J METEL | #REF! | CUM | #REF! | [12 empty] | ¦
405 | EVERITE CLAMP IRON CLAMP | 16.44 | NO. |  | 1 | Sqm | Cuddappah slab | 247 | Sqm | 247 |  | 0.487 | CUM | B.W IN C.M(1:5) | #REF! | CUM | #REF! | [12 empty] | ¦
406 | AL.HANDLE WITH CP SCREWS/DOOR STOPPER | 30 | 25 |  | 0.75 | No. | Mason Ist | 150 | Each | 112.5 |  | 5.36 | SQM | PLASTERING IN C.M(1:3) 12 mmT.K | #REF! | SQM | #REF! | [12 empty] | ¦
407 | C.P.STOPCOCK 20mM DIA 500 gm | 208.5 | NO. |  | 0.75 | No. | Mazdoor Ist | 95 | Each | 71.25 |  | 0.032 | CUM | R.C.C(1:2:4) PETTY WORKS | #REF! | CUM | #REF! | [12 empty] | ¦
408 | C.P.STOPCOCK 15mM DIA 300gm | 95 | NO. |  | 0.5 | No. | StonecutterII | 110 | Each | 55 |  |  |  | (50mmT.K PCC SLAB) | [15 empty] | ¦
409 | CERAMIC-FLOOR TILES WHITE/PLAINCOLOUR-6MM T.K | 301 | SQM |  |  | L.S | Packing with C.M., Scaffolding |  | L.S | 53.5 |  |  | L.S | SUNDRIES FOR MOULDIN ETC |  | L.S | 2.92 | [12 empty] | ¦
410 | Glazed-WALL TILES WHITE/PLAINCOLOUR-6MM T.K | 325 | SQM |  |  |  | and Polishing etc., |  |  | - | [6 empty] | - | [12 empty] | ¦
411 | G.M.VALUE WITH POLYTHENE BALL OF 15mmDIA | 75 | NO. |  |  |  | Total for one sqm |  |  | 539.25 |  |  |  | TOTAL FOR ONE NUMBER |  |  | #REF! | [12 empty] | ¦
412 | G.M.VALUE WITH POLYTHENE BALL OF 20mmDIA | 125 | NO. | [6 empty] | - | [6 empty] | - | [12 empty] | ¦
413 | G.M.VALUE WITH POLYTHENE BALL OF 25mmDIA | 190 | NO. |  |  |  | G.F | 539.25 | 1.058 | 540.308 |  |  | * | CONSTRN. OF INSPECTION | [15 empty] | ¦
414 | C.P. SHOWER ROSE 1/2"X4" | 16 | NO. |  |  |  | F.F | 540.308 | 2.114 | 542.422 |  |  |  | CHAMBER OF SIZE 60X60X75cm | [15 empty] | ¦
415 | TARRED HEMP YARN | 7 | Kg |  |  |  | S.F | 542.422 | 2.114 | 544.536 |  |  |  | - | [15 empty] | ¦
416 | WHITE CEMENT | 19 | Kg |  |  |  | T.F | 544.536 | 2.114 | 546.65 |  | 1.3 | CUM | E.W AND REFILLING | 52.9333 | CUM | 68.8133 | [12 empty] | ¦
[7 empty] | FOURTH FLOOR | 546.65 | 2.114 | 547.478
417 | COLOUR CEMENT | 20 | Kg |  | 15.1 | C. | 20mm Thick slab:- For kitchen arrangements only |  |  |  |  | 0.216 | CUM | C.C(1:8:16)USING 40mmB.J METEL | #REF! | CUM | #REF! | [12 empty] | ¦
418 | BROSS HEX NIPPLE15mm DIA | 7.5 | NO |  |  |  | ================== |  |  |  |  | 0.601 | CUM | B.W IN C.M(1:5) | #REF! | CUM | #REF! | [12 empty] | ¦
419 | BROSS HEX NIPPLE 20mm DIA | 16 | NO | COLOUR | 10 | Sqm | Cuddappah slab | 227 | Sqm | 2270 |  | 6.35 | SQM | PLASTERING IN C.M(1:3) 12 mmT.K | #REF! | SQM | #REF! | [12 empty] | ¦
420 | E.W.C. WITH S TRAP | 1700 | SET | 2000 | 0.12 | CUM | C.M 1:3 | #REF! | CUM | #REF! |  | 0.032 | CUM | R.C.C(1:2:4) PETTY WORKS | #REF! | CUM | #REF! | [12 empty] | ¦
421 | ANGLO INDIAN WATER CLOSET WITH P OR S TRAP | 805 | SET |  | 1 | No. | Mason Ist | 150 | Each | 150 |  |  |  | (50mmT.K PCC SLAB) | [15 empty] | ¦
422 | I.W.C. 18" WITH P OR S TRAP WITH FOOT REST | 257 | SET |  | 1 | No. | Mazdoor Ist | 95 | Each | 95 |  |  | L.S | SUNDRIES FOR MOULDIN ETC |  | L.S | 2.1 | [12 empty] | ¦
423 | PORCELIN FOOT REAT | 53 | NO |  |  | L.S | Packing with C.M., Scaffolding |  | L.S | 0.33 | [6 empty] | - | [12 empty] | ¦
424 | WASH BASIN 480x400mm | 1050 | NO |  |  |  | and Polishing etc., |  |  | - |  |  |  | TOTAL FOR ONE NUMBER |  |  | #REF! | [12 empty] | ¦
425 | FLATE BACK URINAL FOR MEN | 196 | NO |  |  |  | Total for TEN sqm |  |  | #REF! | [6 empty] | - | [12 empty] | ¦
426 | FLATE BACK URINAL FOR WOMEN | 206.9 | NO | [6 empty] | - |  |  | * | CONSTRUCTION OF LEACH PIT AS | [15 empty] | ¦
427 | P.V.C. SOIL PIPE 110mm DIA | 120 | RMT |  |  |  | RATE for one sqm |  |  | #REF! |  |  |  | PER SD NO 49/77 | [15 empty] | ¦
428 | P.V.C. SOIL PIPE 75mm DIA | 80 | RMT |  |  |  | G.F |  |  | #REF! |  |  |  | - | [15 empty] | ¦
429 | P.V.C. SOIL PIPE 50mm DIA |  | RMT |  |  |  | F.F |  |  | #REF! |  | 10.37 | CUM | E.W ONLY | 50 | CUM | 518.5 | [12 empty] | ¦
430 | P.V.C. SOIL BENDWITH DOOR 110mm DIA | 65 | NO. |  |  |  | S.F |  |  | #REF! |  | 0.65 | CUM | C.C(1:8:16)USING 40mm HBS | #REF! | CUM | #REF! | [12 empty] | ¦
431 | P.V.C. SOIL BENDWITH DOOR 75mm DIA | 40 | NO. |  |  |  | T.F |  |  | #REF! |  | 1.14 | CUM | B.W. IN C.M(1:6) USING COUNTRY BRICK | #REF! | CUM | #REF! | [12 empty] | ¦
432 | P.V.C. SOIL BENDWITH DOOR 50mm DIA |  | NO. |  |  |  | FOURTH FLOOR |  |  | #REF! |  | 0.85 | CUM | DRY BRICK WORK | #REF! | CUM | #REF! | [12 empty] | ¦
433 | P.V.C. SOIL SHOE 110mm DIA | 45 | NO. |  | 16.1 | * | CEMENT CONCRETE(1:2:4) FOR |  |  |  |  | 0.98 | CUM | 40mm HBS JELLY | #REF! | CUM | #REF! | [12 empty] | ¦
434 | P.V.C. SOIL SHOE 75mm DIA | 36.52 | NO. |  |  |  | PETTY WORKS EXCLUDING COST |  |  |  |  | 2.68 | CUM | SAND FOR FILLING | #REF! | CUM | #REF! | [12 empty] | ¦
435 | P.V.C. SOIL SHOE 50mm DIA |  | NO. |  |  |  | OF STEEL |  |  |  |  | 7.24 | SQM | PLASTERING IN C.M(1:5)12mm T.K | #REF! | SQM | #REF! | [12 empty] | ¦
436 | P.V.C. SOIL BEND W.O.D 110mm DIA | 73.48 | 93.72 |  |  |  | - |  |  |  |  | 1 | NO. | SUPPLY OF 100mmS.W TEE | 75 | NO. | 75 | [12 empty] | ¦
437 | P.V.C. SOIL BEND 75mm DIA | 43.12 | NO. |  | 0.01 | CUM | C.C(1:2:4)USING 20mmHB JELLY | #REF! | CUM | #REF! |  | 0.136 | CUM | R.C.C.(1:2:4) FOR PETTY WORK | #REF! | CUM | #REF! | [12 empty] | ¦
438 | P.V.C. SOIL BEND 50mm DIA |  | NO. |  | 0.01 | CUM | SUNDRIES FOR MOULDING |  | L.S | 1.15 |  |  |  | PCC-75MM T.K SLAB | [15 empty] | ¦
439 | P.V.C. SOIL YEE 110mm DIA | 121.88 | NO. |  |  |  | FINISHING,OIL ETC | [5 empty] | L.S | SUNDRIES FOR MOULDIN ETC |  | L.S | 1.5 | [12 empty] | ¦
440 | P.V.C. SOIL YEE 75mm DIA | 66 | NO. | [6 empty] | - | [6 empty] | - | [12 empty] | ¦
441 | P.V.C. SOIL YEE 50mm DIA |  | NO. |  |  |  | TOTAL FOR .01 CUM |  |  | #REF! |  |  |  | TOTAL FOR ONE NUMBER |  |  | #REF! | [12 empty] | ¦::
442 | P.V.C. SOIL YEEWITH DOOR 110mm DIA | 149.16 | NO. | [6 empty] | - | [6 empty] | -
443 | P.V.C. SOIL YEEWITH DOOR 75mm DIA | 84.92 | NO. |  |  |  | RATE PER CUM |  |  | #REF! |  |  | * | CONSTRUCTION OF DISPERSION
444 | P.V.C. SOIL YEEWITH DOOR 50mm DIA |  | NO. | [6 empty] | = |  |  |  | TRENCH OF SIZE 3MX1MX1M | [15 empty] | ¦
445 | P.V.C. SOIL DOUBLE YEE WITH DOOR 110mm | 195.36 | NO. |  |  | ** | CC(1:2:4) USING 20mmHB | [6 empty] | - | [15 empty] | ¦
446 | P.V.C. SOIL DOUBLE YEE WITH DOOR 75mm | 137.28 | NO. |  |  |  | JALLY-50mm THICK |  |  |  |  | 3 | CUM | E.W EXCAVATION | 50 | CUM | 150 | [12 empty] | ¦
447 | P.V.C. SOIL DOUBLE YEE WITH DOOR 50mm |  | NO. |  |  |  | - |  |  |  |  | 2.4 | CUM | SUPPLY OF 40mmB.J. METEL | #REF! | CUM | #REF! | [12 empty] | ¦
448 | P.V.C. SOIL TEE 110mm DIA | 97.68 | NO. |  | 0.014 | CUM | C.C(1:2:4)USING 20mmJELLY | #REF! | CUM | #REF! |  | 5 | NO. | 100mm DIA S.W.PIPE | 40 | NO. | 200 | [12 empty] | ¦
449 | P.V.C. SOIL TEE 75mm DIA | 54.12 | NO. |  |  |  | FOR PETTY WORKS | [6 empty] | SUNDRIES |  | L.S | 0.08 | [12 empty] | ¦
450 | P.V.C. SOIL TEE 50mm DIA |  | NO. |  | 0.5 | NO | MASON I | 150 | NO | 75 | [6 empty] | - | [12 empty] | ¦
451 | P.V.C. SOIL TEE WITH DOOR 110mm DIA | 110 | NO. |  | 0.75 | NO | MAZDOOR I | 95 | NO | 71.25 |  |  |  | TOTAL FOR ONE NUMBER |  |  | #REF! | [12 empty] | ¦
452 | P.V.C. SOIL TEE WITH DOOR 75mm DIA | 70 | NO. |  |  | L.S | SUNDRIES |  | L.S | 0 | [6 empty] | - | [12 empty] | ¦
453 | P.V.C. SOIL TEE WITH DOOR 50mm DIA |  | NO. | [6 empty] | - | [19 empty] | ¦
454 | P.V.C. SOIL SLOTTED COWL 110mm DIA | 12 | NO. |  |  |  | TOTAL FOR0.372 SQM |  |  | #REF! |  |  | * | CONSTRUCTION OF SEPTIC TANK | [15 empty] | ¦
455 | P.V.C. SOIL SLOTTED COWL PIPE 75mm DIA | 7.5 | NO. | [6 empty] | - |  |  |  | OF SIZE 150X75X100cm( BER NO | [15 empty] | ¦
456 | P.V.C. SOIL SLOTTEDCOWL 50mm DIA |  | NO. |  |  |  | RATE PER SQM |  |  | #REF! |  |  |  | 6/91-92) | [15 empty] | ¦
457 | P.V.C. SOIL DOUBLE YEEE 110mm DIA | 155.32 | NO. | [6 empty] | = |  |  |  | - | [15 empty] | ¦
458 | P.V.C. SOIL DOUBLE YEE 75mm DIA | 91.08 | NO. |  |  |  | G.F |  |  | #REF! |  | 9.5 | CUM | E.W EXCAVATION | 50 | CUM | 475 | [12 empty] | ¦
459 | WATER PROOF COMPOUND | 30 | Kg |  |  |  | F.F |  |  | #REF! |  | 0.47 | CUM | CC(1:2:4)IN20mmmHBS(PLAIN) | #REF! | CUM | #REF! | [12 empty] | ¦
460 | ROUND RING | 0.3 | NO. |  |  |  | S.F |  |  | #REF! |  | 1.62 | CUM | B.W IN C.M(1:5) | #REF! | CUM | #REF! | [12 empty] | ¦
461 | A.C. SHEETFULLY CORRUGATED 6mmT.K | 99 | SQM |  |  |  | T.F |  |  | #REF! |  | 15.22 | SQM | PLASTERING IN C.M(1:3)12mmT.K | #REF! | SQM | #REF! | [12 empty] | ¦
462 | A.C. SHEET SEMI CORRUGATED 6mmT.K | 97.31 | SQM |  |  |  | FOURTH FLOOR |  |  | #REF! |  | 0.18 | CUM | R.C.C(1:2:4)USING 20mmHBS | #REF! | CUM | #REF! | [12 empty] | ¦
463 | A.C. RIDGE FOR FULLYCORRUGATED AC SHEET | 105.28 | PAIR |  | 16.2 |  | SUPPLYING & FIXING OF TERRACOTTA |  |  |  |  | 0.36 | SQM | PCC SLAB 50mm T.K | #REF! | SQM | #REF! | [12 empty] | ¦
464 | A.C. RIDGE FOR SEMI CORRUGATED AC SHEET | 106.75 | PAIR |  |  |  | JALLY(NOT BELOW 50MM THICK) OF BEST |  |  |  |  | 1 | NO. | S/F OF S.W. TEE 1000mmmDIA | 75 | NO. | 75 | [12 empty] | ¦
465 | U ORJ BOLT ANDBITUMENWASHERS | 1 | NO. | GI HOT |  |  | QUALITY AND FIXING IN POSITION WITH |  |  |  |  | 1.8 | MTS | S/F OF 50mmDIA A.C PIPE | 14.91 | MTS | 26.838 | [12 empty] | ¦
466 | M.S.WINDOW GRILLS * | 37 | Kg |  |  |  | CEMENT PASTE AND REDOXIDE PUTTY INCLUDING |  |  |  |  | 1 | NO. | S/F OF 50mmDIA A.C COWL | 13.29 | NO. | 13.29 | [12 empty] | ¦
467 | CONVEY,ALAIGN,JIONT ETC UP TO40mmPVC PIPE | 3 | RMT | 5 |  |  | COST OF ALL FLOOR(THE TERRA COTTA JALLY | [5 empty] | L.S | SUNDRIES FOR MOULDIN ETC |  | L.S | 1.6 | [12 empty] | ¦
468 | CONVEY,ALAIGN,JIONT ETC OVER TO40mmPVC PIPE | 2.2 | RMT |  |  |  | QUALITY AND DESIGN SHALL BE GOT APPROVED | [22 empty] | ¦
469 | CUTTING CHARGE OF PVC pipe | 2.2 | 2.7 | 2 |  |  | BY THE DEPARTMENTAL OFFICERS | [9 empty] | - | [12 empty] | ¦
470 | THREADING CHARGES FOR PVC 20mm/25mm | 3.2 | 3.2 |  |  |  | - | - | [5 empty] | TOTAL FOR ONE NUMBER |  |  | #REF! | [12 empty] | ¦
471 | COST OFPVC PIPE JOINTING MATERIALS UPTO 40mm | 4 | L.S |  | 1 | SQM | COST OF TERRACOTTA JALLY OF50mm | 240 | SQM | 240 | [6 empty] | - | [12 empty] | ¦
472 | COST OFPVC PIPE JOINTING MATERIALS OVER 40mm | 5 | L.S |  | 1 | SQM | LABOUR FOR FIXING JALLY | 20 | SQM | 20 |  |  |  | MISCELLANCEOUS ITEMS | [15 empty] | ¦
473 | C.I.DOUBLE YEE JUNCTION WITH DOOR 100mmDIA | 96 | NO. |  | 1 | L.S | FOR PLASTERING & REDOXIDE PUTTY | 15 | L.S | 15 |  |  | * | S.F OF A.C.SPOUT PIPE OF50 mm DIA | [15 empty] | ¦
474 | C.I.DOUBLE YEE JUNCTION WITH DOOR 75mmDIA | 75 | NO. | [6 empty] | - |  |  |  | 18" LONG | [15 empty] | ¦
475 | THREADING CHARGES FOR PVC 32mm/63mm | 6.4 | 12.65 | 3 |  |  | RATE PER SQM |  |  | 275 |  |  |  | - | [15 empty] | ¦
476 | C.I.DOUBLE YEE JUNCTION WITHOUT DOOR 100mmDIA | 80 | NO. | [6 empty] | = |  | 1 | NO. | SPOUT PIPE OF 50mm DIA | 14.91 | NO. | 14.91 | [12 empty] | ¦
477 | C.I.DOUBLE YEE JUNCTION WITHOUT DOOR 75mmDIA | 64 | NO. |  |  |  | G.F |  |  | 275.88 |  |  | L.S | LABOUR FOR FIXING INCLUDING |  | L.S | 2.09 | [12 empty] | ¦
478 | C.I.DOUBLE YEE JUNCTION WITHOUT DOOR 50mmDIA | 40.5 | NO. |  |  |  | F.F |  |  | 277.64 |  |  |  | CLAMP ETC | [15 empty] | ¦
479 | C.I. YEE JUNCTION WITH DOOR 100mmDIA | 92 | NO. |  |  |  | S.F |  |  | 279.4 | [6 empty] | - | [12 empty] | ¦
480 | C.I. YEE JUNCTION WITH DOOR 75mmDIA | 60 | NO. |  |  |  | T.F |  |  | 281.16 |  |  |  | TOTAL FOR ONE NOS. |  |  | 17 | [12 empty] | ¦
481 | C.I. YEE JUNCTION WITH DOOR 50mmDIA | 49.87 | NO. |  |  |  | FOURTH FLOOR |  |  | 282.92 | [6 empty] | - | [12 empty] | ¦
482 | C.I. YEE JUNCTION WITHOUT DOOR 100mmDIA | 80 | NO. |  | 16.3 |  | SUPPLYING & FIXING OF TERRACOTTA | [22 empty] | ¦
483 | C.I. YEE JUNCTION WITHOUT DOOR 75mmDIA | 52 | NO. |  |  |  | JALLY(NOT BELOW 110MM THICK) OF BEST | [5 empty] | * | S.F OF A.C.SPOUT PIPE OF75 mm DIA | [15 empty] | ¦
484 | C.I. YEE JUNCTION WITH OUT DOOR 50mmDIA | 39 | NO. |  |  |  | QUALITY AND FIXING IN POSITION WITH | [6 empty] | 18" LONG | [15 empty] | ¦
485 | C.I. TEE JUNCTION WITH DOOR 100mmDIA | 90 | NO. |  |  |  | CEMENT PASTE AND REDOXIDE PUTTY INCLUDING | [6 empty] | - | [15 empty] | ¦
486 | C.I. TEE JUNCTION WITH DOOR 75mmDIA | 60 | NO. |  |  |  | COST OF ALL FLOOR(THE TERRA COTTA JALLY |  |  |  |  | 1 | NO. | SPOUT PIPE OF 75mm DIA | 17.58 | NO. | 17.58 | [12 empty] | ¦
487 | C.I. TEE JUNCTION WITH DOOR 50mmDIA | 43.5 | NO. |  |  |  | QUALITY AND DESIGN SHALL BE GOT APPROVED | [5 empty] | L.S | LABOUR FOR FIXING INCLUDING |  | L.S | 2.09 | [12 empty] | ¦
488 | C.I. TEE JUNCTION WITHOUT DOOR 100mmDIA | 75 | NO. |  |  |  | BY THE DEPARTMENTAL OFFICERS) | [6 empty] | CLAMP ETC | [15 empty] | ¦
489 | C.I. TEE JUNCTION WITHOUT DOOR 75mmDIA | 52 | NO. |  |  |  | - | - | [8 empty] | - | [12 empty] | ¦
490 | C.I. YEE JUNCTION WITH OUT DOOR 50mmDIA | 35.25 | NO. |  | 1 | SQM | COST OF TERRACOTTA JALLY OF 110mm | 514.62 | SQM | 514.62 |  |  |  | TOTAL FOR ONE NOS. |  |  | 19.67 | [12 empty] | ¦
491 | C.I.SLOTTED COWL 100mmDIA | 37.5 | NO. |  | 1 | SQM | LABOUR FOR FIXING JALLY | 20 | SQM | 20 | [6 empty] | - | [12 empty] | ¦
492 | C.I.SLOTTED COWL 75mmDIA | 24 | NO. |  | 1 | L.S | FOR PLASTERING & REDOXIDE PUTTY | 15 | L.S | 15 | [19 empty] | ¦
493 | C.I.SLOTTED COWL 50mmDIA | 16 | NO. |  |  |  | SUNDRIES |  | L.S | 0 |  |  | * | S.F OF A.C.SPOUT PIPE OF100mm DIA | [15 empty] | ¦
494 | C.I. GREATING 100mmDIA | 18 | NO. | [6 empty] | - |  |  |  | 18" LONG | [15 empty] | ¦
495 | C.I. GREATING 75mmDIA | 6 | NO. |  |  |  | RATE PER SQM |  |  | 549.62 |  |  |  | - | [15 empty] | ¦
496 | G.I PIPE "A"CLASS 80mmDIA | 152.5 | RMT | [6 empty] | = |  | 1 | NO. | SPOUT PIPE OF 100mm DIA | 19.3 | NO. | 19.3 | [12 empty] | ¦
497 | G.I. 80MM DIA BEND | 108.68 | NO. |  |  |  | G.F |  |  | 551.556 |  |  | L.S | LABOUR FOR FIXING INCLUDING |  | L.S | 2.09 | [12 empty] | ¦
498 | G.I. 80MM DIA CUPPLER | 119.89 | NO. |  |  |  | F.F |  |  | 555.428 |  |  |  | CLAMP ETC | [15 empty] | ¦
499 | G.I. 80MM DIA UNION | 297.44 | NO. |  |  |  | S.F |  |  | 559.3 | [6 empty] | - | [12 empty] | ¦::
500 | G.I. 80MM DIA PLUG | 28.6 | NO. |  |  |  | T.F |  |  | 563.172 |  |  |  | TOTAL FOR ONE NOS. |  |  | 21.39
501 | G.I. 80MM DIA TEE | 228.86 | NO. |  |  |  | FOURTH FLOOR |  |  | 567.044 | [6 empty] | -
502 | G.I. 80MM DIA HEX.NIPPLE | 70.47 | NO. | [26 empty] | ¦
503 | G.I. 80MM X50mm REDUCER | 133.62 | NO. |  | 17. |  | PROVIDING FORM WORK AND CENTERING FOR | [5 empty] | * | S.F OF G.I OUT LET PIPE OF 25mm DIA | [15 empty] | ¦
504 | G.I. 80MM X65mm REDUCER | 133.62 | NO. |  |  |  | PLAIN CONCRETE SURFACES FOR ALL R.C.C | [6 empty] | 30cm LONG | [15 empty] | ¦
505 | G.I. 80MM X50mm REDUCER TEE | 215 | NO. |  |  |  | WORKS(beams & lintels) | [6 empty] | - | [15 empty] | ¦
506 | G.I. 80MM X65mm REDUCER TEE | 215 | NO. |  |  |  | - |  |  |  |  | 1 | NO. | PIPE COST 25mm DIA | 14.613 | NO. | 14.613 | [12 empty] | ¦
507 | PLAIN GLASS | 107.64 | SQM |  | 0.4 | CUM | C.W BOARDING 40mm T.K | 10705 | CUM | 4282 |  |  | L.S | LABOUR FOR FIXING INCLUDING |  | L.S | 1.65 | [12 empty] | ¦
508 | P.V.C BEND |  |  |  | 0.12 | CUM | C.W JOIST(AVE.SIZE 100X6.5mm | 9395 | CUM | 1127.4 |  |  |  | CLAMP ETC | [15 empty] | ¦
509 | 15mm DIA | 11.55 | NO. |  |  |  | @90cm C/C) | [9 empty] | - | [12 empty] | ¦
510 | 20mm DIA | 16.4 | NO. |  | 98.5 | RMT | CASURNA POST 10TO 13cmDIA | 15 | RMT | 1477.5 |  |  |  | TOTAL FOR ONE NOS. |  |  | 16.263 | [12 empty] | ¦
511 | 25mm DIA | 27.85 | NO. |  |  |  | AT75cm CENTERS | [9 empty] | - | [12 empty] | ¦
512 | 32mm DIA | 49.9 | NO. | [6 empty] | - |  |  |  | COUNTRY WOOD ITEM | [15 empty] | ¦
513 | 40mm DIA | 69.25 | NO. |  |  |  | TOTAL FOR 5 Operations for 10 sqm |  |  | 6886.9 |  |  |  | ================= | [15 empty] | ¦
514 | P.V.C. COUPLER | [8 empty] | - |  | *** | a. | DOOR OF SIZE 100X200Cm | [15 empty] | ¦
515 | 75mm DIA | 20 | NO. |  | 10 | SQM | COST OF ONE OPERATION | 137.738 | SQM | 1377.38 |  |  |  | - | [15 empty] | ¦
516 | 100mm DIA | 45 | NO. |  | 3.8 | NO | CARPENTER I | 150 | NO | 570 |  | 0.0269 | CUM | C.W.SCANTLING(PLLLI,KARIMURUTH) | 23105 | CUM | 621.5245 | [12 empty] | ¦
517 | P.V.C ELBOW |  |  |  | 5.4 | NO | MAZDOOR I | 95 | NO | 513 |  | 1.295 | SQM | MARINE PLYWOOD 12mm THICK | 381.37 | SQM | 493.8741 | [12 empty] | ¦
518 | 75mm DIA | 19.09 | NO. |  |  | L.S | SUNDRIES FOR WEDGES,NAILS,COIR |  | L.S | 5 |  | 1.815 | SQM | LABOUR CHARGE | 342 | SQM | 620.73 | [12 empty] | ¦
519 | 100mm DIA | 50.66 | NO. | [6 empty] | - |  | 2 | NO. | 6"X1/2" I.O.TOWER BOLT | 10.5 | NO. | 21 | [12 empty] | ¦
520 | PLYWOOD FLUSH DOOR 30mm T.K FOR ALL SIZE | 1183.82 | SQM |  |  |  | TOTAL FOR 10 SQM |  |  | 2465.38 |  | 3 | NO. | 5" I.O.BUTT HINGS | 8.5 | NO. | 25.5 | [12 empty] | ¦
521 | P.V.C.FLUSH D/F & D/S 20mm T.K FOR 75X200cm | 1605 | SQM | [6 empty] | - |  | 1 | NO. | 10"X5/8" I.O ALDROP | 21 | NO. | 21 | [12 empty] | ¦
522 | SINTEX WATER TANK OF 750 LIT | 3.25/lit | EACH |  |  |  | RATE PER SQM |  |  | 246.538 |  | 1 | NO. | NYLON BUSH | 4 | NO. | 4 | [12 empty] | ¦
523 | STEEL DOOR FRAMEOF SIZE 100X200 | 147.6 | RMT | [6 empty] | = |  |  | L.S | SUNDRIES |  | L.S | 0 | [12 empty] | ¦
524 | STEEL DOOR FRAMEOF SIZE 90X200 | 147.6 | RMT | [13 empty] | - | [12 empty] | ¦
525 | STEEL DOOR FRAMEOF SIZE 75X200 | 147.6 | RMT |  | 18. | * | Centering for soffits for R.C.C.Slabs or | [6 empty] | TOTAL FOR 1.815 SQM |  |  | 1807.6287 | [12 empty] | ¦
526 | STEEL WINDOW FRAME&SHUTTER WITHOUT GLASS | 1250 | SQM |  |  |  | plane surfaces including shuttering up to 3m | [9 empty] | - | [12 empty] | ¦
527 | " OF SIZE 132.5X120cm | 1250 | SQM |  |  |  | height using M.S sheets of size 90mmx60mm and | [6 empty] | RATE PER SQM |  |  | 1395.8522 | [12 empty] | ¦
528 | " OF SIZE 90X120cm | 1250 | SQM |  |  |  | HP 10G stiffened with welded M.S angle of | [9 empty] | = | [12 empty] | ¦
529 | " OF SIZE 47.5X120cm | 1250 | SQM |  |  |  | size 25x25x3mm laid over silver oak (C.W) |  |  |  |  | *** | b. | DOOR OF SIZE 90X200Cm | [15 empty] | ¦
530 | " OF SIZE 90X105cm | 1250 | SQM |  |  |  | joist 10cmx6.5cm spaced at75cm c/c complying | [6 empty] | - | [15 empty] | ¦
531 | " OF SIZE 47.5X105cm | 1250 | SQM |  |  |  | with standard specification |  |  |  |  | 0.0255 | CUM | C.W.SCANTLING(PLLLI,KARIMURUTH) | 23105 | CUM | 589.1775 | [12 empty] | ¦
532 | " OF SIZE 90X90cm | 1250 | SQM |  |  |  | - | - | - |  |  | 1.13 | SQM | MARINE PLYWOOD 12mm THICK | 381.37 | SQM | 430.9481 | [12 empty] | ¦
533 | " OF SIZE 47.5X90cm | 1250 | SQM |  | 13.46 | Kg. | Cost of M.S sheet of size | 30 | Kg. | 403.8 |  | 1.6191 | SQM | LABOUR CHARGE | 342 | SQM | 553.7322 | [12 empty] | ¦
534 | STEEL VENTILATTER FRAME&SHUTTER WITHOUT GLASS | 1250 | SQM |  |  |  | 90x60cm of 10 gauge |  |  |  |  | 2 | NO. | 6"X1/2" I.O.TOWER BOLT | 10.5 | NO. | 21 | [12 empty] | ¦
535 | " OF SIZE 75X47.5cm | 1250 | SQM |  | 4 | Kg. | Cost of M.S angle of size | 30 | Kg. | 120 |  | 3 | NO. | 5" I.O.BUTT HINGS | 8.5 | NO. | 25.5 | [12 empty] | ¦
536 | " OF SIZE 90X47.5cm | 1250 | SQM |  |  |  | 25x25x3mm |  |  |  |  | 1 | NO. | 10"X5/8" I.O ALDROP | 21 | NO. | 21 | [12 empty] | ¦
537 | " OF SIZE 90X90cm | 1250 | SQM |  |  | L.S | Add for cutting, bending, |  | L.S | 40 |  | 1 | NO. | NYLON BUSH | 4 | NO. | 4 | [12 empty] | ¦
538 | P.V.C REDUCER ELBOW | [5 empty] | welding charges etc. |  |  | - |  |  | L.S | SUNDRIES |  | L.S | 0 | [12 empty] | ¦
539 | 50X25MM | 65 | EACH |  |  |  | Total for 40 operations |  |  | 563.8 | [6 empty] | - | [12 empty] | ¦
540 | 50X40MM | 64.55 | EACH | [6 empty] | - |  |  |  | TOTAL FOR 1.6191 SQM |  |  | 1645.3578 | [12 empty] | ¦
541 | PORCELINE WHITE GLASED SOAP DISH 200X100mm | 110.95 | EACH |  |  |  | Cost of one operation |  |  | 14.095 | [6 empty] | - | [12 empty] | ¦
542 | PORCEINE WASH BASIN OVAL SHAPE 480X400mm | 399 | EACH | [6 empty] | - |  |  |  | RATE PER SQM |  |  | 1016.2175 | [12 empty] | ¦
543 | END CAP SULATED P.V.C. MANHOLE STEP | 92 | EACH |  |  |  | Adopting 40 uses for steel sheet and | [9 empty] | = | [12 empty] | ¦
544 | P.V.C. DOUBLE TEE WITH DOOR 75mm DIA | 174.24 | EACH |  |  |  | angles and 5 uses for C.W.joist and | [22 empty] | ¦
545 | P.V.C. DOUBLE TEE WITH DOOR 100mm DIA | 215.06 | EACH |  |  |  | casurina props |  |  |  |  | *** | c. | DOOR OF SIZE 75X200Cm | [15 empty] | ¦
546 | P.V.C. DOUBLE TEE WITH OUT DOOR 75mm DIA | 97.24 | EACH | [10 empty] | - | [15 empty] | ¦
547 | P.V.C. DOUBLE TEE WITH OUT DOOR 100mm DIA | 168.96 | EACH |  | 19 | Nos | Cost of M.S Sheet and Angles | 14.095 | 1Use | 267.805 |  | 0.0235 | CUM | C.W.SCANTLING(PLLLI,KARIMURUTH) | 23105 | CUM | 542.9675 | [12 empty] | ¦
548 | POISHED CUDDAPAH SLAB 20mmTHICK WELL POISHED | 227 | 247 |  |  |  | for one operation |  |  |  |  | 0.872 | SQM | MARINE PLYWOOD 12mm THICK | 381.37 | SQM | 332.5546 | [12 empty] | ¦
549 | CUDDAPAH SLAB SINK 60X45cm,20mmT.K | 250 | EACH |  | 0.12 | Cum | Cost of silver oak | 1879 | 1Use | 225.48 |  | 1.3247 | SQM | LABOUR CHARGE | 342 | SQM | 453.0474 | [12 empty] | ¦
550 | CUDDAPAH SLAB SINK 45X45cm,20mmT.K | 210 | EACH |  | 98.5 | Rmt | Casurnia props 10 to 13cm dia | 3 | 1Use | 295.5 |  | 1 | NO. | 6"X1/2" I.O.TOWER BOLT | 10.5 | NO. | 10.5 | [12 empty] | ¦
551 | GRANITE SLAB 20mm THICK OF BEST QUALITY | 1022.58 | SQM |  | 1 | L.S | Add for Silver oak planks | 11 | L.S | 11 |  | 3 | NO. | 4" I.O.BUTT HINGS | 5.75 | NO. | 17.25 | [12 empty] | ¦
552 | ELECTRICAL ARRANGEMENT:- BOARD APPROVED RATES |  |  |  | 3.8 | No | Carpenter Ist | 150 | Each | 570 |  | 1 | NO. | 6"X1/2" I.O ALDROP | 10 | NO. | 10 | [12 empty] | ¦
553 | WRING WITH 1.5SQMM COPPER WIRE CONCELLED |  |  |  | 5.4 | No | Mazdoor Ist | 95 | Each | 513 |  | 1 | NO. | NYLON BUSH | 4 | NO. | 4 | [12 empty] | ¦
554 | TYPE FOR LIGHT POINT WITH CEILING ROSE | 300 | POINT |  | 1 | No | Fitter IInd | 120 | Each | 120 |  |  | L.S | SUNDRIES |  | L.S | 0 | [12 empty] | ¦
555 | ---DO---FOR LIGHT POINT WITH BATTERN HODER | 302 | POINT |  | 1 | L.S | Add for nails, wedges,oils etc | 10 | L.S | 10 | [6 empty] | - | [12 empty] | ¦
556 | ---DO---FOR FAN POINT | 382 | POINT |  | 19 | Nos | Add for periodical cleaning, | 2 | Nos | 38 |  |  |  | TOTAL FOR 1.3247 SQM |  |  | 1370.3195 | [12 empty] | ¦
557 | --DO--FOR 5AMP 5PIN PLUG AT SWITCH BOARD | 140 | POINT |  |  |  | painting etc for M.S. Sheet |  |  | - | [6 empty] | - | [12 empty] | ¦::
558 | --DO--FOR 5AMP 5PIN PLUG AT CONVENTENT PLACE | 222 | POINT |  |  |  | TOTAL FOR 10 SQM |  |  | 2050.785 |  |  |  | RATE PER SQM |  |  | 1034.4376
559 | ---DO---FOR STAIR CASE LIGHT POINT | 505 | POINT | [6 empty] | - | [6 empty] | =
560 | S/F OF BULKHEAD FITTING SUITABLE FOR 100/60W | 75 | EACH |  |  |  | RATE PER SQM |  |  | 205.0785 |  |  | * | FLUSH SHUTTER P.V.C. 30mm THICK | [15 empty] | ¦
561 | RUN OF MAINS 2-1.5 SQMM COPPER CONCELLED TYPE | 43.3 | RMT | [6 empty] | = |  |  |  | SOLIDCORE OF BLACKBOARD | [15 empty] | ¦
562 | S/F OF 16 AMP DPIC MAIN SWITCH | 218 | EACH |  | 19. | * | PROVIDING FORMWORK AND | [6 empty] | TYPE WITH COMMERCIAL TYPE | [15 empty] | ¦
563 | EARTHING STATION ASPER IS3043 | 926 | EACH |  |  |  | CENTERING FOR PLAIN CONCRETE | [6 empty] | LIPPING BOTH SIDES | [15 empty] | ¦
564 | S/L OF 8SWG G.I WIRE FOREARTH TO MAIN | 5.15 | RMT |  |  |  | SURFACES FOR SMALL QTY such as sunshade etc | [6 empty] | - | [15 empty] | ¦
565 | SUPPLY OF 5-10AMP/10-20AMP ELE. ENERGY METER | 550 | EACH |  |  |  | - | [22 empty] | ¦
566 | S/F OF CONSUMER UNIT OF 4NO OF 16AMP WAY | 286 | EACH |  | 10 | SQM | MS angles & sheets for one | 321.366 | 1Use | 321.366 |  |  |  | FOR ALL SIZE OF DOORS/SQM |  |  | 1183.82 | [12 empty] | ¦
567 | RUN OF MAINS 4-4 SQMM COPPER CONCELLED TYPE | 96.3 | RMT |  |  |  | use (1.2 times of operation | [9 empty] | = | [12 empty] | ¦
568 | LABOUR FOR FIXING CEIING FAN OF AL SWEEP | 51 | EACH |  |  |  | for plain surface) | [22 empty] | ¦
569 | S/F OF S.C TW BOARD,3-30AMPFUSE, EARTHPLATE | 181 | SET |  | 10 | SQM | C.W Joist for one use (1.2 | 270.576 | 1Use | 270.576 |  |  | * | STEEL DOOR FRAMES AND WINDOW FRAMES WITH SHUTTER | [15 empty] | ¦
570 | RUN OF S.C WIRING WITH 2-4 SQMM COPPER ,7/20 GI | 36.2 | RMT |  |  |  | times of operation for plain | [6 empty] | = | = | = | ==== | [12 empty] | ¦
571 | S/F OF AERI FUSE UNIT 30AMP 500V AT E.B POLE | 98 | EACH |  |  |  | surface) | [6 empty] | ITEM NO 1:-MANUFACTURING AND |  | Rmt | 147.6 | [12 empty] | ¦
572 | S/F OF 40mmDIA B-CASS G.I PIPE | 92 | RMT |  | 98.5 | Rmt | Casurnia props 10 to 13cm dia | 3 | 1Use | 295.5 |  |  |  | SUPPLYING OF STEEL DOOR frame OF | [15 empty] | ¦
573 | S/F OF 40mmDIA B-CASS G.I COUPLER | 49.42 | EACH |  | 3.8 | NO | CARPENTER I | 150 | NO | 570 |  |  |  | ALL SIZES WITH OUT SHUTTER | [15 empty] | ¦
574 | S/F OF 40mmDIA B-CASS G.I BEND | 53.2 | EACH |  | 5.4 | NO | MAZDOOR I | 95 | NO | 513 |  |  |  | MADE OF 100X50 18GAUGE CRCA | [15 empty] | ¦
575 | S/F OF 40X40X6mmANGLE TO SUPPORT G.I.PIPE. | 59 | EACH |  | 1 | NO | Fitter IInd | 120 | Each | 120 |  |  |  | STELL WITH ALL FOURNITURE AND | [15 empty] | ¦
576 | S/F OF 15AMP 3PIN POWER PLUG WITH SWITCH | 100 | EACH |  | 1 | L.S | ADD FOR SILVER OKE PLANKS | 11 | Each | 11 |  |  |  | FITTINGS. | [15 empty] | ¦
577 | RUN OF MAINS 2-2.5 SQMM COPPER CONCELLED TYPE | 49.52 | RMT |  | 1 | L.S | SUNDRIES FOR WEDGES,NAILS,COIR | 10 | L.S | 10 | [19 empty] | ¦
578 | S/F OF SINGE PHASE ELCB OF CONCEAED TYPE | 1080 | EACH |  | 19 | Nos | Add for periodical cleaning | 2 | Nos | 38 | [19 empty] | ¦
579 | MARINE PLYWOOD OF 12mm THICK OF BWR GRADE L.R | 381.37 | SQM |  |  |  | and painting etc for M.S. Sheet | [5 empty] | * | Manufacturing and supplying of |  | Sqm | 1250 | [12 empty] | ¦
#REF! | WRING WITH 1.5SQMM COPPER WIRE CONCELLED | [8 empty] | - |  |  |  | m.s.angle window shutter and | [15 empty] | ¦
| TYPE FOR LIGHT POINT WITH CEILING ROSE | 300 |  |  |  |  | TOTAL FOR 10 SQM |  |  | 2149.442 |  |  |  | m.s grills with out glass of | [15 empty] | ¦
| ---DO---FOR LIGHT POINT WITH BATTERN HODER | 302 | [7 empty] | - |  |  |  | all sizes of windows,ventilaters. | [15 empty] | ¦
| ---DO---FOR CALLING BELL POINT | 324 |  |  |  |  | RATE PER SQM |  |  | 214.9442 | [19 empty] | ¦
| ---DO---FOR FAN POINT | 382 | [7 empty] | = |  |  | * | Supply and fixing of window | [15 empty] | ¦
| ---DO---FOR STAIR CASE LIGHT POINT | 505 | [11 empty] | glass panels of 3mm thick for | [15 empty] | ¦
| --DO--FOR 5AMP 5PIN PLUG AT SWITCH BOARD | 140 |  |  | 20. | * | PROVIDING FORMWORK AND | [6 empty] | steel window and ventilaters. | [15 empty] | ¦
| --DO--FOR 5AMP 5PIN PLUG AT CONVENTENT PLACE | 222 |  |  |  |  | CENTERING FOR PLAIN CONCRETE | [6 empty] | - | [15 empty] | ¦
| --DO--FOR 15AMP OWER PLUG | 100 |  |  |  |  | SURFACES FOR PLINTH BEAM ETC. | [5 empty] | sqm | Cost of 3mm window glass | 160 | sqm | #VALUE! | [12 empty] | ¦
| S/F OF BULK HEAD FITTING | 75 |  |  |  |  | - | [22 empty] | ¦
| S/F OF DOUBLE POLE MAIN SWITCH | 218 |  |  |  |  | HALF THE RATE OF F.W USING C.W.PLANKS |  |  | 123.269 |  |  | nos. | Carpenter I class | 150 | nos. | #VALUE! | [12 empty] | ¦
| S/F OF 6 WAY D.B | 1854 |  |  |  |  | FOR LINTEL & BEAMS |  |  | = | [19 empty] | ¦
| LABOUR CHARGE FOR FIXING FAN | 51 |  |  | 4.2 | * | R.C.C 1:1.5:3 USING 20mmHBG | [6 empty] | Cost of binding meterials etc., | L.S |  | 0.64 | [12 empty] | ¦
| SUPPLY AND DELIVERY OF FAN 48"SWEEP | 915 |  |  |  |  | JELLY FOR ALL WATER RETAINING | [9 empty] | - | [12 empty] | ¦
| SUPPLY AND DELIVERY OF FAN 42"SWEEP | 890 |  |  |  |  | STRUCTURES AND R.C.C DOOR FRAMES | [6 empty] | total for 0.4sqm |  |  | #VALUE! | [12 empty] | ¦
| S/F OF 8SWG G.I WIRE | 5.15 |  |  |  |  | - | [9 empty] | - | [12 empty] | ¦
| RUN OFF MAIN WITH 2NO OF 1.50sq.mm WIRE | 43.3 |  |  | 9 | CUM | 20mmH.B.JELLY | #REF! | CUM | #REF! |  |  |  | Rate for one sqm |  |  | #VALUE! | [12 empty] | ¦
| EARTHING STATION AS PER ISI | 920 |  |  | 4.308 | M.T | CEMENT | 3800 | M.T | 16370.4 | [6 empty] | = | [12 empty] | ¦
| S/F OF 1 NO OF 30 AMP FUSE UNIT. | 98 |  |  | 4.5 | CUM | SAND | #REF! | CUM | #REF! |  |  | * | Manufactoring and supplying of | [15 empty] | ¦
| S/F OF 375mmX300mmX20mmT.W.PLANK FOR S.C. | 181 |  |  | 3.5 | NO. | MASON II | 135 | NO. | 472.5 |  |  |  | steel window, confirming to | [15 empty] | ¦
| S/F OF METRE CUPBOARD | 1148.76 |  |  | 21.2 | NO. | MAZDOOR I | 95 | NO. | 2014 |  |  |  | IS 1038/1983. | [15 empty] | ¦
| S/F OF STREET LIGHTS. | 967 |  |  | 35.3 | NO. | MAZDOOR II | 85 | NO. | 3000.5 |  |  |  | - | [15 empty] | ¦
| PROVIDING ANTI-TERMITE TREATMENT | 30 |  |  | L.S |  | SUNDRIES |  | L.S | 0 |  |  | a. | Window size 90x120cm | [15 empty] | ¦
| PROVIDING ELCB WITH MCB IN MS BOX | 2107 | [7 empty] | - |  |  |  | --------------------- | [15 empty] | ¦
| Flat back urinal WITH ALL ACCESSORIES | 650 |  |  |  |  | TOTAL FOR 10 CUM |  |  | #REF! |  |  | Kg. | Steel window with 10mm square | 43 |  | #VALUE! | [12 empty] | ¦
| WIRE MAN GR-I | 160 | [7 empty] | = |  |  |  | horizontal with one coat of | [15 empty] | ¦
| HELPER | 110 |  |  |  |  | RATE PER CUM |  |  | #REF! |  |  |  | red oxide primer paint. | [15 empty] | ¦
[13 empty] | SQM | Frosted glass 3mmthick | 160 |  | #VALUE! | [12 empty] | ¦
|  | 3.05 |  |  | 1 | CUM | VIBRATING CHARGES | 20.7 |  | 20.7 |  |  | NO. | Iron hinge special type | 5 |  | #VALUE! | [12 empty] | ¦
|  | 30 | [7 empty] | - |  |  | NO. | Stays and pegs | 10 |  | #VALUE! | [12 empty] | ¦
|  | 35 | [7 empty] | #REF! |  |  | NO. | Locking arrangements | 8 |  | #VALUE! | [12 empty] | ¦
|  | 125 | [7 empty] | - |  |  | Rmt | 12x12mm thick alu.beedings | 13.66 |  | #VALUE! | [12 empty] | ¦
| Mason II / I | 162 | 179
| MAISTRY | 185 |  |  |  |  | G.F |  |  | #REF! |  |  | SQM | Labour Charges for fixing | 25.46 |  | #VALUE! | [12 empty] | ¦
| WIREMEN GRADE I | 170 |  |  |  |  | F.F |  |  | #REF! |  |  | NO. | Alu. bolt and nuts | 0.5 |  | #VALUE! | [12 empty] | ¦
| WIREMEN GRADE Ii | 160 |  |  |  |  | S.F |  |  | #REF! | [6 empty] | 0.54 | [12 empty] | ¦::
| HELPER | 121 |  |  |  |  | T.F |  |  | #REF! | [6 empty] | -
| GI PIPE 40 MM DIA | 120 |  |  |  |  | Fourth Floor |  |  | #REF! |  |  |  | Total for 1No |  |  | #VALUE!
| GI PIPE 20 MM DIA | 70
| 15 mm dia GI pipe | 35 |  |  |  | * | R.C.C DOOR FRAME | [9 empty] | - | [12 empty] | ¦
| GI PIPE 25 MM | 90 |  |  |  |  | = | [22 empty] | ¦
| GI PIPE 40 MM | 140 | [10 empty] | b. | Window size 90x105cm | [15 empty] | ¦
1 | INCANDESCENT BULBS 230 V / 250 V GRADE B.C / E.S WITH ISI |  |  |  | 21.1 | * | SUPPLYING AND FIXING MONOLITHIC RCC DOOR | [6 empty] | --------------------- | [15 empty] | ¦
| 15 Watts | 11 |  |  |  |  | FRAME OF SIZEM 100MMX75MM WITH ONE EDGE | [5 empty] | Kg. | Steel window with 10mm square | 43 |  | #VALUE! | [12 empty] | ¦
| 25 Watts | 11 |  |  |  |  | GROOVE OF SIZE 30MMX20MM IN RCC(1:1.5:3)USING | [6 empty] | horizontal with one coat of | [15 empty] | ¦
| 40 Watts | 11 |  |  |  |  | 20MM HBS JELLY INCLUDING COST OF STEEL AND | [6 empty] | red oxide primer paint. | [15 empty] | ¦
| 60 Watts | 11 |  |  |  |  | FABRICATION OF REINFORCEMENT WITH -6MM M.S | [5 empty] | SQM | Frosted glass 3mmthick | 160 |  | #VALUE! | [12 empty] | ¦
| 100 Watts | 12 |  |  |  |  | ROD AROUND AND 3MM STEEL STIRRUP AT 30CM C/C | [5 empty] | NO. | Iron hinge special type | 5 |  | #VALUE! | [12 empty] | ¦
| 150 Watts | Deleted |  |  |  |  | INCLUDING FIXING OF 3NOS OF IRON BRACKET OF | [5 empty] | NO. | Stays and pegs | 10 |  | #VALUE! | [12 empty] | ¦
| 200 Watts | 25 |  |  |  |  | SIZE 100MMX100MMX5MM, 6NOS OF HOLDFAST | [5 empty] | NO. | Locking arrangements | 8 |  | #VALUE! | [12 empty] | ¦
| 300 Watts | Deleted |  |  |  |  | CHECKNUTS AND ALUMINIUM SLEEVES AND 2 NOS OF | [5 empty] | Rmt | 12x12mm thick alu.beedings | 13.66 |  | #VALUE! | [12 empty] | ¦
| 500 Watts | Deleted |  |  |  |  | I.O.TOWER BOLT RECEIVER ALL AS PER DRAWING | [5 empty] | SQM | Labour Charges for fixing | 25.46 |  | #VALUE! | [12 empty] | ¦
| 1000 Watts | Deleted |  |  |  |  | INCLUDING MOULDING INSTEEL MOULD PRECASTING | [5 empty] | NO. | Alu. bolt and nuts | 0.5 |  | #VALUE! | [12 empty] | ¦
2 | INCANDESCENT BULBS 230 V / 250 V GRADE B.C / E.S | [5 empty] | WITH SMOOTH SURFACE AND FINE EDGES, CURING, | [9 empty] | 0.7 | [12 empty] | ¦
| Colour 15 Watts | 12.5 |  |  |  |  | TRANSPORTING ETC., ALL COMPLETE, AS DIRECTED | [9 empty] | - | [12 empty] | ¦
3 | Blended Lamp 160 Watts | 242 |  |  |  |  | BY DEPT.OFFICERS. | [6 empty] | Total for 1No |  |  | #VALUE! | [12 empty] | ¦
3a | PLLAMP ( PHILIPS/ OSRAM) | [15 empty] | - | [12 empty] | ¦
| 9 Watts | 75
| 11 Watts | 80 |  |  |  | c. | 1000MMX2100MM SIZE OF DOOR FRAME
4 | FLUORESCENT TUBULAR LAMPS WITH ISI MARK | [5 empty] | -------------------------------
| Cool Day light 2 Ft 20 Watts | 42 |  |  | 0.0388 | CUM | R.C.C.IN C.C 1:1.5:3 | #REF! | CUM | #REF!
| Cool Day light and 4 Ft 40 Watts | 46 |  |  | 5.01 | Kg | FAB OF M.S STEEL | 33174.4 | M.T | 166.2037
| Cool Day light and 4 Ft 36 Watts | 42 |  |  | 3 | NO. | HANGER BRACKET | 16.5 | NO. | 49.5
5 | MERCURY VAPOUR DISCHARGE LAMP 230 V GRADE 3 PIN BC |  |  |  | 12 | NO. | ALU.SLEEVES | 3.85 | NO. | 46.2
| 80 Watts | 174 |  |  | 2 | NO. | TOWER BOLT RECEIVER | 5 | NO. | 10
| 125 Watts | 182 |  |  | 6 | NO. | TAILNUT FOR BOLT | 3.85 | NO. | 23.1
| 250 Watts | 444 |  |  | 1 | NO. | MASON Ist | 150 | NO. | 150
| 400 Watts | 626 |  |  | 1 | NO. | MAZDOOR Ist | 95 | NO. | 95
6 | BOX TYPE SINGLE FLUORESCENT FITTING WITH COPPER CHOKE AND CONDENSOR COMPLETE WITH ISI MARK |  |  |  | 1 | NO. | MOULDING CHARGES | 25 | NO. | 25
| 2 Ft 20 Watts | Deleted |  |  | 0.5 | NO. | HANDLING CHARGES MAZDOOR-II | 85 | NO. | 42.5
| 4 Ft 40 Watts | 306 |  |  |  | L.S | ADD FOR OIL,CONVEYANCE ETC., |  | L.S | 0.5
| 4 Ft 40 Watts Box type of ( Philips, Crompton,Wipro ) without Ballast | 450 | [7 empty] | -
7 | BOX TYPE TWIN FLUORESCENT FITTING WITH COPPER CHOKE AND CONDENSOR COMPLETE WITH ISI MARK | [5 empty] | TOTAL FOR 1 NO |  |  | #REF!
| 4 Ft 40 Watts | 575 | [7 empty] | -
| 4 Ft 40 Watts Box type of ( Philips, Crompton,Wipro ) without Ballast | 750
8 | INDUSTRIAL TYPE FLUORESCENTFITTING STOVE ENAMELLED WITH COPPER CHOKE AND CONDENSOR (HPF)
| 4 Ft 40 W single type suitable for 1 No tube | 850 |  |  |  | a. | 900MMX2100MM SIZE OF DOOR FRAME | [22 empty] | ¦
| 4 Ft 40 W Twin type suitable for 2 Nos tube | 1050 |  |  |  |  | ------------------------------- | [5 empty] | c. | Window size 60x120cm | [15 empty] | ¦
9 | DECORATIVE & SINGLE FLUORESCENT TYPE FITTING WITH COPPER CHOKE & CONDENSOR (HPF)COMPLETE SUITABLE FOR 2 NOS FLUORESCENT TUBES. |  |  |  | 0.0376 | CUM | R.C.C.IN C.C 1:1.5:3 | #REF! | CUM | #REF! |  |  |  | --------------------- | [15 empty] | ¦
| 2 Ft 20 Watts with perspex | Deleted |  |  | 4.87 | Kg | FAB OF M.S STEEL | 33174.4 | M.T | 161.5593 |  |  | Kg. | Steel window with 10mm square | 43 |  | #VALUE! | [12 empty] | ¦
| 4 Ft 40 Watts with perspex | Deleted |  |  | 3 | NO. | HANGER BRACKET | 16.5 | NO. | 49.5 |  |  |  | horizontal with one coat of | [15 empty] | ¦
10 | DECORATIVE TWIN FLUORESCENT TYPE FITTING WITH COPPER CHOKE & CONDENSOR COMPLETE SUITABLE FOR 2 NOS FLUORESCENT TUBES. |  |  |  | 12 | NO. | ALU.SLEEVES | 3.85 | NO. | 46.2 |  |  |  | red oxide primer paint. | [15 empty] | ¦
| 4 Ft 40 Watts with louvers | Deleted |  |  | 2 | NO. | TOWER BOLT RECEIVER | 5 | NO. | 10 |  |  | SQM | Frosted glass 3mmthick | 160 |  | #VALUE! | [12 empty] | ¦
| 4 Ft 40 Watts with perspex | Deleted |  |  | 6 | NO. | TAILNUT FOR BOLT | 3.85 | NO. | 23.1 |  |  | NO. | Iron hinge special type | 5 |  | #VALUE! | [12 empty] | ¦
| 4 Ft 40 Watts ( philip, Crompton, Wipro ) | Deleted |  |  | 1 | NO. | MASON Ist | 150 | NO. | 150 |  |  | NO. | Stays and pegs | 10 |  | #VALUE! | [12 empty] | ¦
| 4'40" Wtwin Recessed mounting fitting with perpex cover | Deleted |  |  | 1 | NO. | MAZDOOR Ist | 95 | NO. | 95 |  |  | NO. | Locking arrangements | 8 |  | #VALUE! | [12 empty] | ¦
| 4'40 W Twin mirror optic Recessed mounting fitting | 1459 |  |  | 1 | NO. | MOULDING CHARGES | 25 | NO. | 25 |  |  | Rmt | 12x12mm thick alu.beedings | 13.66 |  | #VALUE! | [12 empty] | ¦
| 4'40 W Twin mirror optic Recessed mounting fitting(Philips, Crompton,Wipro) | 1930
| 4'40 W Twin mirror optic Recessed Suspension type fitting ( Philips, Crompton, Wipro ). | 2630 |  |  | 0.5 | NO. | HANDLING CHARGES MAZDOOR-II | 85 | NO. | 42.5 |  |  | SQM | Labour Charges for fixing | 25.46 |  | #VALUE! | [12 empty] | ¦
11 | SINGLE TYPE STREET LIGHT FLUORESCENT FITTING SUITABLE FOR THE ONE NO FLUORSCENT TUBES WITH COPPER CHOKE & CONDENSOR COMPLETE. |  |  |  |  | L.S | ADD FOR OIL,CONVEYANCE ETC., |  | L.S | 0.5 |  |  | NO. | Alu. bolt and nuts | 0.5 |  | #VALUE! | [12 empty] | ¦
| 4 Ft 40 Watts type | 642 | [7 empty] | - | [6 empty] | 0.97 | [12 empty] | ¦
12 | TWIN TYPE STREET LIGHT FLUORESCENT FITTING SUITABLE FOR THE 2 NOS FLUORSCENT TUBES WITH COPPER CHOKE & CONDENSOR COMPLETE. | [5 empty] | TOTAL FOR 1 NO |  |  | #REF! | [6 empty] | - | [12 empty] | ¦
| 4 Ft 40 Watts type | 864 | [7 empty] | - |  |  |  | Total for 1No |  |  | #VALUE! | [12 empty] | ¦
13 | POST TOP LANTHERN FITTING OF ( INTEGRAL TYPE ) WITH COPPER CHOKE & CONDENSOR & NECESSARY ACCESSORIES (PHILIPS/CROMPTONGREAVES). (SPHERICAL,RIBBED,CONICALACRYLIC COVER) |  |  |  |  | b. | 700MMX2100MM SIZE OF DOOR FRAME | [9 empty] | - | [12 empty] | ¦
| Suitable for 125 Watts M.V.Lamp | 3100 |  |  |  |  | -------------------------------
| Suitable for 70 Watts S.V.Lamp | 3267 |  |  | 0.0353 | CUM | R.C.C.IN C.C 1:1.5:3 | #REF! | CUM | #REF! |  | 21.2 | * | SUPPLING AND FIXING OF BEST T.W.WROUGHT AND
| Post top lanthern fitting with S.C holder suitable for 160 W blended lamp/ incandescent lamp. | 1790 |  |  | 4.59 | Kg | FAB OF M.S STEEL | 33174.4 | M.T | 152.2705 |  |  |  | PUTUP FOR DOORS, WINDOWS AND VENTILATERS ETC
14 | CUT OFF TYPE STREET LIGHT LANTHERN COMPLETE WITH COPPER CHOKE AND CONDENSOR.
| Suitable for 1 No 400 W HP MV lamp | Deleted |  |  | 3 | NO. | HANGER BRACKET | 16.5 | NO. | 49.5 |  |  |  | - | -
| Suitable for 1 No 250 W HPMV lamp | Deleted |  |  | 12 | NO. | ALU.SLEEVES | 3.85 | NO. | 46.2 |  |  |  | LABOUR CHARGES:-
| Siuiitable for 1 No 125 W HPMV lamp | Deleted |  |  | 2 | NO. | TOWER BOLT RECEIVER | 5 | NO. | 10 |  | 0.5 | NO | CARPENTER-I | 150 | EACH | 75
15 | SEMI CUT OFF TYPE STREET LIGHT LANTHERN COMPLETE WITH COPPER CHOKE AND CONDENSOR. |  |  |  | 6 | NO. | TAILNUT FOR BOLT | 3.85 | NO. | 23.1 |  | 0.25 | NO | MAZDOOR-I | 85 | EACH | 21.25
| Siuiitable for 1 No 125 W MV lamp | Deleted |  |  | 1 | NO. | MASON Ist | 150 | NO. | 150 | [6 empty] | -
| Suitable for 1 No 250 W MV lamp | Deleted |  |  | 1 | NO. | MAZDOOR Ist | 95 | NO. | 95 |  |  |  | TOTAL FOR .0283 CUM |  |  | 96.25
| Suitable for 1 No 400 W MV lamp | Deleted |  |  | 1 | NO. | MOULDING CHARGES | 25 | NO. | 25 | [6 empty] | -
16 | STARTERS FOR FLUORESCENT TUBES |  |  |  | 0.5 | NO. | HANDLING CHARGES MAZDOOR-II | 85 | NO. | 42.5 |  |  |  | TOTAL FOR ONE CUM |  |  | 3401.0601
| Starter capacity 20 Watts | 10 |  |  |  | L.S | ADD FOR OIL,CONVEYANCE ETC., |  | L.S | 0.5 | [6 empty] | -
| Starter capacity 40 Watts | 10 | [7 empty] | -
17 | POLYSTER FILLED COPPER CHOKE 250 V/50 HZ GRADE SUITABLE FOR | [5 empty] | TOTAL FOR 1 NO |  |  | #REF!
| 20 Watts fluorescent tube | 170 | [7 empty] | -
| 40 Watts fluorescent tube | 170
| 36/40w Electronic Ballast for Flu.tube(Phylips/Crompton) | 295
| 36/40w Electronic Ballast for Flu.tube(Indo Asean/Equivalent) | 240
[5 empty] | 21.3 | * | S&F P.V.C. 20mmTHICK DOOR SHUTTER WITH DOOR FRAME OF SIZE 40mmX57mm FOR OUTER FRAME AND THE SINGLE LEAF SHUTTER MADEOF PLASTIC SHEET 20mmX200mm FOR SHUTTER PANNEL AND SHUTTER FRAME OF PLASTIC 24mmX59mm WITH 8 NOS OF 3 HINGS ALU,2N0S OFAL. HANDLES | [22 empty] | ¦
| HP 80 Watts MV Lamp | Deletd |  |  |  |  | FOR DOORS OF ALL SIZE |  |  |  |  | 11.64 | Rmt | 12x12mm thick alu.beedings | 13.66 |  | 159.0024 | [12 empty] | ¦
| HP 125 Watts MV Lamp | Deletd |  |  |  |  | - |  |  |  |  | 1.62 | SQM | Labour Charges for fixing | 25.46 |  | 41.2452 | [12 empty] | ¦
| HP 250 Watts MV Lamp | Deletd | [9 empty] | 48 | NO. | Alu. bolt and nuts | 0.5 |  | 24 | [12 empty] | ¦
| HP 400 Watts MV Lamp | Deletd |  |  |  |  | FOR DOORS OF ALL SIZE |  | SQM | 1450 | [6 empty] | 0.23 | [12 empty] | ¦
18 | CONDENSOR FOR SV/MV LAMP
| 8 Mfd for 80 Watts bulb | 113 |  |  |  |  | TEAK WOODS |  |  | = | [6 empty] | - | [12 empty] | ¦
| 10 Mfd for 125 Watts bulb | 135 |  |  |  |  | ========= | [6 empty] | Total for 1No |  |  | 224.4776 | [12 empty] | ¦
| 15 Mfd for 250 Watts bulb | 180 |  |  | 21.2 |  | TEAK WOOD WROUGHT & PUT UP | [22 empty] | ¦
| 20 Mfd for 400 Watts | 248 |  |  |  |  | -
19 | Vitreous EI Conical Lamp Holder 250 x 90 mm | Deletd |  |  |  | A | T.W.SCANTLING 2M-3M LONG | [22 empty] | ¦
| Vitreous EI Conical Lamp Holder 280 x 120 mm | Deletd |  |  |  |  | - | [22 empty] | ¦
20 | C.G. Lamp Holder 40 mm size | Deletd |  |  | 1 | CUM | LABOUR CHARGE FOR WROUGHT & PUTUP | 3035 | CUM | 3035 | [19 empty] | ¦
21 | Pendent type Brass Holder | Deletd |  |  | 1 | CUM | T.W.SCANTLING 2M-3M LONG | 65420 | CUM | 65420 | [19 empty] | ¦
22 | Battern type Brass Holder | Deletd | [7 empty] | = | [19 empty] | ¦
23 | S.L. BRACKET | [5 empty] | RATE FOR T.W.SCANDLING 2M-3M LONG |  |  | 68455 | [19 empty] | ¦
| 225 mm Size | Deletd | [7 empty] | = | [19 empty] | ¦
| 300 mm size | Deletd |  |  |  | B | T.W.SCANTLING UP TO 2M LONG | [22 empty] | ¦
24 | Battern type Backelite Holder for lamp | 18 |  |  |  |  | - | [22 empty] | ¦
25 | Water tight bulk head fitting suitable for 100/ 600 Watts lamp with guard heavy type ( PHILIPS/BAJAJ/CROMPTON GREAVES | 300 |  |  | 1 | CUM | LABOUR CHARGE FOR WROUGHT & PUTUP | 3035 | CUM | 3035 | [19 empty] | ¦
26 | Ceiling Rose | 15 |  |  | 1 | CUM | T.W.SCANTLING 2M-3M LONG | 57165 | CUM | 57165 | [19 empty] | ¦
27 | Ceiling fixtures 250 / 300 mm complete with Gallery etc.,clear glass opal/ crystal suitable for 40/60 Watts bulb | 178 | [7 empty] | = | [19 empty] | ¦
| Ceiling luminaire with mirror optics suitable for 2 Nos. 9 Watts/11 Watts ( Philips/ Crompton/Bajaj) | 1120 |  |  |  |  | RATE FOR T.W.SCANTLING 2M LONG |  |  | 60200 | [19 empty] | ¦
| (For items 6 to 15, 25 & 27 the rates are exclusive of cost of tubes and lamps) | [8 empty] | = | [19 empty] | ¦
| Lamp lock screw type | Deletd | [27 empty] | ¦
| Lamp lock mesh type | Deletd |  |  | 22.1 (a) | * | T.W.SINGLY LEAF FULLY PANELLED | [22 empty] | ¦
| Fan clamp Fasteners complete | Deletd |  |  |  |  | DOOR SHUTTER FOR DOOR OF SIZE | [22 empty] | ¦
| Fan clamp (12mm dia) with 6mm side plates & 45 cm cross arm | 120 |  |  |  |  | 1000 X 2100MM | [22 empty] | ¦
| Call Bells | [5 empty] | - | [22 empty] | ¦
| Call bell / Buzzer 6 mm suitable for AC/DC | 45 |  |  |  |  | SHUTTER SIZE-.9X2.025 =1.823M2
| Push bell | 18 |  |  |  |  | STYLES(OVER 2M) -1X2X2.025X0.075X0.0375=0.0114
| Gang bell 9" size suitable for 250 V | 450 | [6 empty] | -
| Gang bell 12" size suitable for 250 V | 650 |  |  |  |  | RAILS(BELOW 2M)- 1X4X0.9X0.15X0.0375= 0.0203
| Automatic Electrical water Heater with copper container with Glass wool/ Puf insulation with MS powder coated cell suitable for 25 litres capacity 230 V/ 1000 W | 5000 |  |  |  |  | - 1X2X0.70625X0.075X0.0375 =0.0040 |  |  | 0.0243
| Automatic Electrical water Heater with copper container with Glass wool/ Puf insulation with MS powder coated cell suitable for 25 litres capacity 230 V/ 1500 W (Venus/Racold) | 6750 | [7 empty] | -
| Automatic Electrical water Heater with copper container with Glass Wool /Puf insulation with MS powder coated cell suitable for 35 litres capacity,230V/1000W | 5800 |  |  |  |  | PLANKS -1X4X0.58125X0.3375X0.01875= |  |  | 0.0147
| FANS - CONFORMING TO ISS 374 / 1979 | [5 empty] | -1X1X0.725X0.3375X0.01875= |  |  | 0.0046
| A.C Ceiling fan complete 1200 mm (48") sweep ( with steped electronic 300W regulator ) with 300mm down rod. | [8 empty] | -
| A.C Ceiling fan complete 1200 mm (48") sweep ( with steped electronic 300W regulator ) with 300mm down rod. | [8 empty] | 0.0193
| A.C Ceiling fan complete 1400 mm (56") sweep ( with steped electronic 300W regulator ) with 300mm down rod. | [8 empty] | -
EXHAUST FAN S
A.C Exaust Fan 225 mm (9") sweep (light duty)
| A.C Exaust Fan 300 mm (12") sweep (light duty) |  |  |  | 0.0114 | CUM | T.W SCANTLING ABOVE 2M LONG | 65420 | CUM | 745.788 | [19 empty] | ¦
| A.C Exaust Fan 375 mm (15") sweep (light duty) |  |  |  | 0.0243 | CUM | T.W SCANTLING BELOW 2M LONG | 57165 | CUM | 1389.1095 | [19 empty] | ¦
| A.C Exaust Fan 450 mm (18") sweep (light duty) |  |  |  | 0.0193 | CUM | T.W PLANKS OVER 15TO 30cm | 63870 | CUM | 1232.691 | [19 empty] | ¦
| A.C Exaust Fan 375 mm (15") sweep (Heavy duty) | [5 empty] | WIDE&12TO15mm T.K | [22 empty] | ¦
| A.C Exaust Fan 450 mm (18") sweep (Heavy duty) |  |  |  | 1.823 | SQM | LABOUR FOR WROUGHT&PUTUP | 342 | SQM | 623.466 | [19 empty] | ¦
| LOUVER SHUTTERS ARRANGEMENTS |  |  |  | 1 | NO | DOOR HANDLE WITH CP SCREWS | 30 | NO. | 30 | [19 empty] | ¦
| MS/Fibre Louvers shutters arrangements for 300mm A.C Exaust Fan |  |  |  | 3 | NO. | 5"BUTT HINGS | 45 | NO. | 135 | [19 empty] | ¦
| MS/Fibre Louvers shutters arrangements for 375mm A.C Exaust Fan |  |  |  | 2 | NO. | 6"X1/2"TOWER BOLT | 30 | NO. | 60 | [19 empty] | ¦
| MS/Fibre Louvers shutters arrangements for 450mm A.C Exaust Fan |  |  |  | 1 | NO. | 10"X5/8"ALDROP | 95 | NO. | 95 | [19 empty] | ¦
| TABLE FANS |  |  |  | 1 | NO. | NYLONBUSH | 8 | NO. | 8 | [19 empty] | ¦
| Cabin Fan 400mm (16") osillating type |  |  |  | 1 | NO. | DOOR STOPPER | 25 | NO. | 25 | [19 empty] | ¦
| Pedestal Fan 400mm (16")Sweep osillating type | [8 empty] | - | [19 empty] | ¦
| Air circulators, 600mm (24") sweep (Domestic purpose) with speed regulators (2 blades) pedestal type | [5 empty] | TOTAL FOR 1.8230SQM |  |  | 4344.0545 | [19 empty] | ¦
| 400mm Wall mounted oscillating type fan | [8 empty] | - | [19 empty] | ¦
| SWITCHES | [5 empty] | RATE PER SQM |  |  | 2382.9152 | [19 empty] | ¦
5 Amps SP switches with porcelain base
| 5 Amps (flush type) | [8 empty] | = | [19 empty] | ¦
5 Amps (staircase) with porcelain base
5 Amps (flush type stair case)
| DOUBLE SWITCHES |  |  |  | 22.1 (b) | * | T.W.SINGLY LEAF FULLY PANELLED | [22 empty] | ¦
| 16 Amps DPIC switch with fuse and neutral (side Handle) | [5 empty] | DOOR SHUTTER FOR DOOR OF SIZE | [22 empty] | ¦
| 32 Amps DPIC switch with fuse and neutral (side Handle) | [5 empty] | 900 X 2100MM | [22 empty] | ¦
| 16 Amps DP switch with metal clade (Front Handle) | [5 empty] | - | [22 empty] | ¦
32 Amps DP switch with metal clade (Front Handle)
| 16 Amps DP switch with metal clade (side Handle) | [5 empty] | SHUTTER SIZE0-.8X2.05 =1.64M2
| 32 Amps DP switch with metal clade (side Handle) | [5 empty] | STYLES(OVER 2M) -1X2X2.05X0.075X0.0375=0.0115
| TRIPLE POLE SWITCHES (SIDE HANDLE) | [7 empty] | -
| 16 Amps TPIC switch with fuse and neutral (500 V) | [5 empty] | RAILS(BELOW 2M)- 1X4X0.8X0.15X0.0375= 0.018
| 32 Amps TPIC switch with fuse and neutral (500 V) | [5 empty] | - 1X2X0.73125X0.075X0.0375 =0.0040 |  |  | 0.022
| 63 Amps TPIC switch with fuse and neutral (500 V) | [8 empty] | -
| 100 Amps TPN switch with HRC fuses sheet steel double break | [5 empty] | PLANKS -1X4X0.60625X0.2875X0.01875= |  |  | 0.0131
| 200 Amps TPN switch with HRC fuses sheet steel double break | [5 empty] | -1X1X0.625X0.2875X0.01875= |  |  | 0.0034
| 315 Amps TPN switch with HRC fuses sheet steel double break | [8 empty] | -
| 400 Amps TPN switch with HRC fuses sheet steel double break | [8 empty] | 0.0165
| 16 Amps TPN metal clad switch | [8 empty] | -
| 32 Amps TPN metal clad switch |  |  |  | 0.0115 | CUM | T.W SCANTLING ABOVE 2M LONG | 65420 | CUM | 752.33 | [19 empty] | ¦
| 63 Amps TPN metal clad switch |  |  |  | 0.022 | CUM | T.W SCANTLING BELOW 2M LONG | 57165 | CUM | 1257.63 | [19 empty] | ¦
| 100 Amps metal clad switch |  |  |  | 0.0165 | CUM | T.W PLANKS OVER 15TO 30cm | 63870 | CUM | 1053.855 | [19 empty] | ¦
| SWITCH DISCONNECTOR FUSE (SDF)(L&T/SIEMENS) | [5 empty] | WIDE&12TO15mm T.K | [22 empty] | ¦
| 63A TPN switch disconnector fuse in sheet steel enclosure with HRC fuses |  |  |  | 1.64 | SQM | LABOUR FOR WROUGHT&PUTUP | 342 | SQM | 560.88 | [19 empty] | ¦
| 63A TPN switch disconnector fuse interior only with HRC fuses |  |  |  | 1 | NO | DOOR HANDLE WITH CP SCREWS | 30 | NO. | 30 | [19 empty] | ¦
| 100A TPN switch disconnector fuse in sheet steel enclosure with HRC fuses |  |  |  | 3 | NO. | 5"BUTT HINGS | 45 | NO. | 135 | [19 empty] | ¦
| 100A TPN switch disconnector fuse interior only with HRC fuses |  |  |  | 2 | NO. | 6"X1/2"TOWER BOLT | 30 | NO. | 60 | [19 empty] | ¦::
| 125A TPN switch disconnector fuse in sheet steel enclosure with HRC fuses |  |  |  | 1 | NO. | 10"X5/8"ALDROP | 95 | NO. | 95
| 125A TPN switch disconnector fuse interior only with HRC fuses |  |  |  | 1 | NO. | NYLONBUSH | 8 | NO. | 8
| 200A TPN switch disconnector fuse in sheet steel enclosure with HRC fuses |  |  |  | 1 | NO. | DOOR STOPPER | 25 | NO. | 25 | [19 empty] | ¦
| 200A TPN switch disconnector fuse interior only with HRC fuses | [8 empty] | - | [19 empty] | ¦
| 250A TPN switch disconnector fuse in sheet steel enclosure with HRC fuses | [5 empty] | TOTAL FOR 1.6400SQM |  |  | 3977.695 | [19 empty] | ¦
| 250A TPN switch disconnector fuse interior only with HRC fuses | [8 empty] | - | [19 empty] | ¦
| 315A TPN switch disconnector fuse in sheet steel enclosure with HRC fuses | [5 empty] | RATE PER SQM |  |  | 2425.4238 | [19 empty] | ¦
| 315A TPN switch disconnector fuse interior only with HRC fuses | [8 empty] | = | [19 empty] | ¦
| 400A TPN switch disconnector fuse in sheet steel enclosure with HRC fuses |  |  |  | 22.1 (c) | * | T.W.SINGLY LEAF FULLY PANELLED
| 400A TPN switch disconnector fuse interior only with HRC fuses | [5 empty] | DOOR SHUTTER FOR DOOR OF SIZE
| FUSE UNITS | [5 empty] | 700 X 2100MM
| 16Amps porcelin Fuse unit (250V) | [5 empty] | -
| 16Amps porcelin Fuse unit (500V) | [5 empty] | SHUTTER SIZE0-.6X2.025 =1.215M2
| 32Amps porcelin Fuse unit (500V) | [5 empty] | STYLES(OVER 2M) -1X2X2.025X0.075X0.0375=0.0114
| 63Amps porcelin Fuse unit (500V) | [7 empty] | -
| 100Amps porcelin Fuse unit (500V) | [5 empty] | RAILS(BELOW 2M)- 1X2X0.6X0.15X0.0375= 0.0068
| SINGLE PHASE DBS | [5 empty] | - 1X3X0.6X0.075X0.0375 =0.0051 |  |  | 0.0119
| 4 way DB 16Amps / ways with fuse & Neutral each (250V) | [8 empty] | -
| 6 way DB 16Amps / ways with fuse & Neutral each (250V) | [5 empty] | PLANKS -1X5X0.425X0.295X0.01875= |  |  | 0.0118
| 8 way DB 16Amps / ways with fuse & Neutral each (250V) | [8 empty] | -
THREE PHASE DBS
| 4 way TPDB 16A / ways with fuse & Neutral link |  |  |  | 0.0114 | CUM | T.W SCANTLING ABOVE 2M LONG | 65420 | CUM | 745.788
| 6 way TPDB 16A / ways with fuse & Neutral link |  |  |  | 0.0119 | CUM | T.W SCANTLING BELOW 2M LONG | 57165 | CUM | 680.2635
| 8 way TPDB 16A / ways with fuse & Neutral link |  |  |  | 0.0118 | CUM | T.W PLANKS OVER 15TO 30cm | 63870 | CUM | 753.666
| 4 way TPDB 32A / ways with fuse & Neutral link | [5 empty] | WIDE&12TO15mm T.K
| 6 way TPDB 32A / ways with fuse & Neutral link |  |  |  | 1.215 | SQM | LABOUR FOR WROUGHT&PUTUP | 342 | SQM | 415.53
| 8 way TPDB 32A / ways with fuse & Neutral link |  |  |  | 1 | NO | DOOR HANDLE WITH CP SCREWS | 30 | NO. | 30
| 12 way TPDB 32A / ways with fuse & Neutral link |  |  |  | 3 | NO. | 5"BUTT HINGS | 45 | NO. | 135
| 4 way TPDB 63A / ways with fuse & Neutral link |  |  |  | 2 | NO. | 6"X1/2"TOWER BOLT | 30 | NO. | 60
| 6 way TPDB 63A / ways with fuse & Neutral link |  |  |  | 1 | NO. | 10"X5/8"ALDROP | 95 | NO. | 95
| CHANGE OVER SWITCHES (GEM HAVELLS /STANDARD /EQUIVALENT) |  |  |  | 1 | NO. | NYLONBUSH | 8 | NO. | 8
| 16 Amps three phase 500V 4 pole change over switch |  |  |  | 1 | NO. | DOOR STOPPER | 25 | NO. | 25
| 32 Amps three phase 500V 4 pole change over switch | [8 empty] | -
| 63 Amps three phase 500V 4 pole change over switch | [5 empty] | TOTAL FOR 1.215SQM |  |  | 2948.2475
| 100 Amps three phase 500V 4 pole change over switch | [8 empty] | -
| 200 Amps three phase 500V 4 pole change over switch | [5 empty] | RATE PER SQM |  |  | 2426.5412
| 5Amps /15Amps 3 pin combined flush type wall sacket only | [8 empty] | =
5Amps 3 pin top
| 15Amps 3 pin top |  |  |  | 23.1. | * | S/F OF BWR PLYWOOD DOOR | [22 empty] | ¦
| 15Amps flush type switch | [5 empty] | SHUTTER WITH VERTICALS AND | [22 empty] | ¦
| 10Amps M.C plug with 3 pin top | [5 empty] | TOP RAIL AND BOTTOM RAILS | [22 empty] | ¦
| 20Amps M.C plug with 3 pin top | [5 empty] | WITH 9mm THICK MARINE GRADE | [22 empty] | ¦
| METERS | [5 empty] | BWR PLYWOOD WITH | [22 empty] | ¦
| A.C single phase 230V/250V/50HZ 5Amps Meter | [5 empty] | I.O FITTINGS AS PER SCHEDULE E | [22 empty] | ¦
| A.C single phase 230V/250V/50HZ 10Amps Meter | [5 empty] | - | [22 empty] | ¦
| A.C single phase 230V/250V/50HZ 20Amps Meter | [5 empty] | SHUTTER SIZE0-.8X2.05 =1.64M2 | [22 empty] | ¦
| A.C 3 phase 400V 50HZ unbalanced load 4 wire 10 Amps watt hour meter | [5 empty] | STYLES(OVER 2M) -1X2X2.05X0.075X0.0375=0.01153 | [22 empty] | ¦
| A.C 3 phase 400V 50HZ unbalanced load 4 wire 25 Amps watt hour meter | [7 empty] | - | [20 empty] | ¦
| A.C 3 phase 400V 50HZ unbalanced load 4 wire 50 Amps watt hour meter | [5 empty] | RAILS(BELOW 2M)- 1X3X0.8X0.15X0.0375= 0.0135 | [22 empty] | ¦
| SERVICE CONNECTION ACCESSORIES L.T 1100V PVC ARMOURED UNDER GROUND CABLE WITH ISI MARK | [28 empty] | ¦
| 1 core 4 sq mm pvc armoured UG cable | [28 empty] | ¦
| 2 core 6 sq mm pvc armoured UG cable | [5 empty] | PLANKS -1X1X0.625X0.64=0.40 | [22 empty] | ¦
| 2 core 10 sq mm pvc armoured UG cable | [5 empty] | PLANKS -1X1X0.985X0.625=0.616 |  |  | 1.016M2 | [19 empty] | ¦
| 2 core 16 sq mm pvc armoured UG cable | [28 empty] | ¦
| 2 core 25 sq mm pvc armoured UG cable | [28 empty] | ¦
| 3 1/2 core 25 sq mm pvc armoured UG cable | [28 empty] | ¦
| 3 1/2 core 35 sq mm pvc armoured UG cable |  |  |  | (a) |  | DOOR OF SIZE 900 X2100 MM | [22 empty] | ¦
| 3 1/2 core 50 sq mm pvc armoured UG cable | [5 empty] | - | [22 empty] | ¦
| 3 1/2 core 70 sq mm pvc armoured UG cable |  |  |  | 0.01153 | CUM | T.W.SCANTLING above 2M length | 65420 | CUM | 754.2926 | [19 empty] | ¦
| 3 1/2 core 95 sq mm pvc armoured UG cable |  |  |  | 0.0135 | CUM | T.W.SCANTLING below 2M length | 57165 | CUM | 771.7275 | [19 empty] | ¦
| 3 1/2 core 120 sq mm pvc armoured UG cable |  |  |  | 1.016 | SQM | Phenol bonded BWR Plywood 9mm | 381.37 | SQM | 387.4719 | [19 empty] | ¦
| 3 1/2 core 150 sq mm pvc armoured UG cable |  |  |  | 1.64 | SQM | LABOUR CHARGE | 287 | SQM | 470.68 | [19 empty] | ¦
| 3 1/2 core 185 sq mm pvc armoured UG cable |  |  |  | 2 | NO. | 6"X1/2"ALU.TOWER BOLT | 30 | NO. | 60 | [19 empty] | ¦
| 3 1/2 core 225 sq mm pvc armoured UG cable |  |  |  | 3 | NO. | 5" ALU BUTT HINGES | 45 | NO. | 135 | [19 empty] | ¦
| 3 1/2 core 240 sq mm pvc armoured UG cable |  |  |  | 1 | NO. | 10"X5/8" ALU. ALDROP | 95 | NO. | 95 | [19 empty] | ¦
| 3 1/2 core 300 sq mm pvc armoured UG cable |  |  |  | 1 | NO. | NYLON BUSH | 8 | NO. | 8 | [19 empty] | ¦
| 3 1/2 core 400 sq mm pvc armoured UG cable |  |  |  | 1 | NO. | ALU.HANDLE WITH C.P.SCREWS | 30 | NO. | 30 | [19 empty] | ¦
| 4 core 6 sq mm pvc armoured UG cable |  |  |  | 1 | NO. | DOOR STOPPER | 25 | NO. | 25 | [19 empty] | ¦
| 4 core 10 sq mm pvc armoured UG cable | [8 empty] | - | [19 empty] | ¦
| 4 core 16 sq mm pvc armoured UG cable | [5 empty] | TOTAL FOR 1.64 SQM |  |  | 2737.172 | [19 empty] | ¦
| PVC SHEATHED CABLE ALUMINIUM SC CONDUCTOR | [8 empty] | - | [19 empty] | ¦
| 1.5 sq mm (1/1.4) cable 250V Grade | [5 empty] | RATE PER SQM |  |  | 1669.0073 | [19 empty] | ¦
| 2.5 sq mm (1/1.8) cable 1100V Grade | [8 empty] | = | [19 empty] | ¦
| 4 sq mm (1/2.24) cable 1100V Grade |  |  |  | 22.2(a) |  | TW single leaf glazed window
| 6 sq mm (1/2.8) cable 1100V Grade | [5 empty] | shutter for frame of overall height 135cm
| 10 sq mm (1/3.5) cable 1100V Grade | [5 empty] | -
| 16 sq mm (7/1.7) cable 1100V Grade |  |  |  | 0.00665 | cum | TW scantling below 2m length | 57165 | CUM | 380.1472
| 25 sq mm (7/2.14) cable 1100V Grade |  |  |  | 0.32346 | SQM | frosted glass 3mmthick | 160 | CUM | 51.7536
| PVC SHEATHED CABLE SC ALUMINIUM CONDUCTOR |  |  |  | 0.4766 | SQM | LABOUR CHARGE | 320 | SQM | 152.512
| 1.5 sq mm 1/1.4 or equivalent multi core cable 1100V Grade |  |  |  | 3 | NO. | 3" ALU BUTT HINGES | 25 | NO. | 75
| 2.5 sq mm 1/1.8 or equivalent multi core cable 1100V Grade |  |  |  | 2 | NO. | 2"X5/16" ALU. TOWERBOLT | 20 | NO. | 40
| 4 sq mm 1/2.24 or equivalent multi core cable 1100V Grade |  |  |  | 1 | NO. | NYLON BUSH with screws | 8 | NO. | 8
| 6 sq mm 1/2.8 or equivalent multi core cable 1100V Grade |  |  |  | 1 | NO. | 6" hooks and eyes | 15.6 | NO. | 15.6
| 10 sq mm 1/2.8 or equivalent multi core cable 1100V Grade | [8 empty] | -
| 16 sq mm 1/1.7 or equivalent multi core cable 1100V Grade | [5 empty] | TOTAL FOR .4766 SQM |  |  | 723.0128
| 25 sq mm 7/2.14 or equivalent multi core cable 1100V Grade | [8 empty] | -
| 25 sq mm 7/2.14 or equivalent multi core cable 1100V Grade | [5 empty] | RATE PER SQM |  |  | 1517.0223
| 35 sq mm 7/2.5 or equivalent multi core cable 1100V Grade | [8 empty] | =
| 50 sq mm 7/3.06 or equivalent multi core cable 1100V Grade |  |  |  | 22.2(c) | * | TW single leaf glazed window
shutter for frame of overall height 105cm
-
[5 empty] | 0.0054 | cum | TW scantling below 2m length | 57165 | CUM | 308.691
[5 empty] | 0.23871 | SQM | frosted glass 3mmthick | 160 | CUM | 38.1936
[5 empty] | 0.362 | SQM | LABOUR CHARGE | 320 | SQM | 115.84
[5 empty] | 3 | NO. | 3" ALU BUTT HINGES | 25 | NO. | 75
[5 empty] | 2 | NO. | 2"X5/16" ALU. TOWERBOLT | 20 | NO. | 40
[5 empty] | 1 | NO. | NYLON BUSH with screws | 8 | NO. | 8
[5 empty] | 1 | NO. | 6" hooks and eyes | 15.6 | NO. | 15.6
-
[7 empty] | TOTAL FOR .362 SQM |  |  | 601.3246
-
[7 empty] | RATE PER SQM |  |  | 1661.1177
=
[5 empty] | 22.2(d) | * | TW Swing type ventilater
of size 90x 60cm
-
[5 empty] | 0.0053 | cum | TW scantling below 2m length | 57165 | CUM | 302.9745
[5 empty] | 0.2745 | SQM | frosted glass 3mmthick | 160 | CUM | 43.92
[5 empty] | 0.4 | SQM | LABOUR CHARGE | 267 | SQM | 106.8
[5 empty] | 2 | pair | pivoted hinges with screw | 8.5 | pair | 17
[5 empty] | 1 | NO. | 3" hooks and eyes | 12.6 | NO. | 12.6
[5 empty] | 1 | NO. | 8" hooks and eyes | 20.6 | NO. | 20.6
-
[7 empty] | TOTAL FOR .362 SQM |  |  | 503.8945
-
[7 empty] | RATE PER SQM |  |  | 1259.7363
=
[5 empty] | 22.3 |  | TW double leaf shutter for ward robe / cup board
[7 empty] | - | - | -
SHUTTER SIZE 1.2X2.1 =2.52M2
TW scantling(OVER 2M) -1X2X2.1X0.075X0.0375=0.0118
TW scantling(below 2M) -1X2X1.2X0.075X0.0375=0.00675
Shutter styles(vertical) -1X4X1.95X0.075X0.0375=0.02194
Shutter styles(Horizantal) -2X2X0.4X0.075X0.0375=0.0045
0.0332
Shutter(OSL Board) -1X2X1.825X0.4=1.46m2
Shutter area -1X1X1.05X1.95=2.05 m2
[5 empty] | 0.0118 | CUM | T.W.SCANTLING above 2M length | 65420 | CUM | 771.956
[5 empty] | 0.0332 | CUM | T.W.SCANTLING below 2M length | 57165 | CUM | 1897.878
[5 empty] | 0.01855 | CUM | LABOUR FOR WROUGHT &PUTUP | 3035 | CUM | 56.2993
[5 empty] | 1.46 | SQM | BISON PANEL 8MMTK. OSL | 385.89 | SQM | 563.3994
[5 empty] | 2.05 | SQM | LABOUR CHARGE FOR SHUTTER | 287 | SQM | 588.35
[5 empty] | 2 | NO. | 3"X5/8"ALU.TOWER BOLT | 7.5 | NO. | 15
[5 empty] | 6 | NO. | 3" ALU BUTT HINGES | 25 | NO. | 150
[5 empty] | 2 | NO. | ORNAMENTAL; HANDLE WITH SCREWS | 50 | NO. | 100
[5 empty] | 1 | NO. | LOCKS &KEY | 50 | NO. | 50
[5 empty] | 2.52 | SQM | VARNISH TWO COATS | 51.25 | SQM | 129.15
[7 empty] | SUNDRIES FOR NAILS,PLUGS ETC. | L.S |  | 0.21
-
[7 empty] | TOTAL FOR 2.52 SQM |  |  | 4322.2426
-
[7 empty] | RATE PER SQM |  |  | 1715.1757
=
[6 empty] | * | BEST VARNISHING ONE COAT OVER WOOD WORK
[7 empty] | - | -
[5 empty] | 0.77 | Lit. | BEST VARNISH | 210 | Lit. | 161.7
[5 empty] | 0.61 | Lit. | LINSEED OIL BOILED | 25 | Lit. | 15.25
[5 empty] | 0.7 | No. | PAINTER-I | 120 | EACH | 84
[5 empty] | 0.7 | No. | MAZDOOR-I | 95 | EACH | 66.5
[6 empty] | L.S | SUNDRIES FOR BRUSHES,ETC |  | L.S | 1.5
-
[7 empty] | TOTAL FOR TEN SQM |  |  | 328.95
-
[7 empty] | RATE PER SQM |  |  | 32.895
=
[6 empty] | * | BEST VARNISHING TWO COAT OVER WOOD WORK
[7 empty] | - | -
[5 empty] | 1.2 | Lit. | BEST VARNISH | 210 | Lit. | 252
[5 empty] | 0.9 | Lit. | LINSEED OIL BOILED | 25 | Lit. | 22.5
[5 empty] | 1.1 | No. | PAINTER-I | 120 | EACH | 132
[5 empty] | 1.1 | No. | MAZDOOR-I | 95 | EACH | 104.5
[6 empty] | L.S | SUNDRIES FOR BRUSHES,ETC |  | L.S | 1.5
-
[7 empty] | TOTAL FOR TEN SQM |  |  | 512.5
-
[7 empty] | RATE PER SQM |  |  | 51.25
=
[5 empty] | 23.3 |  | Supplying and fixing of Magnetic Door Catches |  |  | 35
[5 empty] | 23.2 | * | Supplying and fixing 3mm thick pin | [22 empty] | ¦
[7 empty] | headed glass panels 450x1350 | [22 empty] | ¦
[7 empty] | - | - | [21 empty] | ¦
[5 empty] | 0.5334 | Sqm | 3mm glass frosted | 160 | Sqm | 85.344 | [19 empty] | ¦
[5 empty] | 4.24 | Rmt | 12x12mm Alu.Beedings | 13.66 | Rmt | 57.9184 | [19 empty] | ¦
[5 empty] | 16 | No. | Alu. bolts and nuts | 0.5 | Each | 8 | [19 empty] | ¦::
[5 empty] | 0.5334 | Sqm | Labour for fixing glass paneles | 31.25 | Sqm | 16.6687
[6 empty] | L.S | Sundries |  | L.S | 0
[7 empty] | (1.08SQM LABOUR =.25CARPENTER-II) | [22 empty] | ¦
[10 empty] | - | [19 empty] | ¦
[7 empty] | Total for 0.5334 Sqm |  |  | 167.9312 | [19 empty] | ¦
[10 empty] | - | [19 empty] | ¦
[7 empty] | Rate for one Sqm. |  |  | 314.8 | [19 empty] | ¦
=
[5 empty] | 24. | * | STEEL GRILLS FOR WINDOWS & VENTILATER | [22 empty] | ¦
[7 empty] | WITH SUITABLE LEDGES | [22 empty] | ¦
[7 empty] | - | [22 empty] | ¦
[5 empty] | 1 | Kg | RATE AS PER SR | 37 | Kg | 37 | [19 empty] | ¦
[10 empty] | = | [19 empty] | ¦
¦
[5 empty] | 25. | * | Supplying and fixing M.S.Hold |  | EACH | 3.7 | [19 empty] | ¦
[7 empty] | fast with screws |  |  | = | [19 empty] | ¦
¦
[5 empty] | 28. | * | FINISHING THE TOP OF FLOORING | [22 empty] | ¦
[7 empty] | WITH C.M(1:4)20mm THICK | [22 empty] | ¦
[7 empty] | - | [22 empty] | ¦
[5 empty] | 0.22 | CUM | CEMENT MORTAR(1:4) | #REF! | CUM | #REF! | [19 empty] | ¦
[5 empty] | 2.2 | NO | MASON I | 150 | NO | 330 | [19 empty] | ¦
[5 empty] | 0.5 | NO | MAZDOOR I | 95 | NO | 47.5 | [19 empty] | ¦
[5 empty] | 3.2 | NO | MAZDOOR II | 85 | NO | 272 | [19 empty] | ¦
[6 empty] | L.S | SUNDRIES |  | L.S | 0 | [19 empty] | ¦
[10 empty] | - | [19 empty] | ¦
[7 empty] | TOTAL FOR 10 SQM |  |  | #REF! | [19 empty] | ¦
[10 empty] | - | [19 empty] | ¦
[7 empty] | RATE PER SQM |  |  | #REF! | [19 empty] | ¦
[10 empty] | = | [19 empty] | ¦
[5 empty] | 29.2 | * | MOSAIC FLOORING IN C.M(1:3) | [22 empty] | ¦
[7 empty] | USING GREY COLOUR TILES | [22 empty] | ¦
[7 empty] | - | [22 empty] | ¦
[5 empty] | 160 | NOS | COST OF GRAY COLOUR TILES | 8240 | 1000 Nos | 1318.4 | [19 empty] | ¦::
25X25X2cm
[5 empty] | 0.21 | CUM | C.M(1:3) | #REF! | CUM | #REF!
[7 empty] | LABOUR FOR LAYING & POINTING | [22 empty] | ¦
[5 empty] | 1.1 | NO | MASON I | 150 | NO | 165 | [19 empty] | ¦
[5 empty] | 1.1 | NO | MASON II | 135 | NO | 148.5 | [19 empty] | ¦
[5 empty] | 2.2 | NO | MAZDOOR I | 95 | NO | 209 | [19 empty] | ¦
[5 empty] | 2.2 | NO | MAZDOOR II | 85 | NO | 187 | [19 empty] | ¦
[5 empty] | 22 | Kg | CEMENT | 3800 | M.T | 83.6 | [19 empty] | ¦
[5 empty] | 1.6 | NO | MASON II | 135 | NO | 216 | [19 empty] | ¦
[5 empty] | 0.5 | NO | MAZDOOR I | 95 | NO | 47.5 | [19 empty] | ¦
[5 empty] | 1.1 | NO | MAZDOOR II | 85 | NO | 93.5 | [19 empty] | ¦
[7 empty] | POLISHING | [22 empty] | ¦
[5 empty] | 1 | L.S | HIRE CHARGES FOR POWER POLISH | 35 | L.S | 35 | [19 empty] | ¦
[5 empty] | 1 | L.S | ELCT.CHARGES | 15 | L.S | 15 | [19 empty] | ¦
[5 empty] | 1 | L.S | COST OF POLISHING STONE | 58.33 | L.S | 58.33 | [19 empty] | ¦
[5 empty] | 1.1 | NO | MOSAIC POLISHER FOR POLISHING | 120 | NO | 132 | [19 empty] | ¦
[5 empty] | 2.2 | NO | MAZDOORII FOR WATER,WASHING ETC | 85 | NO | 187 | [19 empty] | ¦
[6 empty] | L.S | SUNDRIES |  | L.S | 0 | [19 empty] | ¦
[10 empty] | - | [19 empty] | ¦
[7 empty] | TOTAL FOR 10 SQM |  |  | #REF! | [19 empty] | ¦
[10 empty] | - | [19 empty] | ¦
[7 empty] | RATE PER SQM |  |  | #REF! | [19 empty] | ¦
[10 empty] | = | [19 empty] | ¦
[5 empty] | 29.5 | * | Providing White/Color ceramic floor tiles (Anti-skid)of | [22 empty] | ¦
[7 empty] | any size 0f 6mm T.K including pointing etc., | [22 empty] | ¦
[7 empty] | as directed by the Dept.Officers. | [22 empty] | ¦
[7 empty] | - | - | [21 empty] | ¦
[5 empty] | 10 | SQM | COST OF CERAMIC FLOOR TILES | 301 | SQM | 3010 | [19 empty] | ¦
[5 empty] | 0.21 | CUM | C.M(1:3) | #REF! | CUM | #REF! | [19 empty] | ¦
[7 empty] | LABOUR FOR LAYING & POINTING | [22 empty] | ¦
[5 empty] | 1.1 | NO | MASON I | 150 | NO | 165 | [19 empty] | ¦
[5 empty] | 1.1 | NO | MASON II | 135 | NO | 148.5 | [19 empty] | ¦
[5 empty] | 2.2 | NO | MAZDOOR I | 95 | NO | 209 | [19 empty] | ¦
[5 empty] | 2.2 | NO | MAZDOOR II | 85 | NO | 187
[5 empty] | 20 | Kg | CEMENT | 3800 | M.T | 76
[5 empty] | 2 | Kg | WHITE CEMENT/COLOUR CEMENT | 19 | Kg | 38
[5 empty] | 1.6 | NO | MASON II | 135 | NO | 216
[5 empty] | 0.5 | NO | MAZDOOR I | 95 | NO | 47.5
[5 empty] | 1.1 | NO | MAZDOOR II | 85 | NO | 93.5
[6 empty] | L.S | SUNDRIES |  | L.S | 0
-
[7 empty] | TOTAL FOR 10 SQM |  |  | #REF!
-
[7 empty] | RATE PER SQM |  |  | #REF!
=
[5 empty] | 29.4 | * | Suppling and laying White/Plain colour
Glazed tiles in C.M(1:2)
-
[5 empty] | 1.86 | SQM | COST OF GLAZED TILES | 325 | SQM | 604.5
[5 empty] | 0.4 | Kg | White Cement / Colour cement | 19 | Kg | 7.6
[5 empty] | 0.02 | CUM | C.M(1:2) | #REF! | CUM | #REF!
[5 empty] | 1 | NO | MASON I | 150 | NO | 150
[5 empty] | 1 | NO | Mazdoor-I | 95 | NO | 95
[6 empty] | L.S | SUNDRIES |  | L.S | 0
-
[7 empty] | TOTAL FOR 1.860 SQM |  |  | #REF!
-
[7 empty] | RATE PER SQM |  |  | #REF!
=
[5 empty] | 30. | * | FINISHING THE TOP OF FLOORING
WITH C.M(1:4)20mm THICK
(NO SAND)USING GRANITECHIPS
OF 10mm&BELOW (ELLISPATTERN)
-
[5 empty] | 0.24 | CUM | STONE JELLY 3mm to 10mm | #REF! | CUM | #REF!
[5 empty] | 0.117 | M.T | CEMENT | 3800 | M.T | 444.6
[5 empty] | 0.5 | NO | MASON I | 150 | NO | 75
[5 empty] | 1.1 | NO | MAZDOOR I | 95 | NO | 104.5
[5 empty] | 4.3 | NO | MAZDOOR II | 85 | NO | 365.5
[6 empty] | L.S | SUNDRIES |  | L.S | 0
-
[7 empty] | TOTAL FOR 10 SQM |  |  | #REF!
-
[7 empty] | RATE PER SQM |  |  | #REF!
=
[5 empty] | 31. | * | WEATHERING COURSE WITH BRICK
JELLY LIME IN RATIO 32:121/2
BY VOLUMN WELL WATERING
CONSOLIDATED WITH WOODEN
BEATERS TO REQUIRED SLOP
-
[5 empty] | 12.8 | CUM | BROKEN BRICKJELLY2OmmGAUGE | #REF! | CUM | #REF!
[5 empty] | 5 | CUM | COST OF LIME STONE | #REF! | CUM | #REF!
[5 empty] | 1.8 | NO | MASON I | 150 | NO | 270
[5 empty] | 17.7 | NO | MAZDOOR I | 95 | NO | 1681.5
[5 empty] | 14.1 | NO | MAZDOOR II | 85 | NO | 1198.5
[6 empty] | L.S | SUNDRIES |  | L.S | 0
-
[7 empty] | TOTAL FOR 10 CUM |  |  | #REF!
-
[7 empty] | RATE PER CUM |  |  | #REF!
=
[6 empty] | ** | POINTING WITH C.M.(1:3)FOR
PRESSED TILES
-
[5 empty] | 0.04 | CUM | CEMENT MORTER(1:3) | #REF! | CUM | #REF!
[5 empty] | 2.2 | NO | MASON II | 135 | NO | 297
[5 empty] | 0.5 | NO | MAZDOOR I | 95 | NO | 47.5
[5 empty] | 1.1 | NO | MAZDOOR II | 85 | NO | 93.5
[6 empty] | L.S | SUNDRIES |  | L.S | 0
-
[7 empty] | TOTAL FOR 10 SQM |  |  | #REF!
-
[7 empty] | RATE PER SQM |  |  | #REF!
=
[5 empty] | 32.1 | * | FINISHING TOP OF ROOF WITH
ONE COURSE OF PRESSED TILES
OVER A BED OF C.M(1:3),
20mmTHICK MIXED WITH WATER PROOF COMPOUND
AT 2% BY WEIGHT OF CEMENT
-
[5 empty] | 190 | NOS | PRESSED TILES 23X23X2cm | 4500 | 1000 Nos | 855
[5 empty] | 0.12 | CUM | C.M(1:3) | #REF! | CUM | #REF!
[5 empty] | 10 | SQM | POINTING WITH C.M(1:3) | #REF! | SQM | #REF!
[5 empty] | 1.54 | Kg | WPC | 30 | Kg | 46.2
[5 empty] | 1.1 | NO | MASON I | 150 | NO | 165
[5 empty] | 2.1 | NO | MASON II | 135 | NO | 283.5
[5 empty] | 2.2 | NO | MAZDOOR I | 95 | NO | 209
[5 empty] | 1.1 | NO | MAZDOOR II | 85 | NO | 93.5
[6 empty] | L.S | SUNDRIES |  | L.S | 0
-
[7 empty] | TOTAL FOR 10 SQM |  |  | #REF!
-
[7 empty] | RATE PER SQM |  |  | #REF!
=
[5 empty] | 32.2 | * | FINISHING TOP OF ROOF WITH
ONE COURSE OF PRESSED TILES
OVER A BED OF C.M(1:3),
20mmTHICK MIXED WITH WATER PROOF COMPOUND
AT 2% BY WEIGHT OF CEMENT
-
[5 empty] | 190 | NOS | PRESSED TILES 23X23X18MM | 3550 | 1000 Nos | 674.5
[5 empty] | 0.12 | CUM | C.M(1:3) | #REF! | CUM | #REF!
[5 empty] | 10 | SQM | POINTING WITH C.M(1:3) | #REF! | SQM | #REF!
[5 empty] | 5.8 | Kg | WPC | 30 | Kg | 174
[5 empty] | 1.1 | NO | MASON I | 150 | NO | 165
[5 empty] | 2.1 | NO | MASON II | 135 | NO | 283.5
[5 empty] | 2.2 | NO | MAZDOOR I | 95 | NO | 209
[5 empty] | 1.1 | NO | MAZDOOR II | 85 | NO | 93.5
[6 empty] | L.S | SUNDRIES |  | L.S | 0
-
[7 empty] | TOTAL FOR 10 SQM |  |  | #REF!
-
[7 empty] | RATE PER SQM |  |  | #REF!
=
[5 empty] | 33. | * | PLASTERING C.M(1:5) 12mmTHICK
-
[5 empty] | 0.14 | CUM | CEMENT MORTAR(1:5) | #REF! | CUM | #REF!
[5 empty] | 1.1 | NO. | MASON I | 150 | NO. | 165
[5 empty] | 0.5 | NO. | MAZDOOR I | 95 | NO. | 47.5
[5 empty] | 1.1 | NO. | MAZDOOR II | 85 | NO. | 93.5
[6 empty] | L.S | SUNDRIES |  | L.S | 0
-
[7 empty] | TOTAL FOR 10 SQM |  |  | #REF!
-
[7 empty] | RATE PER SQM |  |  | #REF!
=
[5 empty] | 34. | * | PLASTERING C.M(1:4) 12mmTHICK
-
[5 empty] | 0.14 | CUM | CEMENT MORTAR(1:4) | #REF! | CUM | #REF!
[5 empty] | 1.1 | NO. | MASON I | 150 | NO. | 165
[5 empty] | 0.5 | NO. | MAZDOOR I | 95 | NO. | 47.5
[5 empty] | 1.1 | NO. | MAZDOOR II | 85 | NO. | 93.5
[6 empty] | L.S | SUNDRIES |  | L.S | 0
-
[7 empty] | TOTAL FOR 10 SQM |  |  | #REF!
-
[7 empty] | RATE PER SQM |  |  | #REF!
=
[5 empty] | 35. | * | PLASTERING C.M(1:3) 10mmTHICK
-
[5 empty] | 0.1 | CUM | CEMENT MORTAR(1:3) | #REF! | CUM | #REF!
[5 empty] | 1.1 | NO. | MASON I | 150 | NO. | 165
[5 empty] | 1.1 | NO. | MAZDOOR I | 95 | NO. | 104.5
[5 empty] | 1.1 | NO. | MAZDOOR II | 85 | NO. | 93.5
[6 empty] | L.S | SUNDRIES |  | L.S | 0
-
[7 empty] | TOTAL FOR 10 SQM |  |  | #REF!
-
[7 empty] | RATE PER SQM |  |  | #REF!
=
[6 empty] | * | PLASTERING C.M(1:3)12mmTHICK
MIXEDWITH WATER PROOF COMPOUND
2Kg/10 SQM
-
[5 empty] | 0.14 | CUM | CEMENT MORTAR(1:3) | #REF! | CUM | #REF!
[5 empty] | 1.1 | NO. | MASON I | 150 | NO. | 165
[5 empty] | 0.5 | NO. | MAZDOOR I | 95 | NO. | 47.5
[5 empty] | 1.1 | NO. | MAZDOOR II | 85 | NO. | 93.5
[5 empty] | 2 | Kg | WATER PROOF COMPOUNDS | 30 | Kg | 60
[6 empty] | L.S | SUNDRIES |  | L.S | 0
-
[7 empty] | TOTAL FOR 10 SQM |  |  | #REF!
-
[7 empty] | RATE PER SQM |  |  | #REF!
=
[5 empty] | 36. | * | Providing Band with C.M 1:5, 12mm thick
and 75mmwide in all floors including
finishing with neat cement scaffolding
curing etc complete.
[7 empty] | - | -
[6 empty] | a. | 150mm Thick Band
[6 empty] | - | -
[5 empty] | 0.014 | Cum | Cement mortar1:5 | #REF! | Cum | #REF!
[5 empty] | 0.3 | No. | Masn Ist | 150 | No. | 45
[5 empty] | 0.3 | No. | Mazdoor Ist | 95 | No. | 28.5
[6 empty] | L.S | Sundries |  | L.S | 0
-
[7 empty] | Total for 6.77Rmt |  |  | #REF!
-
[7 empty] | Rate per Rmt. |  |  | #REF!
=
[6 empty] | b. | 75mm Thick Band
[6 empty] | - | -
[5 empty] | 0.007 | Cum | Cement mortar1:5 | #REF! | Cum | #REF!
[5 empty] | 0.2 | No. | Masn Ist | 150 | No. | 30
[5 empty] | 0.2 | No. | Mazdoor Ist | 95 | No. | 19
[7 empty] | Sundries |  |  | 0
-
[7 empty] | Total for 6.77Rmt |  |  | #REF!
-
[7 empty] | Rate per Rmt. |  |  | #REF!
=
[6 empty] | c. | 50mm Thick Band
[6 empty] | - | -
[5 empty] | 0.0047 | Cum | Cement mortar1:5 | #REF! | Cum | #REF!
[5 empty] | 0.15 | No. | Masn Ist | 150 | No. | 22.5
[5 empty] | 0.15 | No. | Mazdoor Ist | 95 | No. | 14.25
[7 empty] | Sundries |  |  | 0
-
[7 empty] | Total for 6.77Rmt |  |  | #REF!
-
[7 empty] | Rate per Rmt. |  |  | #REF!
=
[5 empty] | 37.1 | * | WHITE WASHING THREE COAT
-
[5 empty] | 0.09 | CUM | SLACKED SHELL LIME | 773 | CUM | 69.57
[5 empty] | 2.2 | NO. | MASON II | 135 | NO. | 297
[5 empty] | 0.5 | NO. | MAZDOOR I | 95 | NO. | 47.5
[5 empty] | 3.8 | NO. | MAZDOOR II | 85 | NO. | 323
[6 empty] | L.S | SUNDRIES FOR BRUSH,BLUE,GUM ETC |  | L.S | 1.5
-
[7 empty] | TOTAL FOR 100 SQM |  |  | 738.57
-
[7 empty] | RATE PER SQM |  |  | 7.3857
=
[5 empty] | 38.1. | * | CEMENT PAINTING TWO COATS
OVER THE PRIMER COAT OF
APPROVED CEMENT PAINT FOR NEW
PLASTERED SURFACES
-
[5 empty] | 4.8 | Kg | CEMENT PAINT | 35 | Kg | 168
[5 empty] | 0.75 | NO. | PAINTER I | 120 | NO. | 90
[5 empty] | 0.75 | NO. | MAZDOOR I | 95 | NO. | 71.25
[5 empty] | 1.2 | NO. | MAZDOOR II | 85 | NO. | 102
[6 empty] | L.S | SUNDRIES FOR BRUSH ETC |  | L.S | 1.45
-
[7 empty] | TOTAL FOR 10 SQM |  |  | 432.7
-
[7 empty] | RATE PER SQM |  |  | 43.27
=
[5 empty] | 38.2 | * | Matt paint
===========
[5 empty] | 3.08 | Lts | Matt paint | 120 | Lts | 369.6
[5 empty] | 0.5 | No. | Painter Ist | 120 | No. | 60
[5 empty] | 0.5 | No. | Mazdoor Ist | 95 | No. | 47.5
[5 empty] | 0.8 | No. | Mazdoor IInd | 85 | No. | 68
[6 empty] | L.S | SUNDRIES FOR BRUSH ETC |  | L.S | 1.5
-
[7 empty] | Total for 10 Sqm |  |  | 546.6
-
[7 empty] | Rate for one Sqm. |  |  | 54.66
=
[5 empty] | 40. | * | PAINTING TWO COATS OVER NEW
WOOD WORKS WITH IIND CLASS
SYNTHETIC ENAMEL PAINT
-
[5 empty] | 1.44 | LIT | READY MIXED PRIMER PAINT | 100 | LIT | 144
[5 empty] | 0.7 | NO | PAINTER I | 120 | NO | 84
[5 empty] | 2.55 | LIT | READY MIXED IIND CLASS PAINT | 160 | LIT | 408
[5 empty] | 1.2 | NO | PAINTER I | 120 | NO | 144
[6 empty] | L.S | SUNDRIES FOR BRUSHES,ETC |  | L.S | 1.5
-
[7 empty] | TOTAL FOR 10 SQM |  |  | 781.5
-
[7 empty] | RATE PER SQM |  |  | 78.15
=
[5 empty] | 41 | * | PAINTING TWO COATS OVER NEW
IRON WORKS WITH IIND CLASS
SYNTHETIC ENAMEL PAINT
-
[5 empty] | 2.22 | LIT | READY MIXED IIND CLASS PAINT | 150 | LIT | 333
[5 empty] | 1.1 | NO | PAINTER I | 120 | NO | 132
[6 empty] | L.S | SUNDRIES FOR BRUSHES,ETC |  | L.S | 1.5
-
[7 empty] | TOTAL FOR 10 SQM |  |  | 466.5
-
[7 empty] | RATE PER SQM |  |  | 46.65
[5 empty] | 238 | * | ANTI-CORROSIVE TREATMENT FOR STEEL
FEBRICATION (RCC WORKS)
-
[5 empty] | 20 | LIT | ANTI-CORROSIVE(COROLOK-CP | 105.45 | LIT | 2109
/PROTEKLOL) CHEMICALS
[5 empty] | 50 | Kg | CEMENT | 3.8 | Kg | 190
[5 empty] | 1 | L.S | BRUSHES GLOVES ETC | 75 | L.S | 75
[5 empty] | 1 | L.S | TRANSPORTING AND HANDLING | 40 | L.S | 40
[5 empty] | 2.5 | L.S | PAINTERII | 110 | L.S | 275
[6 empty] | L.S | SUNDRIES FOR BRUSHES,CLOTH ETC |  | L.S | 1.5
-
[7 empty] | TOTTAL FOR 1 MT |  |  | 2690.5
-
[5 empty] | 42. | * | SUPPLYING AND FABRICATING AND
PLACING M.S RODS/RTS ROD (upto 16mm dia)
-
[5 empty] | 1 | QUTL | R.T.S RODS/M.S.RODS UPTO 16MM DIA | 28000 | MT | 2800
[5 empty] | 0.01 | QUTL | BINDING WIRE | 30000 | MT | 30
[5 empty] | 3.5 | NO | FITTER I | 130 | Each | 455 |  |  |  | 110.4
[5 empty] | 1.3 | Kg | Cement for slurry | 3.8 | Kg | 4.94 |  |  |  | 114
[5 empty] | 0.25 | NO | Painter-II | 110 | Each | 27.5
[6 empty] | L.S | SUNDRIES |  | L.S | 0
-
[7 empty] | TOTTAL FOR 1 QTL |  |  | 3317.44
-
[7 empty] | RATE PER M.T |  |  | 33174.4
=
b. above 16mm dia
[5 empty] | 1 | QUTL | R.T.S RODS/M.S.RODS ABOVE 16MM DIA | 26500 | MT | 2650
[5 empty] | 0.01 | QUTL | BINDING WIRE | 30000 | MT | 30
[5 empty] | 3.5 | NO | FITTER I | 130 | Each | 455
[5 empty] | 1.3 | Kg | Cement for slurry | 3.8 | Kg | 4.94
[5 empty] | 0.25 | NO | Painter-II | 110 | Each | 27.5
[6 empty] | L.S | SUNDRIES |  | L.S | 0
-
[7 empty] | TOTTAL FOR 1 QTL |  |  | 3167.44
-
[7 empty] | RATE PER M.T |  |  | 31674.4
=
[5 empty] | 43. | a. | SUPPLYING AND FABRICATING AND
PLACING R.T.S RODS/MS RODS upto 16mm dia(without cement slurry)
-
[5 empty] | 1 | QUTL | R.T.S RODS/M.S.RODS UPTO 16MM DIA | 28000 | MT | 2800
[5 empty] | 0.01 | QUTL | BINDING WIRE | 30000 | MT | 30
[5 empty] | 3.5 | NO | FITTER I | 130 | NO | 455
[6 empty] | L.S | SUNDRIES |  | L.S | 0
-
[7 empty] | TOTTAL FOR 1 QTL |  |  | 3285
-
[7 empty] | RATE PER M.T |  |  | 32850
[6 empty] | b. | SUPPLYING AND FABRICATING AND
PLACING R.T.S RODS/MS RODS above 16mm dia(without cement slurry)
-
[5 empty] | 1 | QUTL | R.T.S RODS/M.S.RODS ABOVE 16MM DIA | 26500 | MT | 2650
[5 empty] | 0.01 | QUTL | BINDING WIRE | 30000 | MT | 30
[5 empty] | 3.5 | NO | FITTER I | 130 | NO | 455
[6 empty] | L.S | SUNDRIES |  | L.S | 0
-
[7 empty] | TOTTAL FOR 1 QTL |  |  | 3135
-
[7 empty] | RATE PER M.T |  |  | 31350
[5 empty] | 44.1 | * | SUPPLY AND FIXING OF
110mmDIA P.V.C RAIN WATER
DOWN FALL PIPE
-
[5 empty] | 3 | RMT | 110mmDIA P.V.C PIPE | 120 | RMT | 360
[5 empty] | 1 | NO. | 110mmDIA P.V.C PLAIN BEND | 65 | NO. | 65
[5 empty] | 1 | NO. | 110mmDIA P.V.C SHOE | 45 | NO. | 45
[5 empty] | 2 | NO. | SPECIAL CLAMP | 16.44 | NO. | 32.88
[5 empty] | 1 | NO. | C.I. GRATING 100mm DIA | 18 | NO. | 18
[5 empty] | 0.5 | NO. | PLUMBER I | 130 | NO. | 65
[6 empty] | L.S | COST OF PLUG SCREWS , RUBBER |  | L.S | 0.75
LUBRICANT ETC
-
[7 empty] | TOTAL FOR 3 RMT |  |  | 586.63
-
[7 empty] | RATE PER RMT |  |  | 195.5433
=
[5 empty] | 45. |  | STUCCO PLASTERING 12mm tk.
CHIPSUSING 86.5KgCEMENT AND
.15CUM FOR 10 SQM
-
[5 empty] | 0.15 | CUM | BLUE METEL 3-10mm HBG | #REF! | CUM | #REF!
[5 empty] | 0.0865 | M.T | CEMENT | 3800 | M.T | 328.7
[5 empty] | 1.6 | NO | MASON I | 150 | NO | 240
[5 empty] | 0.5 | NO | MAZDOOR I | 95 | NO | 47.5
[5 empty] | 1.1 | NO | MAZDOOR II | 85 | NO | 93.5
[6 empty] | L.S | SUNDRIES |  | L.S | 0
-
[7 empty] | TOTAL FOR 10 SQM |  |  | #REF!
-
[7 empty] | RATE PER SQM |  |  | #REF!
=
[5 empty] | 46. | * | SUPPLYING AND FIXING OF 20MM
DIA ALUMINIUM HANGER ROD TO
THE REQUIRED LENGTH WITH
ALUMINUM END BRACKETS INCLUDING
COST OF SCREWS TW PLUGS AND
LABOUR CHARGES FOR FIXING IN
POSTION COMPLETE IN ALL RESPECT
AND AS DIRECTED BY THE DEPT,
OFFICERS
=
[5 empty] | 1 | Rmt | 2omm alu. hanger rod | 50 | Rmt | 50
[5 empty] | 1 | Set | Alu.Bracket with screws | 9 | Set | 9
[6 empty] | L.S | Sundries FOR PLUGS ,NAILS AND LABOUR ETC., |  | L.S | 7
-
[7 empty] | Total for 1 Rmt |  |  | 66
=
[5 empty] | 47. | * | SUPPLY AND FIXING ALUMINUM TOWEL RAIL OF
70CM LONG INCLUDING COST OF SCREW TW
PLUGS AND LABOURS CHARGES FOR FIXING IN
POSITION ETC COMPLETE IN ALL RESPECT AND
AS DIRECTED BY THE DEPT OFFICERS.
[7 empty] | - | -
[5 empty] | 1 | no | Alu.Towel rail 75Cm long | 27.3 | Each | 27.3
[6 empty] | L.S | Alu. Bolt With screws |  | L.S | 7.5
[6 empty] | L.S | Labour for fixing and cost of |  | L.S | 1.2
[7 empty] | T.W.Pluges |  |  | -
[7 empty] | Total for 1 Rmt |  |  | 36
=
[5 empty] | 48. | * | SUPPLING AND FIXING COAT STAND
WITH FIVE PINS
-
[5 empty] | 1 | no | Cost of Coat stand | 20 | Each | 20
[6 empty] | L.S | Labour for fixing |  | L.S | 5
-
[7 empty] | Total for 1 No. |  |  | 25
=
[5 empty] | 49. | * | SUPPLING AND FIXING OF PICTURE HOOKS
[7 empty] | - | -
[5 empty] | 1 | no | Cost of Picture hooks | 1 | Each | 1
[6 empty] | L.S | Labour for fixing |  | L.S | 0.25
-
[7 empty] | Total for 1 No. |  |  | 1.25
-
[5 empty] | 50.1 | * | Supplying and fixing of Precast slab
50mm thick made in C.C 1:3:6 using 20mm
Hbs jelly ,moulding the slab, laying,
curing,transporting and placing in
possition etc complete
[7 empty] | - | -
[5 empty] | 9 | Cum | 20mm HBS Jelly | #REF! | Cum | #REF!
[5 empty] | 4.5 | Cum | C.M. 1:3 | #REF! | Cum | #REF!
[5 empty] | 1.8 | No. | Mason IInd | 135 | Each | 243
[5 empty] | 17.7 | No. | Mazdoor Ist | 95 | Each | 1681.5
[5 empty] | 14.1 | No. | Mazdoor IInd | 85 | Each | 1198.5
-
[7 empty] | Total for 10 cum |  |  | #REF!
-
[7 empty] | Rate per cum |  |  | #REF!
=
[6 empty] | ** | PRECAST Plain cement concrete P.C.C
Slabs of 50mm thick (precast slab 50mm Thick)
[7 empty] | - | -
[5 empty] | 0.314 | Cum | C.C. 1:3:6 using 20mm HBS | #REF! | Cum | #REF!
[5 empty] | 18 | No. | Precasting Charges | 2 | Each | 36
[5 empty] | 18 | No. | Transporting | 1 | Each | 18
[5 empty] | 18 | No. | Laying and Pointing | 2 | Each | 36
-
[7 empty] | Total for 6.28 Sqm |  |  | #REF!
-
[7 empty] | Rate per Sqm |  |  | #REF!
=
PCC 1:3:6, for petty works
-
[5 empty] | 0.01 | Cum | C.C. 1:3:6 using 20mm HBS | #REF! | Cum | #REF!
[5 empty] | 0.01 | cum | moulding charges | LS |  | 1.2
-
[7 empty] | Total for .01 cum |  |  | #REF!
-
[7 empty] | Rate per cum |  |  | #REF!
=
[5 empty] | 50.2 | ** | PRECAST Plain cement concrete P.C.C
KERB STONE 450x300x150mm
[7 empty] | - | -
[5 empty] | 0.405 | Cum | C.C. 1:3:6 using 20mm HBS | #REF! | Cum | #REF!
[7 empty] | 'including Transporting charges | LS
-
[7 empty] | Total for 9 m |  |  | #REF!
-
[7 empty] | Rate per M |  |  | #REF!
=
[5 empty] | 50.3 |  | PLANTING AVENUE TREES
-
[5 empty] | 4.32 | CUM | Earth work excavation | 25 | CUM | 108
[5 empty] | 1.44 | CUM | Manure | 60.5 | CUM | 87.12
[5 empty] | 1.44 | CUM | RED EARTH | 169 | CUM | 243.36
[5 empty] | 1.44 | CUM | River sand | #REF! | CUM | #REF!
[5 empty] | 2.88 | CUM | mixing charges | 10 | CUM | 28.8
[5 empty] | 20 | nos | Avenue trees | 40 | nos | 800
[5 empty] | 42 | RM | Casurina props | 10 | RM | 420
[5 empty] | 4.32 | CUM | filling chares | 7.8 | CUM | 33.696
[5 empty] | l.s |  | Maintenance charges |  |  | 2000
-
[7 empty] | Total for 20 no. |  |  | #REF!
-
[7 empty] | Total for 1 no. |  |  | #REF!
=
[5 empty] | 50.4 |  | AVENUE TREE GUARD
-
[5 empty] | 0.1 | CUM | Earth work excavation | 50 | CUM | 5
[5 empty] | 6.3 | RM | CW reepers 50x25 cm | 21 | RM | 132.3
[5 empty] | 6.3 | RM | Casurina props | 10 | RM | 63
[5 empty] | 3.15 | sqm | Chicken mesh | 22.6 | sqm | 71.19
[5 empty] | 0.25 | no | Carpenter II | 135 | no | 33.75
[5 empty] | 0.2 | no | Fitter I | 130 | no | 26
[7 empty] | sundries |  |  | 0
-
[7 empty] | Total for 1 no. |  |  | 331.24
-
[5 empty] | 50.5 |  | PROVIDING SCHME NAME BOARD
-
[5 empty] | 0.486 | cum | Earth work excavation | 25 | cum | 12.15
[5 empty] | 0.486 | cum | CC 1:5:10 | #REF! | cum | #REF!
[5 empty] | 81.75 | KG | MS angle | 30 | KG | 2452.5
[5 empty] | 7.2 | KG | MS Stiffner | 30 | KG | 216
[5 empty] | 43.68 | KG | MS Sheet | 30 | KG | 1310.4
[5 empty] | 132.63 | KG | Welding charges | 12.3 | KG | 1631.349
[5 empty] | 2.2 | sqm | Painting charges | 360 | sqm | 792
[5 empty] | LS |  | Labour for erection of board | LS |  | 250
[5 empty] | LS |  | Bolts &nuts | LS |  | 20
-
#REF!
-
[5 empty] | 86 |  | PROVIDING ANTI-TERMITE TREATMENT |  |  | 30
[5 empty] | 51. |  | PVC WATER TANK OF 700 LITRE CAPACITY |  |  | 3135
[7 empty] | Ex. free board with ISI mark |  |  | 3135
[6 empty] | * | LABOUR CHARGE FOR LAYING
JOINTING P.V.C PIPE AND SPECIALS
ABOVE G.L
-
[6 empty] | c | ABOVE G.L |  |  | 20mm Dia
[7 empty] | - |  |  | =
[5 empty] | 30 | RMT | LAYING JOINTING INCLUDING | 3 | RMT | 90
ALIGNING
[5 empty] | 8 | NO. | CUTTING CHARGES | 2.2 | NO. | 17.6
[5 empty] | 8 | NO. | THREADING CHARGES | 3.2 | NO. | 25.6
[5 empty] | 3 | NO. | STONE CUTTER II | 110 | NO. | 330
[5 empty] | 1 | NO. | MASAN I | 150 | NO. | 150
[5 empty] | 2 | NO. | MAZDOOR I | 95 | NO. | 190
[5 empty] | 1 | NO. | MAZDOOR II | 85 | NO. | 85
[6 empty] | L.S | COST OF CLAMPS PLUGS |  | L.S | 5
JOINTING MATERIALS ETC
[6 empty] | L.S | SUNDRIES |  | L.S | 0
-
[7 empty] | TOTAL FOR 30 M |  |  | 893.2
-
[7 empty] | RATE PER RMT |  |  | 29.7733
-
[6 empty] | b. | ABOVE G.L |  |  | 25mm
[7 empty] | - |  |  | =
[5 empty] | 30 | RMT | LAYING JOINTING INCLUDING | 3 | RMT | 90
ALIGNING
[5 empty] | 8 | NO. | CUTTING CHARGES | 2.2 | NO. | 17.6
[5 empty] | 8 | NO. | THREADING CHARGES | 3.2 | NO. | 25.6
[5 empty] | 3 | NO. | STONE CUTTER II | 110 | NO. | 330
[5 empty] | 1 | NO. | MASAN I | 150 | NO. | 150
[5 empty] | 2 | NO. | MAZDOOR I | 95 | NO. | 190
[5 empty] | 1 | NO. | MAZDOOR II | 85 | NO. | 85
[6 empty] | L.S | COST OF CLAMPS PLUGS |  | L.S | 5
JOINTING MATERIALS ETC
[6 empty] | L.S | SUNDRIES |  | L.S | 0
-
[7 empty] | TOTAL FOR 30 M |  |  | 893.2
-
[7 empty] | RATE PER RMT |  |  | 29.7733
-
[6 empty] | a. | ABOVE G.L |  |  | 32mm
[7 empty] | - |  |  | =
[5 empty] | 30 | RMT | LAYING JOINTING INCLUDING | 3 | RMT | 90
ALIGNING
[5 empty] | 8 | NO. | CUTTING CHARGES | 2.7 | NO. | 21.6
[5 empty] | 8 | NO. | THREADING CHARGES | 6.4 | NO. | 51.2
[5 empty] | 3 | NO. | STONE CUTTER II | 110 | NO. | 330
[5 empty] | 1 | NO. | MASAN I | 150 | NO. | 150
[5 empty] | 2 | NO. | MAZDOOR I | 95 | NO. | 190
[5 empty] | 1 | NO. | MAZDOOR II | 85 | NO. | 85
[6 empty] | L.S | COST OF CLAMPS PLUGS |  | L.S | 5
JOINTING MATERIALS ETC
[6 empty] | L.S | SUNDRIES |  | L.S | 0
-
[7 empty] | TOTAL FOR 30 M |  |  | 922.8
-
[7 empty] | RATE PER RMT |  |  | 30.76
-
[5 empty] | 52 | * | SUPPLYING AND LAYING THE FOLLOWING PVC
PIPES WITH NECESSARY SPECIALS ELBOWS,
TEE,REDUCE ,PLUG,UNION,BEND,COUPLE,
NIPPLE,GATE VLVE,CHECK AND WHEEL VALVE
WHEREVER NECESSARY INCLUDING LABOUR BELOW
GROUND LEVEL(OR) FIXING ON WALLS TO THE
PROPER GRADIENT AND ALIGNMENT ETC.ALL
COMPLETE AS DIRECTED BY DEPT. OFFICERS.
[7 empty] | = | =
[6 empty] | * | ASTM-D SCHEDULE- 40 THREADED PVC PIPE
WITH NECESSARY PVC-GI SPECIALS
[6 empty] | c. | 20MM DIA PVC PIPE ABOVE G.L:-
-
[5 empty] | 1 | Rmt | COST OF 20MM DIA PVC PIPE | 32.9 | Rmt | 32.9
[5 empty] | 1 | L.S | ADD 70% FOR PVC/GI SPECIALS | 23.03 | L.S | 23.03
[5 empty] | 1 | Rmt | LABOUR FOR LAYING & FIXING | 29.7733 | Rmt | 29.7733
-
[7 empty] | TOTAL FOR 1 RMT |  |  | 85.7033
=
[6 empty] | b. | 25MM DIA PVC PIPE ABOVE G.L:-
-
[5 empty] | 1 | Rmt | COST OF 25MM DIA PVC PIPE | 48.8 | Rmt | 48.8
[5 empty] | 1 | L.S | ADD 40% FOR PVC/GI SPECIALS | 19.52 | L.S | 19.52
[5 empty] | 1 | Rmt | LABOUR FOR LAYING & FIXING | 29.7733 | Rmt | 29.7733
-
[7 empty] | TOTAL FOR 1 RMT |  |  | 98.0933
=
[6 empty] | a. | 32MM DIA PVC PIPE ABOVE G.L:-
-
[5 empty] | 1 | Rmt | COST OF 32MM DIA PVC PIPE | 65.7 | Rmt | 65.7
[5 empty] | 1 | L.S | ADD 20% FOR PVC/GI SPECIALS | 13.14 | L.S | 13.14
[5 empty] | 1 | Rmt | LABOUR FOR LAYING & FIXING | 30.76 | Rmt | 30.76
-
[7 empty] | TOTAL FOR 1 RMT |  |  | 109.6
=
[5 empty] | 52.1 |  | S & F of GI Pipe 20mm dia for Hot Water line Pipe Fully Consealed in Wall
LABOUR CHARGE FOR LAYING
GI PIPE 20MM DIA
-
[5 empty] | 30 | RMT | LAYING,FIXING AND CONSELING GI PIPE | 5 | RMT | 150
[5 empty] | 8 | NO. | CUTTING CHARGES | 2.2 | NO. | 17.6
[5 empty] | 8 | NO. | THREADING CHARGES | 3.2 | NO. | 25.6
[5 empty] | 3 | NO. | STONE CUTTER II | 110 | NO. | 330
[5 empty] | 1 | NO. | MASAN I | 150 | NO. | 150
[5 empty] | 2 | NO. | MAZDOOR I | 95 | NO. | 190
[5 empty] | 1 | NO. | MAZDOOR II | 85 | NO. | 85
-
[7 empty] | TOTAL FOR 30 M |  |  | 948.2
-
[7 empty] | RATE PER RMT |  |  | 31.6067
-
20MM DIA GI PIPE FOR HOT WATER LINE
-
[5 empty] | 1 | Rmt | COST OF 20MM DIA GI PIPE | 70 | Rmt | 70
[5 empty] | 1 | L.S | ADD 20% FOR GI SPECIALS | 14 | L.S | 14
[5 empty] | 1 | Rmt | LABOUR FOR LAYING & FIXING | 31.6067 | Rmt | 31.6067
[7 empty] | L.S FOR CONSEALING GI PIPE IN WALLS PAKING ETC., |  | L.S | 1.25
-
[7 empty] | TOTAL FOR 1 RMT |  |  | 116.8567
=
[5 empty] | 53.1 | * | SUPPLYING AND FIXING
WASHBASIN 22"X16" INCLUDING
COST OF ALL MATERIALS AND
FIXING CHARGES
-
[5 empty] | 1 | NO. | WASHBASIN 22"X16" INCLUDING ALL ACCESSORIES SUCH AS C.I BRACKETS 32MM DIA ETC., | 1050 | NO. | 1050
[5 empty] | 0.5 | NO. | PLUMBER I | 130 | NO. | 65
[5 empty] | 1 | NO. | MAZDOOR I | 95 | NO. | 95
[5 empty] | 0.5 | NO. | MASON I | 150 | NO. | 75
[6 empty] | L.S | SUNDRIES FOR PLUGSCREW,PAINT |  | L.S | 0.5
-
[7 empty] | TOTAL FOR ONE NUMBER |  |  | 1285.5
-
[5 empty] | 53.2 |  | CI MANHOLE COVER 45CMX45CMX20KG |  |  | 538/EACH
[5 empty] | 53.3 |  | CI STEPS (5Kg) |  |  | 90/EACH
[5 empty] | 54 | * | Brass Tap with ISI Mark |  | Each | 140
=
[5 empty] | 54.1 | * | CP TAP (LONG BODY) |  | Each | 240
=
[5 empty] | 54.2 | * | CP TAP (SHORT BODY) |  | Each | 270
=
[5 empty] | 56.1. | * | SUPPLYING AND FIXING OF I.W.C
20"WITH TOP LEFT ROUGH TO RECEIVE
FLOOR FINISH
IN G.FLOOR.
-
[5 empty] | 1 | NO. | I.W.C 20"SIZE(Orissa pan) | 750 | NO. | 750
[5 empty] | 0.65 | CUM | E.W EXCAVATION | 50 | CUM | 32.5
[5 empty] | 0.57 | CUM | REFILLING | 8.8 | CUM | 5.016
[5 empty] | 0.081 | CUM | BRICK JELLY CONCRETE USING 40mm(1:8:16) | #REF! | CUM | #REF!
[5 empty] | 1 | NO. | PLUMBER I | 130 | NO. | 130
[5 empty] | 0.5 | NO. | MASON II | 135 | NO. | 67.5
[5 empty] | 0.5 | NO. | MAZDOOR I | 95 | NO. | 47.5
[6 empty] | L.S | SUNDRIES |  | L.S | 0
-
[7 empty] | TOTAL FOR ONE NUMBER |  |  | #REF!
=
[5 empty] | 56.2. | * | SUPPLYING AND FIXING OF I.W.C
[7 empty] | 20"WITH TOP LEFT ROUGH TO RECEIVE | [12 empty] | 20mm Dia
FLOOR FINISH
IN OTHER THAN G.FLOOR.
-
[5 empty] | 1 | NO. | I.W.C 20"SIZE(Orissa pan) | 750 | NO. | 750
[5 empty] | 0.405 | CUM | WEATERING COURSE | #REF! | CUM | #REF!
USING20mmBRICK JELLY
[5 empty] | 1.89 | SQM | PLASTERING IN C.M(1:3) | #REF! | SQM | #REF!
12mMT.K MIXED WITH W.P.C.
[5 empty] | 0.081 | CUM | BRICK JELLY CONCRETE (1:8:16) | #REF! | CUM | #REF!
USING 40 mm BRICK JELLY
[5 empty] | 1 | NO | PLUMBER I | 130 | NO | 130
[5 empty] | 0.5 | NO. | MASON II | 135 | NO. | 67.5
[5 empty] | 0.5 | NO. | MAZDOOR I | 95 | NO. | 47.5
[6 empty] | L.S | SUNDRIES |  | L.S | 0
-
[7 empty] | TOTAL FOR ONE NUMBER |  |  | #REF!
=
[5 empty] | 57 | * | SUPPLY AND FIXING OF E.W.C. 18" SIZE (WHITE)
WITH DOUBLE FLAPPED PLASTIC SEAT COVER
LOW LEVEL FLUSHING CISTERN 10 LIT.
-
[5 empty] | 1 | SET | EUROPEAN WATER CLOSET WITH "P" OR "S" TRAP WITH DOUBLE FLAPPED SEAT AND SEAT COVER WITH BRASS HINGES AND 10LIT CAPACITY PVC L;OW LEVEL FLUSHING TANK WITH ALL INTERNAL FITTINGS | 1700 | SET | 1700
LABOUR FOR FIXING OF EWC
[5 empty] | 1 | NO. | MASON I | 150 | NO. | 150
[5 empty] | 2 | NO. | PLUMBER I | 130 | NO. | 260
[5 empty] | 1 | NO. | MAZDOOR II | 85 | NO. | 85
LABOUR FOR FIXING OF FLUSHING TANK
[5 empty] | 0.5 | NO. | PLUMBER I | 130 | NO. | 65
[5 empty] | 0.5 | NO. | MAZDOOR I | 95 | NO. | 47.5
[6 empty] | L.S | SUNDRIES |  | L.S | 0
-
[7 empty] | TOTAL FOR ONE NUMBER |  |  | 2307.5
-
[5 empty] | 57.1 | * | SUPPLY AND FIXING OF E.W.C. 18" SIZE (COLOUR)
WITH DOUBLE FLAPPED PLASTIC SEAT COVER
LOW LEVEL FLUSHING CISTERN 10 LIT.
-
[5 empty] | 1 | SET | EUROPEAN WATER CLOSET WITH "P" OR "S" TRAP WITH DOUBLE FLAPPED SEAT AND SEAT COVER WITH BRASS HINGES AND 10LIT CAPACITY PVC L;OW LEVEL FLUSHING TANK WITH ALL INTERNAL FITTINGS | 2000 | SET | 2000
LABOUR FOR FIXING OF EWC
[5 empty] | 1 | NO. | MASON I | 150 | NO. | 150
[5 empty] | 2 | NO. | PLUMBER I | 130 | NO. | 260
[5 empty] | 1 | NO. | MAZDOOR II | 85 | NO. | 85
LABOUR FOR FIXING OF FLUSHING TANK
[5 empty] | 0.5 | NO. | PLUMBER I | 130 | NO. | 65
[5 empty] | 0.5 | NO. | MAZDOOR I | 95 | NO. | 47.5
[6 empty] | L.S | SUNDRIES |  | L.S | 0
-
[7 empty] | TOTAL FOR ONE NUMBER |  |  | 2607.5
-
[5 empty] | 58.1(a) | * | SUPPLY AND FIXING P.V.C.SOIL
PIPESPECIALS OF FOLLOWING DIA:-
-
[6 empty] | A. | SUPPLY AND FIXING OF PVC soil PIPE
110MM DIA OF 4Kg/sqmINCLUDING
PACKING THE JOINTS WITH RUBBER
LUBRICANT AND FIXING IN TO
WALL WITH WOODEN PLUGS
SCREWSHOLDING CLAMPSETC
COMPLETE
-
[5 empty] | 3 | RMT | P.V.C. PIPE 110mm DIA | 120 | RMT | 360
[5 empty] | 1 | NO | P.V.C BEND WITH DOOR 110MM | 65 | EACH | 65
[5 empty] | 1 | NO | P.V.C COWL 110MM | 12 | EACH | 12
[5 empty] | 1 | NO | P.V.C DOOR TEE 110MM | 110 | EACH | 110
[5 empty] | 0.5 | NO. | PLUMBER I | 130 | EACH | 65
[5 empty] | 0.5 | NO. | MASON II | 135 | EACH | 67.5
[5 empty] | 0.5 | NO. | MAZDOOR I | 95 | EACH | 47.5
[6 empty] | L.S | COST OF RUBBER | 2.79 | L.S | 2.79
LUBRICANTT.W.PLUGS AND
C.I.CLAMPS ETC
[7 empty] | SUNDERS |  | L.S | 0
-
[7 empty] | TOTAL FOR 3 RMT |  |  | 729.79
-
[7 empty] | RATE PER RMT |  |  | 243.2633
-
[5 empty] | 58.1(b) | B. | SUPPLY AND FIXING OF PVC PIPE
75MM DIA OF 4Kg/sqmINCLUDING
PACKING THE JOINTS WITH RUBBER
LUBERICANT AND FIXING IN TO
WALL WITH WOODEN PLUGES
SCREWSHOLDING CLAMPSETC
COMPLETE
-
[5 empty] | 3 | RMT | P.V.C. PIPE 75mm DIA | 80 | RMT | 240
[5 empty] | 1 | NO | P.V.C BEND WITH DOOR | 40 | NO | 40
[5 empty] | 1 | NO | P.V.C COWL | 7.5 | NO | 7.5
[5 empty] | 1 | NO | P.V.C DOOR TEE | 70 | NO | 70
[5 empty] | 0.5 | NO. | PLUMBER I | 130 | NO. | 65
[5 empty] | 0.5 | NO. | MASON II | 135 | NO. | 67.5
[5 empty] | 0.5 | NO. | MAZDOOR I | 95 | NO. | 47.5
[6 empty] | L.S | COST OF RUBBER |  | L.S | 2.73
LUBRICANTT.W.PLUGS AND
C.I.CLAMPS ETC
[7 empty] | SUNDERS |  | L.S | 0
-
[7 empty] | TOTAL FOR 3 RMT |  |  | 540.23
-
[7 empty] | RATE PER RMT |  |  | 180.0767
-
[5 empty] | 58.2 |  | Supplying &fixing 110mm dia PVC
SWR pipe for ventilating shaft
of 3M length with cowl
-
[5 empty] | 3 | RM | 110mm dia PVC SWR pipe | 108 | RM | 324
[5 empty] | 1 | no | 110mm dia cowl | 12 | no | 12
[5 empty] | 1 | no | Labour for fixing | 8 | no | 8
[5 empty] | l.s |  | Sundries for PVC solution etc. | l.s |  | 1.21
-
[7 empty] | Rate for 1 no. |  |  | 345.21
-
[5 empty] | 59. | * | SUPLY ING AND FIXING OF
150X100mm S.W. GULLY TRAPS
-
[5 empty] | 1 | NO. | 150X100mm S.W. GULLY TRAPS | 115 | NO. | 115
[5 empty] | 0.05 | CUM | BRICK JELLY CONCRETE (1:8:16)40MM | #REF! | CUM | #REF!
[5 empty] | 0.5 | NO. | PLUMBER I | 130 | NO. | 65
[5 empty] | 1 | NO. | MAZDOOR I | 95 | NO. | 95
[5 empty] | 1 | NO. | MAZDOOR II | 85 | NO. | 85
[6 empty] | L.S | SUNDRIES |  | L.S | 0
-
[7 empty] | TOTAL FOR ONE NUMBER |  |  | #REF!
=
[5 empty] | 60. | * | SUPPLY AND FIXING OF P.V.C.
NAHANI TRAP 63mm DIA
-
[5 empty] | 1 | NO. | PVC NAHANI TRAP (4WAY/2WAY) | 90 | NO. | 90
[6 empty] | L.S | SUNDRIES FOR B.J.C,PLASTERING ETC |  | L.S | 4
-
[7 empty] | TOTAL FOR ONE NUMBER |  |  | 94
-
[5 empty] | 61.1(a) | * | SUPPLY AND FIXING OF 100mm
DIA S.W.PIPE
-
[5 empty] | 50 | NO. | 100mmDIA S.W.PIPE WITH ISI MARK | 40 | NO. | 2000
[5 empty] | 21.6 | CUM | E.W. EXCAVATION | 50 | CUM | 1080
[5 empty] | 21.6 | CUM | REFILLING | 8.8 | CUM | 190.08
[5 empty] | 45 | Kg | CEMENT | 3.8 | Kg | 171
[5 empty] | 0.04 | CUM | SAND | #REF! | CUM | #REF!
[5 empty] | 3.63 | Kg | TAARRED HOMP YARN | 7 | Kg | 25.41
[5 empty] | 2 | NO. | MASON I | 150 | NO. | 300
[5 empty] | 1 | NO. | FITTER II | 120 | NO. | 120
[5 empty] | 5 | NO. | MAZDOOR I | 95 | NO. | 475
[5 empty] | 2 | NO. | MAZDOOR II | 85 | NO. | 170
[6 empty] | L.S | TESTING CHARGES 10%of LABOUR |  | L.S | 106.5
-
[7 empty] | TOTAL FOR 30RMT |  |  | #REF!
-
[7 empty] | RATE PER RMT |  |  | #REF!
=
[5 empty] | 61.2(b) | * | SUPPLY AND FIXING OF 150mm
DIA S.W.PIPE
-
[5 empty] | 50 | NO. | 150mmDIA S.W.PIPE WITH ISI MARK | 65 | NO. | 3250
[5 empty] | 21.6 | CUM | E.W. EXCAVATION | 50 | CUM | 1080
[5 empty] | 21.6 | CUM | REFILLING | 8.8 | CUM | 190.08
[5 empty] | 68 | Kg | CEMENT | 3.8 | Kg | 258.4
[5 empty] | 0.07 | CUM | SAND | #REF! | CUM | #REF!
[5 empty] | 5.45 | Kg | TAARRED HOMP YARN | 7 | Kg | 38.15
[5 empty] | 3 | NO. | MASON I | 150 | NO. | 450
[5 empty] | 2 | NO. | FITTER II | 120 | NO. | 240
[5 empty] | 6 | NO. | MAZDOOR I | 95 | NO. | 570
[5 empty] | 3 | NO. | MAZDOOR II | 85 | NO. | 255
[6 empty] | L.S | TESTING CHARGES 10%of LABOUR |  | L.S | 151.5
-
[7 empty] | TOTAL FOR 30RMT |  |  | #REF!
-
[7 empty] | RATE PER RMT |  |  | #REF!
=
[5 empty] | 61.2(a) | * | SUPPLY AND FIXING OF 100mm
DIA S.W.PIPE(LOOSE JOINTING)
-
[5 empty] | 50 | NO. | 100mmDIA S.W.PIPE | 40 | NO. | 2000
[5 empty] | 1 | NO. | FITTER II | 120 | NO. | 120
[5 empty] | 5 | NO. | MAZDOOR I | 95 | NO. | 475
-
[7 empty] | TOTAL FOR 30RMT |  |  | 2595
-
[7 empty] | RATE PER RMT |  |  | 86.5
=
[5 empty] | 61.2(b) | * | SUPPLY AND FIXING OF 150mm
DIA S.W.PIPE(LOOSE JOINTING)
-
[5 empty] | 50 | NO. | 150mmDIA S.W.PIPE | 65 | NO. | 3250
[5 empty] | 2 | NO. | FITTER II | 120 | NO. | 240
[5 empty] | 6 | NO. | MAZDOOR I | 95 | NO. | 570
-
[7 empty] | TOTAL FOR 30RMT |  |  | 4060
-
[7 empty] | RATE PER RMT |  |  | 135.3333
=
[7 empty] | Total for One Number |  |  | 135.3333
=
[5 empty] | 62.1(a) | * | SUPPLY AND FIXING OF 100mm
STONEWARE BEND
-
[5 empty] | 1 | NO. | 100mmDIA S.W.BEND | 65 | NO. | 65
EXCAVATION,REFILLING,JOINTING
[7 empty] | AND CONCRETING | L.S |  | 2.5
-
[7 empty] | TOTAL FOR 30RMT |  |  | 67.5
[5 empty] | 62.1(a) | * | SUPPLY AND FIXING OF 150mm |  |  | -
STONEWARE BEND
[7 empty] | - |  |  | -
[5 empty] | 1 | NO | 150mmDIA S.W.BEND |  | No | 92.5
-
[5 empty] | 62.2.a. | * | SUPPLY AND FIXING OF 100mm
STONEWARE TEE
-
[5 empty] | 1 | NO. | 100mmDIA S.W.TEE | 75 | NO. | 75
EXCAVATION,REFILLING,JOINTING
[7 empty] | AND CONCRETING | L.S |  | 3
-
[7 empty] | TOTAL FOR 30RMT |  |  | 78
-
[5 empty] | 62.2.b. | * | SUPPLY AND FIXING OF 150mm
STONEWARE TEE
-
[5 empty] | 1 | NO. | 150mmDIA S.W.TEE | 100 | NO. | 100
EXCAVATION,REFILLING,JOINTING
[7 empty] | AND CONCRETING | L.S |  | 3
-
[7 empty] | TOTAL FOR 30RMT |  |  | 103
-
[5 empty] | 63 |  | 32mm dia P.V.C Waste Pipe and
C.P.Coupling of best quality.
-
[5 empty] | 2.5 | Rft | 32mm dia P.V.C Waste Pipe and | 28.5 | 2.5 | 28.5
[7 empty] | C.P.Coupling |  | Rft
[6 empty] | L.S | Labour Charge for fixing |  | L.S | 1.5
-
[7 empty] | Total for One Number |  |  | 30
=
[5 empty] | 81 | * | Supplying and fixing B.I.C.W.Meter cupboard with
shutter double leaves with 230mmx25mm size CW
plank for alround sides 62.5x31.25mm styles and
rails for shutters and 75x25mm weldmesh of bamd
10 gauge for panels including labour charges for
fixing inposition of shutters and cost of
L-clamps 6nos of size 150x150mm size with
25mmx4mm MS flats 1 no 6"x1/2" alumium aldrop
with bolt and nuts 6 nos of 2" size I.O. hooks
and eyes T.W.plugs screws etc complete and as
directed by the Departmental Officers as per
Drawings
[7 empty] | - | -
[5 empty] | 0.0174 | Cum | C.W.Scantling for Shutter | 20605 | Cum | 358.527
[5 empty] | 0.0293 | Cum | C.W.Planks | 23685 | Cum | 693.9705
[5 empty] | 1.093 | Sqm | Weldmesh | 212 | Sqm | 231.716
[5 empty] | 6 | No. | 3"ButtHinges | 3.25 | Each | 19.5
[5 empty] | 1 | No. | 6"x1/2" Aldrops | 80 | Each | 80
[5 empty] | 2 | No. | 2" I.O.Hooks and Eyes | 0.9 | Each | 1.8
[5 empty] | 6 | No. | M.S."L" Clamps | 8 | Each | 48
[5 empty] | 1.62 | Sqm | Labour Charges | 240 | Sqm | 388.8
[6 empty] | L.S | SUNDRIES FOR T.W.Plugs etc |  | L.S | 0.25
-
[7 empty] | Total for 1.62 Sqm |  |  | 1822.5635
-
[7 empty] | Total for 1.00 Sqm |  |  | 1125.0392
[6 empty] | *** | ELECTRICAL ARRANGEMENT:- BOARD APPROVED RATES
================================================
WIRING WITH 1.5SQMM COPPER WIRE CONCEALED
[5 empty] | 64.a. |  | TYPE FOR LIGHT POINT WITH CEILING ROSE |  |  | 765.9983
[5 empty] | 64.b |  | ---DO---FOR LIGHT POINT WITH BATTERN HODER |  |  | 768.9983
[5 empty] | 64.c |  | ---DO---FOR CALLING BELL POINT |  |  | 804.9983
[5 empty] | 65 |  | ---DO---FOR FAN POINT |  |  | 833.9983
[5 empty] | 66 |  | ---DO---FOR STAIR CASE LIGHT POINT |  |  | 1341.9983
[5 empty] | 67 |  | --DO--FOR 5AMP 5PIN PLUG AT SWITCH BOARD |  |  | 357
[5 empty] | 68 |  | --DO--FOR 5AMP 5PIN PLUG AT CONVENTENT PLACE |  |  | 545.9989
[5 empty] | 69 |  | --DO--FOR 15AMP POWER PLUG |  |  | 141
[5 empty] | 70.1 |  | S/F OF BULK HEAD FITTING |  |  | 385
[5 empty] | 70.2 |  | S/F OF TUBELIGHT FITTING
[5 empty] | 70.3 |  | S/F OF 40W/60W BULB |  |  | 10
[5 empty] | 70.4 |  | S/F OF PLASTIC SHADE |  |  | 8
[5 empty] | 71 |  | S/F OF DOUBLE POLE MAIN SWITCH |  |  | 423
[5 empty] | 72 |  | S/F of Fibre Fan Hook |  |  | 31
[5 empty] | 73.1 |  | S/F OF 6 WAY D.B |  |  | 3876.0063
[5 empty] | 73.2 |  | S/F OF 4 WAY D.B |  |  | 3036.0063
[5 empty] | 74 |  | LABOUR CHARGE FOR FIXING FAN |  |  | 182.001
[5 empty] | 75(a) |  | SUPPLY AND DELIVERY OF FAN 48"SWEEP |  |  | 1368
[5 empty] | 75(b) |  | SUPPLY AND DELIVERY OF FAN 42"SWEEP |  |  | 0
[5 empty] | 112 |  | SUPPLY AND FIXING EXSAUST FAN 300MM SWEEP |  |  | 1557.9955
[5 empty] | 76 |  | S/F OF 8SWG G.I WIRE |  |  | 14
[5 empty] | 77 |  | RUN OF MAIN WITH 2NO OF 1.50sq.mm WIRE |  |  | 105.3
[5 empty] | 77.1 |  | RUN OF 2 WIRES OF 4 SQMM WITH CONTINUOUS EARTHING BY MEANS OF 2.5SQMM FOR A/C |  |  | 149.8
[5 empty] | 77.2 |  | SUPPLYING AND FIXING OF A/C METAL CLAD |  |  | 500
[5 empty] | 77.3 |  | SUPPLYING AND FIXING OF TV/TELEPHONE LINE SOCKET |  |  | 52
[5 empty] | 78 |  | EARTHING STATION AS PER ISI |  |  | 1576.995
[5 empty] | 80 |  | S/F OF 375mmX300mmX20mmT.W.PLANK FOR S.C. |  |  | 395.995
[5 empty] | 81 |  | S/F OF METRE CUPBOARD |  |  | 1125.0392
[5 empty] | 82 |  | S/F OF STREET LIGHTS. |  |  | 1733.998
[5 empty] | 87 |  | PROVIDING ELCB WITH MCB IN MS BOX |  |  | 2547
[5 empty] | 77.4 |  | SUPPLYING AND FIXING OF 20MM DIA PVC PIPE FOR TV/TELEPHONE LINE
================================================
[5 empty] | 90 | Mtr | PVC RIGID CONDUIT PIPE 19M/20MM HEAVY DUTY WITH ISI | 16.95 | Mtr | 1525.5
[5 empty] | 0.15 | MT | CEMENT | 3800 | MT | 570
[5 empty] | 1 | NO | WIREMAN GR-I | 160 | NO | 160
[5 empty] | 2 | NO | MASON II | 135 | NO | 270
[5 empty] | 4 | NO | HELPER | 110 | NO | 440
[7 empty] | SUNDRIES FOR PVC SPECIALS & FISH WIRE ETC., |  |  | 8.5
-
[7 empty] | TOTAL FOR 90RMT |  |  | 2974
-
[7 empty] | RATE PER RMT |  |  | 33.0444
=
[5 empty] | 78.1 |  | EARTHING STATION (TYPE II)
================================================
[5 empty] | 2.5 | NO | GI PIPE 40MM DIA | 120 | NO | 300
[5 empty] | 20 | KG | CHARCOAL | 4 | KG | 80
[5 empty] | 9 | KG | SALT | 4 | KG | 36
[5 empty] | 0.5 | KG | GI WIRE 8 GAUGE | 30 | KG | 15
[5 empty] | 0.5 | NO | WIRE MAN GR-I | 160 | NO | 80
[5 empty] | 1 | NO | HELPER | 110 | NO | 110
[6 empty] | LS | CIVIL WORK SUCH AS EXCAVATION FILLING MASONRY WORK, COVER SLAB ETC., |  | LS | 165
[6 empty] | LS | BOLTS,NUTS & CHOCK NUTS ETC., |  | LS | 9.5
-
[7 empty] | TOTAL FOR 1 NO |  |  | 795.5
-
ANNEXURE
[5 empty] | 53.3 |  | CI MANHOLE COVER 60 CMX60 CMX50KG |  |  | 957
[5 empty] | 22.3.1 |  | TW double leaf shutter for ward robe / cup board
[7 empty] | - | - | -
SHUTTER SIZE 1.2X2.1 =2.52M2
TW scantling(OVER 2M) -1X2X2.1X0.075X0.0375=0.0118
TW scantling(below 2M) -1X2X1.2X0.075X0.0375=0.00675
Shutter styles(vertical) -1X4X1.95X0.075X0.0375=0.02194
Shutter styles(Horizantal) -2X2X0.4X0.075X0.0375=0.0045
[7 empty] | Shutter middle rails ( Horizontal) - 1x2x0.4x.15x.375=.0045 |  |  | 0.0332
Shutter(OSL Board) -2X2X0.85X0.4=1.36m2
Shutter area -1X1X1.05X1.95=2.05 m2
[5 empty] | 0.0118 | CUM | T.W.SCANTLING above 2M length | 65420 | CUM | 771.956
[5 empty] | 0.0377 | CUM | T.W.SCANTLING below 2M length | 57165 | CUM | 2155.1205
[5 empty] | 0.01855 | CUM | LABOUR FOR WROUGHT &PUTUP | 3035 | CUM | 56.2993
[5 empty] | 1.36 | SQM | BISON PANEL 8MMTK. OSL | 385.89 | SQM | 524.8104
[5 empty] | 2.05 | SQM | LABOUR CHARGE FOR SHUTTER | 287 | SQM | 588.35
[5 empty] | 2 | NO. | 4"X5/8"ALU.TOWER BOLT | 25 | NO. | 50
[5 empty] | 6 | NO. | 3" ALU BUTT HINGES | 25 | NO. | 150
[5 empty] | 2 | NO. | ORNAMENTAL; HANDLE WITH SCREWS | 35 | NO. | 70
[5 empty] | 1 | NO. | LOCKS &KEY | 60 | NO. | 60
[5 empty] | 2.52 | SQM | VARNISH TWO COATS | 51.25 | SQM | 129.15
[7 empty] | SUNDRIES FOR NAILS,PLUGS ETC. | L.S |  | 0.28
-
[7 empty] | TOTAL FOR 2.52 SQM |  |  | 4555.9661
-
[7 empty] | RATE PER SQM |  |  | 1807.9231
[7 empty] | S/ F of Cuddapah Sink of Size 600x600x200 mm with 32 mm G.I waste pipe and 32 mm C.P waste coupling |  | Each | 600
[7 empty] | S/ F of Wash basin mirror Size 600x 450 mm |  | Each | 300
[7 empty] | S/ F of Wash basin mirror Size 500x 400 mm |  | Each | 260
[7 empty] | S/ F of Flushing Tank with all fittings 10 litres Capacity |  | Each | 650
[7 empty] | S/ F of Tube light ( Patty Type ) |  | Each | 436
[7 empty] | S / F of Tube light ( Box Type ) |  | Each | 518
Pre cast slab 50 mm thick in C.C1:3:6 mixed with Fibre of size 0.28x0.28 m, 50 mm thick
PCC slab = 500* 0.28*0.28=39.20 Sqm
=39.20*0.05=1.96Cum
[5 empty] | 1.96 | Cum | C.C 1:3:6 using 20mm HBS Jelly | #REF! | Cum | #REF!
[5 empty] | 2 | No | Mason 1 st Class | 150 | No | 300
[5 empty] | 2 | No | Mazdoor II nd class | 85 | No | 170
[5 empty] | 500 | No | Cutting, Transporting, Laying & Pointing charges | 2 | No | 1000
[5 empty] | 8.5 | Packet | Fibre (125g/ Packet ) | 25 | Packet | 212.5
[5 empty] | 0.28 | Sqm | Moulding Charges | 168.1185 | Sqm | 47.0732
……………………….
[8 empty] | Rate for = | 39.2 | #REF!
………………………..
[8 empty] | Rate for 1 Sqm |  | #REF!
=
Supplying, Manufacturing and fixing of Colth drying arrangements data for 1 Set
[5 empty] | 4 | Rmt | Cost of 32 mm dia G.I pipe | 110 | Rmt | 440
[5 empty] | 2.52 | Kg | Cost of MS angle 35x35x4mm (2x0.6x2.1 kg/m) | 30 | Kg | 75.6
[5 empty] | 1.13 | Kg | Cost of Square bars (2x0.5x1.13 kg/m) | 30 | Kg | 33.9
[5 empty] | 0.35 | Kg | Cost of 1 clamp 10 mm (3x0.15x0.78) | 30 | Kg | 10.5
[5 empty] | 4 | Kg | Labour charges for welding | 12.25 | Kg | 49
[5 empty] | 6 | Nos | Cost of Fixture hooks | 1 | Each | 6
[5 empty] | 0.5 | Nos | Mazdoor I Class | 95 | Each | 47.5
[5 empty] | 0.5 | Nos | Mazdoor II Class | 85 | Each | 42.5
[5 empty] | L.S |  | Fixing of screws, painting etc, |  | L.S | 19.22
…………………………….
[8 empty] | Rate for = | ( 1 Set ) | 724.22
[8 empty] | 2 | Nos | ………………………..
[8 empty] | Rate for 1 No |  | 362.11
=
Data for form works using M.S sheet
[5 empty] | Qty |  | Description | Rate | per | Amount
|  |  |  | 18.1 | e |  | Grid beam and slabs
Grid floor
Grid floor Area 7.75 mm x8 mm =68 m2
Grid clear size 0.98 x1.01=0.99 m2
No. of grid 49 Nos
Centering for floor slab Area 7.75 mm x8 mm =68 m2
Centering for sides of grid beam 49x2 x0.98x0.375=36.02 49x2x1.01x3.75=37.12 Total 73.14
Centering for bottom of grid slab 49x0.98x1.01=48.50
Total Centering area 73.14+48.50 = 121.64 m2
[5 empty] | 62 | m2 | Slab centering up to 4 m height | 217.3985 | m2 | 13478.707
[5 empty] | 121.64 | m2 | Centring with out strutting | 168.1185 | m2 | 20449.9343
[7 empty] | Total for 62m2 |  |  | 33928.6413
[7 empty] | Rate for 1m2 |  |  | 547.2362
|  |  |  | 18.1 | b |  | Form work for Plain surfaces such as Roof slab
[5 empty] | 13.46 | Kg | Cost of M.S Sheet BG 10 | 30 | Kg | 403.8
[5 empty] | 4 | Kg | Cost of M.S angle 25x25x3mm | 30 | Kg | 120
[5 empty] | 1 | L.s | Add for Centring bending including labour charges | 40 | L.S | 40
[7 empty] | For 40 operation |  |  | 563.8
[7 empty] | For 1 operation | 14.095
[5 empty] | 19 | No | Cost of 1 operation | 14.095 | no | 267.805
[5 empty] | 0.12 | M3 | Cost of silver oke | 1879 | M3 | 225.48
[5 empty] | 98.5 | m | Casurina props 10 to 13 cm dia | 3 | m | 295.5
[5 empty] | L.S |  | Add for silver plank | 11 | L.S | 11
[5 empty] | 3.8 | No | Carpenter Ist class | 150 | No | 570
[5 empty] | 5.4 | No | Mazdoor I st class | 95 | No | 513
[5 empty] | 1 | No | Fitter II nd class | 120 | No | 120
[5 empty] | L.S |  | For welding rails etc., | L.S |  | 10
[5 empty] | 19 | no | Periodical cleaning | 2 | L.S | 38
2050.785
[7 empty] | Rate per 1 m2 | 205.0785
[7 empty] | Rate for 4m height ( 202.09+12.32 ) =214.40 | 205.0785 | 12.32 | 217.3985
|  |  |  | 18.1 | a |  | Form work for Column footings, plinthbeam, Grade beam, Raft slab, Raft beam etc.,
[7 empty] | Form work with Casurina props | 2050.785
[7 empty] | Casurina props 10 to 13 cm dia | 369.6 | ( - )
1681.185
[7 empty] | Rate per 1 m2 | 168.1185
Sub - data
Strutting to centering of R.C.C plane surfaces 3.00m height in all floors
[5 empty] | 98.5 | m | Props 10 to 13 cm dia @ 75 Cm c/c ( cost of 1 operation Rs.15/5=3) | 3 | m | 295.5
[5 empty] | 0.3 | no | Carpenter Ist Class | 150 | no | 45
[5 empty] | 0.3 | no | Mazdoor I st Class | 95 | no | 28.5
[7 empty] | Add for sundries | L.S |  | 0.6
[7 empty] | Rate for 10 m2 |  |  | 369.6
[7 empty] | Rate for 1m 2 | 36.96
[7 empty] | For 1 m height | 12.32
|  |  |  | 18.1 | c |  | For square & rectangular columns and small quantities extra 20 % of Form work using M.S sheet | 246.0942
|  |  |  | 18.1 | d |  | For Vertical walls extra 10 % of Form work using M.S sheet | 225.5864
Annexure Items
[5 empty] | 18.1 | * | Centering for soffits for R.C.C.Slabs or
plane surfaces including shuttering up to 3m
height using M.S sheets of size 90mmx60mm and
HP 10G stiffened with welded M.S angle of
size 25x25x3mm laid over silver oak (C.W)
joist 10cmx6.5cm spaced at75cm c/c complying
with standard specification
[7 empty] | - | - | -
[5 empty] | 13.46 | Kg. | Cost of M.S sheet of size | 30 | Kg. | 403.8
90x60cm of 10 gauge
[5 empty] | 4 | Kg. | Cost of M.S angle of size | 30 | Kg. | 120
25x25x3mm
[6 empty] | L.S | Add for cutting, bending, |  | L.S | 40
[7 empty] | welding charges etc. |  |  | -
[7 empty] | Total for 40 operations |  |  | 563.8
-
[7 empty] | Cost of one operation |  |  | 14.095
-
Adopting 40 uses for steel sheet and
angles and 5 uses for C.W.joist and
casurina props
[5 empty] | 19 | Nos | Cost of M.S Sheet and Angles | 14.095 | 1Use | 267.805
for one operation
[5 empty] | 0.12 | Cum | Cost of silver oak | 1879 | 1Use | 225.48
[5 empty] | 98.5 | Rmt | Casurnia props 10 to 13cm dia | 3 | 1Use | 295.5
[5 empty] | 1 | L.S | Add for Silver oak planks | 11 | L.S | 11
[5 empty] | 3.8 | No | Carpenter Ist | 150 | Each | 570
[5 empty] | 5.4 | No | Mazdoor Ist | 95 | Each | 513
[5 empty] | 1 | No | Fitter IInd | 120 | Each | 120
[5 empty] | 1 | L.S | Add for nails, wedges,oils etc | 10 | L.S | 10
[5 empty] | 19 | Nos | Add for periodical cleaning, | 2 | Nos | 38
[7 empty] | painting etc for M.S. Sheet |  |  | -
[7 empty] | TOTAL FOR 10 SQM |  |  | 2050.785
-
[7 empty] | RATE PER SQM |  |  | 205.0785
=
[5 empty] | a |  | From work for Column footings, plinthbeam, Grade beam, Raft slab, Raft beam etc.,
[5 empty] | 98.5 | Rmt | Casurnia props 10 to 13cm dia | 3 | 1Use | 295.5
[5 empty] | 0.3 | No | Carpenter Ist | 150 | Each | 45
[5 empty] | 0.3 | No | Mazdoor Ist | 95 | Each | 28.5
[7 empty] | Sundries |  | Ls | 0.6
[7 empty] | TOTAL FOR 10 SQM |  |  | 369.6
-------------------
[7 empty] | RATE PER SQM |  |  | 36.96
[7 empty] | Rate for From work for Column footings, plinthbeam, Grade beam, Raft slab, Raft beam etc., |  | 1 Sqm | 168.1185
===========
[5 empty] | b |  | Form work for Plain surfaces such as Roof slab,floor slab,beams, lintels, loft,sill slab,Stair case waist, portico slab and other similar works |  | 1 Sqm | 205.0785
===========
[5 empty] | c |  | For square & rectangular columns and small quantities extra 20 % of Form work using M.S sheet |  | 1 Sqm | 246.0942
==========
[5 empty] | d |  | For Vertical walls extra 10 % of Form work using M.S sheet |  | 1 Sqm | 225.5864
==========
[5 empty] | 50.6 | ** | PRECAST Plain cement concrete P.C.C
Slabs of 50mm thick (precast slab 50mm Thick) Precast Pavement Fibre mixed concrete slab
[7 empty] | - | -
PCC Slab = 500 x 0.28 x 0.28 = 39.20 m2
39.20 x 0.05 =1.96m2
[5 empty] | 1.96 | Cum | C.C. 1:3:6 using 20mm HBS | #REF! | Cum | #REF!
[5 empty] | 2 | No. | Mason I class | 150 | Each | 300
[5 empty] | 2 | No. | Mazdoor II class | 85 | Each | 170
[5 empty] | 0.28 | Sqm | Moulding charges | 168.1185 | Sqm | 47.0732
[5 empty] | 500 | Nos | Curing, Transporting, Laying and Pointing charges | 2 | Each | 1000
[5 empty] | 8.5 | Packets | Fibre | 25 | Packet | 212.5
-
[7 empty] | Rate for 39.20 Sqm |  |  | #REF!
---------------
[7 empty] | Rate for 1 Sqm |  |  | #REF!
==========
Sub-Data
[7 empty] | C.W.Planks Moulding | 100 Operations
[8 empty] | 500/100 | 5 sets
[7 empty] | 5 x 1.12 x 0.05 | 0.28 Sqm
Cement Adequacy
[7 empty] | 1 m3 of CC 1:3:6 | 216 Kg
[7 empty] | 1.96m3 | 423.36 Kg (ie) 8.5 Bags of Cement
1 Fibre packet for 1 bag of cement
[5 empty] | 83 |  | Supply of MS angle 40 X 40 X 6mm for above data to support the above GI pipe and fixing the GI stay wire service connection wire .
------------------------------------------------------------------
[5 empty] | 3.25 | Kg( 1 Rmt = 3.25 Kg )] | 40 X 40 X 6mm | 27 | Kg | 87.75
[7 empty] | M.S Angle |  |  | 0.25
-
[7 empty] | Rate Per Rmt |  |  | 88
=
[5 empty] | 79.1 |  | S&F of 1 No of 30amps Fuse Unit
------------------------------------------------
[5 empty] | 1 | No | 30 amps 500V Fuse Unit | 75 | Each | 75
[5 empty] | 1 | No | T.W.Plank 150x100x20mm | 17.75 | Each | 17.75
[5 empty] | 1 | No | Labour Charges | 65.125 | Each | 65.125
[7 empty] | Sundries |  | L.S | 3.12
--------------------
160.995
============
Labour Charges
[5 empty] | 1 | No | Wire man Gr-I | 131 | Each | 131
[5 empty] | 1 | No | Wire man Gr-II | 117 | Each | 117
[5 empty] | 3 | Nos | Helper | 91 | Each | 273
-------------------
[7 empty] | Rate for 8 nos |  |  | 521
[7 empty] | Rate for 1 nos |  |  | 65.125
[5 empty] | 23.1. ( b) | * | S/F OF BWR PLYWOOD DOOR
SHUTTER WITH VERTICALS AND
TOP RAIL AND BOTTOM RAILS
WITH 9mm THICK MARINE GRADE
BWR PLYWOOD WITH
I.O FITTINGS AS PER SCHEDULE E
-
DOOR OF SIZE 1000 X2100 MM
-
[5 empty] | 0.01153 | CUM | T.W.SCANTLING above 2M length | 65420 | CUM | 754.2926
[5 empty] | 0.0152 | CUM | T.W.SCANTLING below 2M length | 57165 | CUM | 868.908
[5 empty] | 1.2788 | SQM | Phenol bonded BWR Plywood 9mm | 381.37 | SQM | 487.696
[5 empty] | 1.845 | SQM | LABOUR CHARGE | 287 | SQM | 529.515
[5 empty] | 2 | NO. | 6"X1/2"ALU.TOWER BOLT | 30 | NO. | 60
[5 empty] | 3 | NO. | 5" ALU BUTT HINGES | 45 | NO. | 135
[5 empty] | 1 | NO. | 10"X5/8" ALU. ALDROP | 95 | NO. | 95
[5 empty] | 1 | NO. | NYLON BUSH | 8 | NO. | 8
[5 empty] | 1 | NO. | ALU.HANDLE WITH C.P.SCREWS | 30 | NO. | 30
[5 empty] | 1 | NO. | DOOR STOPPER | 25 | NO. | 25
-
[7 empty] | TOTAL FOR 1.845 SQM |  |  | 2993.4116
-
[7 empty] | RATE PER SQM |  |  | 1622.4453
=
[5 empty] | 98.1 | * | T.W.DoubleLEAF FULLY PANELLED
DOOR SHUTTER FOR DOOR OF SIZE
1500 X 2100MM
-
SHUTTER SIZE-2x0.7X2.025 =2.835M2
STYLES(OVER 2M) -2X2X2.025X0.075X0.0375=0.0228
-
RAILS(BELOW 2M)- 2X3X0.70X0.15X0.0375= 0.0236
[7 empty] | - 2X3X0.70X0.075X0.0375 =0.0118 |  |  | 0.0354
-
[7 empty] | PLANKS -2X4X0.575X0.3X0.01875= |  |  | 0.0259
[7 empty] | -2X1X0.575X0.3X0.01875= |  |  | 0.0065
-
0.0323
-
[5 empty] | 0.0228 | CUM | T.W SCANTLING ABOVE 2M LONG | 65420 | CUM | 1491.576
[5 empty] | 0.0354 | CUM | T.W SCANTLING BELOW 2M LONG | 57165 | CUM | 2023.641
[5 empty] | 0.0323 | CUM | T.W PLANKS OVER 15TO 30cm | 63870 | CUM | 2063.001
[7 empty] | WIDE&12TO25mm T.K |  |  | 0
[5 empty] | 2.835 | SQM | LABOUR FOR WROUGHT&PUTUP | 342 | SQM | 969.57
[5 empty] | 2 | NO | DOOR HANDLE WITH CP SCREWS | 30 | NO. | 60
[5 empty] | 6 | NO. | 5"BUTT HINGS | 45 | NO. | 270
[5 empty] | 4 | NO. | 6"X1/2"TOWER BOLT | 30 | NO. | 120
[5 empty] | 1 | NO. | 10"X5/8"ALDROP | 95 | NO. | 95
[5 empty] | 2 | NO. | NYLONBUSH | 8 | NO. | 16
[5 empty] | 2 | NO. | DOOR STOPPER | 25 | NO. | 50
-
[7 empty] | TOTAL FOR 2.835 SQM |  |  | 7158.788
-
[7 empty] | RATE PER SQM |  |  | 2525.1457
=
1200 X 2100MM
-
SHUTTER SIZE-1.10X2.025 =2.2275M2
STYLES(OVER 2M) -2X2X2.025X0.075X0.0375=0.0228
-
RAILS(BELOW 2M)- 2X4X0.45X0.15X0.0375= 0.020
[7 empty] | - 2X2X0.45X0.075X0.0375 =0.005 |  |  | 0.025
-
[7 empty] | PLANKS -2X4X0.425X0.28X0.01875= |  |  | 0.01785
[7 empty] | -2X1X0.425X0.28X0.01875= |  |  | 0.0145
-
0.0223
-
[5 empty] | 0.0228 | CUM | T.W SCANTLING ABOVE 2M LONG | 65420 | CUM | 1491.576
[5 empty] | 0.025 | CUM | T.W SCANTLING BELOW 2M LONG | 57165 | CUM | 1429.125
[5 empty] | 0.0223 | CUM | T.W PLANKS OVER 15TO 30cm | 63870 | CUM | 1424.301
WIDE&12TO25mm T.K
[5 empty] | 2.2275 | SQM | LABOUR FOR WROUGHT&PUTUP | 342 | SQM | 761.805
[5 empty] | 2 | NO | DOOR HANDLE WITH CP SCREWS | 30 | NO. | 60
[5 empty] | 6 | NO. | 5"BUTT HINGS | 45 | NO. | 270
[5 empty] | 4 | NO. | 6"X1/2"TOWER BOLT | 30 | NO. | 120
[5 empty] | 1 | NO. | 10"X5/8"ALDROP | 95 | NO. | 95
[5 empty] | 2 | NO. | NYLONBUSH | 8 | NO. | 16
[5 empty] | 2 | NO. | DOOR STOPPER | 25 | NO. | 50
-
[7 empty] | TOTAL FOR 2.2275 SQM |  |  | 5717.807
-
[7 empty] | RATE PER SQM |  |  | 2566.9167
=
[5 empty] | 55.2 |  | FLATBACK URINAL
-
[5 empty] | 1 | No | Flatback Urinal including all accessories | 650 | No | 650
[5 empty] | 0.5 | No | Plumber I class | 130 | No | 65
[5 empty] | 0.5 | No | Mason I Class | 150 | No | 75
[5 empty] | 0.5 | No | Mazdoor I Class | 95 | No | 47.5
-
837.5
=
[5 empty] | 44.2 | * | Providing Rain Water Harvesting
------------------------------------------------
[5 empty] | 0.47 | cum | Earth work excavation | 52.9333 | Cum | 24.8787
[5 empty] | 4.9 | Rmt | Labour charges for augering | 50.5833 | Rmt | 247.8583
[5 empty] | 0.59 | cum | HBSJ 40mm | #REF! | Cum | #REF!
[5 empty] | 0.79 | Sqm | Precasted slab | #REF! | Sqm | #REF!
[5 empty] | 0.24 | cum | Filling sand | #REF! | Cum | #REF!
Sundries
-----------------
#REF!
===========
Sub -data for 3
[5 empty] | 0.25 | No | Mason II | 135 | Each | 33.75
[5 empty] | 1 | No | Mazdoor I | 95 | Each | 95
[5 empty] | 1 |  | Tool Plants | 23 | L.S | 23
-----------------
[7 empty] | Total for 3 Rmt |  |  | 151.75
[7 empty] | Rate for 1 rmt |  |  | 50.5833
-
[5 empty] | 84 |  | 2x4 sqmm copper PVC insulated unseathed single core 1KV grade cable for EB service
-
[5 empty] | 180 | Rmt | 4 Sqmm copper PVC unsulated unsheathed single core cable | 15.6 | Rmt | 2808
[5 empty] | 4 | Kg | 7/20 GI stay wire | 37 | Kg | 148
[5 empty] | 180 | Nos | PVC reel insulator | 0.25 | Each | 45
[5 empty] | 1 | Kg | GI wire for fixing reel insulator | 37 | Kg | 37
[5 empty] | 1 | Nos | Electrical Maistry | 148 | Each | 148
[5 empty] | 2 | Nos | Wiremen Gr.I | 131 | Each | 262
[5 empty] | 2 | Nos | Wiremen Gr.II | 117 | Each | 234
[5 empty] | 3 | Nos | Helper | 91 | Each | 273
[7 empty] | Sundries for masonry work clamps bolts and nuts etc., |  |  | 5
-
[7 empty] | Total for 90 Mtrs |  |  | 3960
-
[7 empty] | Rate per Rmt |  |  | 44
=
TW double leaf shutter for ward robe / cup board
[7 empty] | - | - | -
[5 empty] | 22.5 |  | SHUTTER SIZE 1.2X2.1 =2.52M2
TW scantling(OVER 2M) -1X2X2.1X0.075X0.0375=0.0118
TW scantling(below 2M) -1X2X1.2X0.075X0.0375=0.00675
Shutter styles(vertical) -1X4X1.95X0.075X0.0375=0.02194
Shutter styles(Horizantal) -2X2X0.4X0.075X0.0375=0.0045
[7 empty] | Shutter middle rail(Horizantal) -1X2X0.4X0.15X0.0375=0.0045 |  |  | 0.0377
Shutter(OSL Board) -2X2X.85X0.4=1.36m2
Shutter area -1X1X1.05X1.95=2.05 m2
[5 empty] | 0.0118 | CUM | T.W.SCANTLING above 2M length | 65420 | CUM | 771.956
[5 empty] | 0.0377 | CUM | T.W.SCANTLING below 2M length | 57165 | CUM | 2155.1205
[5 empty] | 0.01855 | CUM | LABOUR FOR WROUGHT &PUTUP | 3035 | CUM | 56.2993
[5 empty] | 1.36 | SQM | BISON PANEL 8MMTK. OSL | 385.89 | SQM | 524.8104
[5 empty] | 2.05 | SQM | LABOUR CHARGE FOR SHUTTER | 287 | SQM | 588.35
[5 empty] | 2 | NO. | 4"X5/8"ALU.TOWER BOLT | 25 | NO. | 50
[5 empty] | 6 | NO. | 3" ALU BUTT HINGES | 25 | NO. | 150
[5 empty] | 2 | NO. | ORNAMENTAL HANDLE WITH SCREWS | 35 | NO. | 70
[5 empty] | 1 | NO. | LOCKS &KEY | 60 | NO. | 60
[5 empty] | 2.52 | SQM | VARNISH TWO COATS | 51.25 | SQM | 129.15
[7 empty] | SUNDRIES FOR NAILS,PLUGS ETC. | L.S |  | 0.28
-
[7 empty] | TOTAL FOR 2.52 SQM |  |  | 4555.9661
-
[7 empty] | RATE PER SQM |  |  | 1807.9231
=
[5 empty] | 44.4 |  | Rain water harvesting pit by augering
-
[5 empty] | 4.9 | Rmt | Augering | 49.01 | Rmt | 240.149
[5 empty] | 0.12 | CUM | Stone jelly 40mm size | #REF! | CUM | #REF!
[5 empty] | 0.18 | CUM | HBS jelly 20mm size | #REF! | CUM | #REF!
[5 empty] | 0.05 | CUM | River Sand | #REF! | CUM | #REF!
-
[7 empty] | Total for 4.90 Rmt |  |  | #REF!
-
[7 empty] | Rate for Rmt |  |  | #REF!
=
[5 empty] | 44.5 |  | Providing Rain water Harvesting pit by Earth work excavation in circular shape of 90cm dia at 60cm depth the pit is encase with well trap of 90cm dia 30cm depth 50cm thickness using RCC1:2:4 20mm HBS jelly
-
[5 empty] | 0.38 | Cum | Earth work excavation | 52.9333 | CUM | 20.1147
[5 empty] | 0.38 | Cum | 40mm HBS jelly | #REF! | CUM | #REF!
[5 empty] | 0.12 | Cum | RCC 1:2:4 for pety works | #REF! | CUM | #REF!
[5 empty] | 9.6 | Kg | RTS Steel | 28000 | MT | 268.8
-
[7 empty] | Rate for Each pit |  |  | #REF!
=
[5 empty] | 71.3 |  | Supply and fixing of 63 amphs Triple pole main Switch with fuse and netural link on a suitable well varnished teak wood board including necessary interconnection and earth connection cost of all materials etc., complete.
---------------------------------------------------------------------
[5 empty] | 1 | No | 63 Amphs Triple Pole main switch with fuse and neutral link |  | 1880 | 1880
[5 empty] | 1 | No | T.W Board of size 46 x 31 x 6 cm screws well varnished. |  | 480 | 480
[7 empty] | Sundries screw TW plugs screw wire and earth connections |  |  | 35.67
[7 empty] | Labour |  |  | 104.3333
-----------------
2500.0033
[7 empty] | Labour charges |  |  | ===========
[5 empty] | 1 | No | Wireman Gr.I | 131 | Each | 131
[5 empty] | 2 | Nos | Helpers | 91 | Each | 182
----------------
[7 empty] | Labour for 3 Nos |  |  | 313
[7 empty] | Labour for 1 no |  |  | 104.3333
[5 empty] | 79.4 |  | Supply and fixing of 3 no of 63amphs 500 volts Grade/well porceling fuse on suitable teakwood and plank/to be varnished fixed on the top of pole/EB street poles with a necessary clamps including cost of all materials etc., all complete 3 Nos. of Fuse uni
[5 empty] | 3 | Nos | 63 amphs 500 V. fuse units | 190 | Each | 570
[5 empty] | 1 | No | T.W plank 400 x 375 x 20 mm | 223.63 | Each | 223.63
[7 empty] | Labour charges |  |  | 76.5
[7 empty] | Sundries such as screws clamps etc., |  |  | 4.87
-------------------
875
============
Labour charges
[5 empty] | 1 | No | Wire men Gr.I | 131 | Each | 131
[5 empty] | 1 | No | Wire men Gr.II | 117 | Each | 117
[5 empty] | 4 | Nos | Helpers | 91 | Each | 364
------------------
[7 empty] | For 8 Nos |  |  | 612
[7 empty] | Per labour |  |  | 76.5
[5 empty] | 170 |  | Supply and fixing of 4way TPN MCB sheet with 100/63A 4pole Islotor
-
[5 empty] | 1 | No | Triple pole & Neutral 4way | 2400 | Each | 2400
[5 empty] | 1 | No | 63A / 100A 4 pole MCB Isolotor | 485 | Each | 485
[5 empty] | 4 | Nos | 32ATPN MCB | 525 | Each | 2100
[5 empty] | 4.5 | Kg | Angle Iron | 27 | Kg | 121.5
[7 empty] | Sundries 1% |  |  | 50.495
[7 empty] | Labour Charges |  |  | 298
-
5454.995
=
[5 empty] | 180 |  | Supply and fixing of Copper flats
-
[5 empty] | 0.8 | Kg | 25x3mm Copper flats | 230 | Kg | 184
[5 empty] | 3 | Nos | procelin Insulator | 20 | Each | 60
[7 empty] | Sundries 1% |  |  | 3.6
[7 empty] | Labour Charges |  |  | 32.4
-
280
=
[5 empty] | 184 |  | Supply and fixing of 4'40W twin decorative mirror optics with bulb
-
[5 empty] | 1 | No | 4'40w twin decorative | 1860 | Each | 1860
[5 empty] | 2 | No | 4'40w F.tube | 46 | Each | 92
[5 empty] | 1.5 | Rmt | 19mm dia conduit pipe | 31 | Rmt | 46.5
[5 empty] | 2 | No | T.W round blocks | 6 | Each | 12
[5 empty] | 2 | No | Ball & Socket | 12 | Each | 24
[5 empty] | 2 | Rmt | connecting lead | 7.8 | Rmt | 15.6
[5 empty] | 0.1 | No | Wire men Gr.I | 254 | Each | 25.4
[5 empty] | 0.2 | No | Wire men Gr.II | 240 | Each | 48
[5 empty] | 0.3 | No | Helper | 181 | Each | 54.3
[7 empty] | Sundries 1% |  |  | 21.148
-
2198.948
=
[5 empty] | 53.4 |  | CI MANHOLE COVER 60 CMX60 CMX50KG |  | Each | 957
[5 empty] | 383 |  | S/ F of Cuddapah Sink of Size 600x600x200 mm with 32 mm G.I waste pipe and 32 mm C.P waste coupling |  | Each | 600
[5 empty] | 344.2 |  | S/ F of Wash basin mirror Size 600x 450 mm |  | Each | 300
[5 empty] | 344.1 |  | S/ F of Wash basin mirror Size 500x 400 mm |  | Each | 260
384
[7 empty] | S/ F of Flushing Tank with all fittings 10 litres Capacity |  | Each | 650
[5 empty] | 385 |  | Supply and fixing of Cloth drying arrangements
-----------------------------------------------------------------
[5 empty] | 4 | Rmt | 32mm dia G.I Pipe | 110 | Rmt | 440
[5 empty] | 2.52 | Kg | M.S. angle(35x35x4 mm) | 30 | Kg | 75.6
[5 empty] | 1.13 | Kg | Squre Rod ( 2x.5x1.13 Kg/m ) | 30 | Kg | 33.9
[5 empty] | 0.35 | Kg | Cost of Clamp 10mm | 30 | Kg | 10.5
[5 empty] | 4 | Kg | Labour Charges for welding | 12.25 | Kg | 49
[5 empty] | 6 | Nos | Cost of fixed hooks | 1 | Nos | 6
[5 empty] | 0.5 | Nos | Mazdoor I | 95 | Each | 47.5
[5 empty] | 0.5 | Nos | Mazdoor II | 85 | Each | 42.5
------------------
[7 empty] | Rate for 2 Nos |  |  | 705
-----------------
[7 empty] | Rate for 1 No |  |  | 352.5
===========
[5 empty] | 112.1 |  | Exhaust Fan 9" Swep ( 225 mm )
----------------------------------------------
[5 empty] | 1 | No | Exhaust Fan 9" Swep ( 225 mm ) | 1059 | Each | 1059
[5 empty] | 1 | No | Provision of hole in the wall and making good of the wall | 95 | Each | 95
[5 empty] | L.S |  | Clamp fixing by coche screws bolts and nuts including connections |  | L.S | 16.64
[7 empty] | Add 1% sundries |  |  | 10.11
[7 empty] | Labour Charges for fixing |  | Each | 78.25
--------------------
1259
=============
Labour Charges
[5 empty] | 1 | No | Electrical Wire man Gr.I | 131 | Each | 131
[5 empty] | 2 | Nos | Helper | 91 | Each | 182
--------------------
[7 empty] | Rate for 4 Nos |  |  | 313
[7 empty] | Rate for 1 Nos |  |  | 78.25
[5 empty] | 70.5 |  | Tube light fitting with Electronic Ballast ( Patti type )
-
[5 empty] | 1 | No | Tube light fitting ordinary patti type with electronic ballast ( local quatation obtained from crompton Greaves, ( Ref no: YS/Lg-VPK-TNPH2 dt:04.02.2005)] | 322 | Each | 322
[5 empty] | 1 | No | Slim tube light 4ft.36Watts | 37 | Each | 37
[5 empty] | 2 | No | Teak wood round block of 75mm | 600 | 100 Nos | 12
[5 empty] | 2 | No | 0.5Sqmm Copper twin core flex wire | 914.1 | 100Mts | 18.282
[7 empty] | Labour Charges assembling and fixing | 49.25 | L.S | 49.25
[7 empty] | Sundries such as screws and nails etc., |  | L.S | 1.84
-
[7 empty] | Total |  |  | 440.372
=
Labour charges for 16 nos
[5 empty] | 1 | No | Wiremen Gr.I | 160 | Each | 160
[5 empty] | 2 | No | Wiremen Gr.II | 149 | Each | 298
[5 empty] | 3 | No | Helper | 110 | Each | 330
-
[7 empty] | Rate for 16 no |  |  | 788
[7 empty] | Rate for 1 no |  |  | 49.25
-
TNHB ELECTRICAL DATA
Part - A
[7 empty] | DATA - 1 | [6 empty] | FAN POINT FOR ADMINISTRATIVE BLOCKS AND COMMUNITY CENTRE
WIRING IN CONCEALED PVC PIPE
Light point with ceiling rose for flats/ houses
[7 empty] | Wirng with 1.5 sqmm copper PVC insulated unsheathed single core 1.1 KV grade cable with continuous earth by means of 1.5 sqmm copper PVC insulated unsheathed single core 1.1 KV grade cable confirming to IS 694 / 1980 with ISI mark in fully concealed PVC r | [6 empty] | Wirng with 1.5 sqmm copper PVC insulated unsheathed single core 1.1 KV grade cable with continuous earth by means of 1.5 sqmm copper PVC insulated unsheathed single core 1.1 KV grade cable confirming to IS 694 / 1980 with ISI mark in PVC rigid conduit pi
[5 empty] | 90 | Rmt | 1.5 sqmm copper PVC insulated unsheathed single core cable | 12.8 | Rmt | 1152
[5 empty] | 45 | Rmt | PVC rigid conduit pipe 19 mm / 20mm heavy duty with ISI mark | 19.5 | 1 Rmt | 877.5
[5 empty] | 20 | No | 19 mm PVC rigid bends | 3.15 | No | 63
[5 empty] | 10 | No | 19 mm PVC rigid tees | 1.3083 | No | 13.0833 |  | 90 | Rmt | 1.5 sqmm copper PVC insulated unsheathed single core cable | 12.8 | Rmt | 1152
[5 empty] | 1 | No | MS joint box 150 x 100 x 75 mm | 64 | No | 64 |  | 45 | Rmt | PVC rigid conduit pipe 19 mm / 20mm heavy duty with ISI mark | 19.5 | 1 Rmt | 877.5
[12 empty] | 75 | No | 19 mm PVC saddles | 2.5 | Dozen | 15.625
[5 empty] | 0.015 | Sqm | Hylem sheet 3 mm thick with lamination | 640 | Sqm | 9.6 |  | 12 | No | 19 mm PVC rigid bends | 3.15 | No | 37.8
[5 empty] | 10 | No | 5 amps flush type switch | 16.17 | No | 161.7 |  | 6 | No | 19 mm PVC rigid tees | 1.3083 | No | 7.85
[5 empty] | 10 | No | Ceiling rose | 15.75 | No | 157.5 |  | 150 | Nos | Teakwood plugs | 300 | 1000 | 45
[5 empty] | 10 | No | 19 mm PVC junction box | 3.5 | No | 35 |  | 7 | Nos | PVC JUNCTION BOX 19 mm | 3.5 | No | 24.5
[5 empty] | 1.25 | Bag | Cement | 260 | Bag | 325 |  | 6 | No | Ceiling rose | 15.75 | Each | 94.5
[5 empty] | 10 | No | MS box 150 x 100 x 75 mm | 64 | No | 640 |  | 6 | No | 5 amps switch (flush type) | 167 | Dozen | 83.5
[5 empty] | 0.15 | Sqm | 3 mm thick laminated Hylem sheet | 640 | Sqm | 96 |  | 1 | Gross | Brass screws 40mmX6 | 64 | Gross | 64
[5 empty] | 45 |  | 1.5 sqmm copper PVC insulated unsheathed single core cable for continuous earth connection | 12.8 | 90 Rmt | 576 |  | 6 | Nos | MS box 12"X8" mm(5 sided) covered with 3mm thick Hylem sheet | 168.95 | Bag | 1013.7
[5 empty] | LS |  | Labour charges |  | LS | 3475 |  | 0.16667 | bag | Cement | 190 | bag | 31.6667
[5 empty] | LS |  | Sundries |  | LS | 14.6 | -769.9833 | 45 | m | 1.5 sqmm copper PVC insulated unsheathed single core cable for continuous earth connection | 12.8 | Sqm | 576
[7 empty] | Total for 10 Points |  |  | 7659.9833 |  | 6 | Points | Labour charges | 371.5 | Points | 2229
[7 empty] | Rate for 1 Point |  |  | 765.9983 | 6890 |  | Ls | Sundries for screws etc., |  |  | 7.35
[7 empty] | Labour Charges for wirnig in PVC pipe concealed |  |  |  | 0.016667 |  |  | Total for 6 Points |  |  | 6259.9917
[14 empty] | Rate for 1 Point |  |  | 1043.3319
Sub - data
[5 empty] | 1 | No | Maistry | 277 | No | 277 |  |  | Labour Charges for wirnig in PVC pipe concealed
[5 empty] | 2 | No | Wiremen Grade - I | 254 | No | 508
[5 empty] | 3 | No | Wiremen Grade - II | 240 | No | 720 |  |  | Sub - data
[5 empty] | 4 | No | Helper | 181 | No | 724
[7 empty] | For Concreting work |  |  |  |  | 1 | No | Maistry | 277 | No | 277
[5 empty] | 2 | No | Mason IInd class | 261 | No | 522 |  | 2 | No | Wiremen Grade - I | 254 | No | 508
[5 empty] | 4 | No | Helpers | 181 | No | 724 |  | 3 | No | Wiremen Grade - II | 240 | No | 720
[10 empty] | 3475 |  | 4 | No | Helper | 181 | No | 724
[7 empty] | DATA - 2 | [6 empty] | LIGHT POINT WITH CEILING ROSE FOR ADMINISTRATIVE BLOCKS AND COMMUNITY CENTRE Open wiring |  |  | 2229
Light point with bakelite batern type holder for flats/ houses
[16 empty] | 1175/6= | 371.5
[7 empty] | Wirng with 1.5 sqmm copper PVC insulated unsheathed single core 1.1 KV grade cable with continuous earth by means of 1.5 sqmm copper PVC insulated unsheathed single core 1.1 KV grade cable confirming to IS 694 / 1980 with ISI mark in fully concealed PVC r | [6 empty] | Wirng with 1.5 sqmm copper PVC insulated unsheathed single core 1.1 KV grade cable with continuous earth by means of 1.5 sqmm copper PVC insulated unsheathed single core 1.1 KV grade cable confirming to IS 694 / 1980 with ISI mark in PVC rigid conduit pi
[7 empty] | Total for Data 1 excluding sundries |  |  | 7645.3833 |  | 90 | Rmt | 1.5 sqmm copper PVC insulated unsheathed single core cable | 12.8 | Rmt | 1152
[7 empty] | Deduct cost of ceiling rose 10 Nos |  |  | 157.5 |  | 45 | Rmt | PVC rigid conduit pipe 19 mm / 20mm heavy duty with ISI mark | 19.5 | 1 Rmt | 877.5
[7 empty] | Add cost of Bakelite battern type holders 10 Nos @ Rs 18.90 / Each |  |  | 189 |  | 75 | No | 19 mm PVC saddles | 2.5 | Dozen | 15.625
[7 empty] | Sundries |  |  | 13.1 |  | 12 | No | 19 mm PVC rigid bends | 3.15 | No | 37.8
[7 empty] | Total for 10 points |  |  | 7689.9833 |  | 6 | No | 19 mm PVC rigid tees | 1.3083 | No | 7.85
[7 empty] | Rate for 1 points |  |  | 768.9983 |  | 150 | Nos | Teakwood plugs | 300 | 1000 | 45
[12 empty] | 7 | Nos | PVC JUNCTION BOX 19 mm | 3.5 | No | 24.5
[7 empty] | DATA - 3 |  |  |  |  | 6 | No | Ceiling rose | 15.75 | Each | 94.5
[7 empty] | POINT WIRING FOR CALLING BELL / BUZZER WITH PUSH SWITCH FOR ALL TYPE OF BUILDING |  |  |  |  | 6 | No | 5 amps switch (flush type) | 167 | Dozen | 83.5
[12 empty] | 1 | Gross | Brass screws 40mmX6 | 64 | Gross | 64
[7 empty] | Wirng with 1.5 sqmm copper PVC insulated unsheathed single core 1.1 KV grade cable with continuous earth by means of 1.5 sqmm copper PVC insulated unsheathed single core 1.1 KV grade cable confirming to IS 694 / 1980 with ISI mark in fully concealed PVC r |  |  |  |  | 6 | Nos | MS box 4"X4" mm(5 sided) covered with 3mm thick Hylem sheet | 42.25 | Bag | 253.5
[7 empty] | Total of Data 1 excluding sundries |  |  | 7645.3833 |  | 0.16667 | bag | Cement | 190 | bag | 31.6667
[7 empty] | Deduct cost of 10 Nos ceiling rose |  |  | 157.5
[7 empty] | Deduct cost of 10 Nos 19 mm PVC junction box |  |  | 35 |  | 6 | Points | Labour charges | 371.5 | Points | 2229
[7 empty] | Deduct 10 Nos 5 A switch |  |  | 161.7 |  |  | Ls | Sundries for screws etc., |  |  | 9.05
[7 empty] | Add the cost of 10 Nos Buzer/Bell @ 47.25/Each |  |  | 472.5
[7 empty] | Add the cost of 10 nos 5A type push switch @ Rs 9.00/ Each |  |  | 90 |  |  |  | Total for 6 Points |  |  | 4925.4917
[7 empty] | Add the cost of 10 nos 15 x 10 x 7.5 cm TW box @ Rs 18.90/Each |  |  | 189 |  |  |  | Rate for 1 Point |  |  | 820.9153
[7 empty] | Sundries |  |  | 7.3
[7 empty] | Total for 10 points |  |  | 8049.9833
[7 empty] | Rate for 1 point |  |  | 804.9983
DATA - 4
FAN POINT
Wirng with 1.5 sqmm copper PVC insulated unsheathed single core 1.1 KV grade cable with continuous earth by means of 1.5 sqmm copper PVC insulated unsheathed single core 1.1 KV grade cable confirming to IS 694 / 1980 with ISI mark in fully concealed PVC r
[5 empty] | 90 | Rmt | 1.5 sqmm copper PVC insulated unsheathed single core cable | 12.8 | 90 Rmt | 1152
[5 empty] | 45 | Rmt | PVC rigid conduit pipe 19 mm / 20mm heavy duty with ISI mark | 19.5 | Rmt | 877.5
[5 empty] | 20 | No | 19 mm PVC rigid bends | 3.15 | No | 63
[5 empty] | 10 | No | 19 mm PVC rigid tees | 1.3083 | No | 13.0833
[5 empty] | 10 | No | PVC junction box 19 mm | 3.5 | No | 35
[5 empty] | 10 | No | Ceiling rose | 15.75 | No | 157.5
[5 empty] | 10 | No | 5 amps flush type switch | 16.17 | No | 161.7
[5 empty] | 10 | No | MS box 300 x 200 x 75 mm | 103.9 | No | 1039
[5 empty] | 0.6 | Sqm | 3 mm thick laminated Hylem sheet | 640 | Sqm | 384
[5 empty] | 1 | No | MS joint box (150 x 100 x 75 mm ) | 64 | No | 64
[5 empty] | 0.015 | Sqm | 3 mm thick laminated Hylem sheet | 640 | Sqm | 9.6
[5 empty] | 1.25 | Bag | Cement | 260 | Bag | 325
[5 empty] | 45 | Rmt | 1.5 sqmm copper PVC insulated unsheathed single core cable for continuous earth connection | 12.8 | 90 Rmt | 576
[5 empty] | LS |  | Labour charges |  |  | 3475
[5 empty] | LS |  | Sundries |  |  | 7.6 | 7540
[7 empty] | Total for 10 points |  |  | 8339.9833 | 0.016667
[7 empty] | Rate for 1 point |  |  | 833.9983
MS box 300 x 200 x 75 mm
[7 empty] | 200x150x75 mm=90 | 90
[7 empty] | A 200x150x75 mm=0.0825 | 0.0825
[7 empty] | A 300x200x75 mm=0.135m2 | 0.135 |  | 147.2727
DATA - 5
STAIRCASE LIGHT POINT
Wirng with 1.5 sqmm copper PVC insulated unsheathed single core 1.1 KV grade cable with continuous earth by means of 1.5 sqmm copper PVC insulated unsheathed single core 1.1 KV grade cable confirming to IS 694 / 1980 with ISI mark in fully concealed PVC r
[5 empty] | 90 | Rmt | 1.5 sqmm copper PVC insulated unsheathed single core cable | 12.8 | Rmt | 1152
[5 empty] | 30 | Rmt | PVC rigid conduit pipe 19 mm / 20mm heavy duty with ISI mark | 19.5 | Rmt | 585
[5 empty] | 10 | No | 19 mm PVC rigid bends | 3.15 | No | 31.5
[5 empty] | 5 | No | 19 mm PVC rigid tees | 1.3083 | No | 6.5417
[5 empty] | 10 | No | 5 A flush type two way switches ( Staircase switch ) | 20.08 | No | 200.8
[5 empty] | 5 | No | Ceiling rose | 15.75 | No | 78.75
[5 empty] | 5 | No | 19 mm PVC junction box | 3.5 | No | 17.5
[5 empty] | 6 | No | MS box 150x 100 x 75 mm | 64 | No | 384
[5 empty] | 0.09 | Sqm | 3 mm thick laminated Hylem sheet | 640 | Sqm | 57.6
[5 empty] | 1.25 | Bag | Cement | 260 | Bag | 325
[5 empty] | 30 | Rmt | 1.5 sqmm copper PVC insulated unsheathed single core cable for continuous earth connection | 12.8 | 90 Rmt | 384
[7 empty] | Labour charges |  |  | 3475
[7 empty] | Sundries |  |  | 12.3
[7 empty] | Total for 5 points |  |  | 6709.9917
[7 empty] | Rate for 1 point |  |  | 1341.9983
DATA - 6
5 AMPS 5 PIN PLUG SOCKET POINT AT CONVENIENT PLACES
Wirng with 1.5 sqmm copper PVC insulated unsheathed single core 1.1 KV grade cable with continuous earth by means of 1.5 sqmm copper PVC insulated unsheathed single core 1.1 KV grade cable confirming to IS 694 / 1980 with ISI mark in fully concealed PVC r
[5 empty] | 90 | Rmt | 1.5 sqmm copper PVC insulated unsheathed single core cable | 12.8 | 90 Rmt | 1152
[5 empty] | 45 | Rmt | PVC rigid conduit pipe 19 mm / 20mm heavy duty with ISI mark | 19.5 | Rmt | 877.5
[5 empty] | 20 | No | 19 mm PVC rigid bends | 3.15 | Dozen | 63
[5 empty] | 10 | No | 19 mm PVC rigid tees | 1.3083 | Dozen | 13.0833
[5 empty] | 1 | No | MS box 150x 100 x 75 mm | 64 | No | 64
[5 empty] | 0.015 | Sqm | 3 mm thick laminated Hylem sheet | 640 | Sqm | 9.6
[5 empty] | 15 | No | 5 A 5 pin non - inter locking switch and plug ( flush type ) | 35 | No | 525 | 415 | 34.5833 | 2.8819
[5 empty] | 15 | No | MS box 150x 100 x 75 mm | 64 | No | 960
[5 empty] | 0.225 | Sqm | 3 mm thick laminated Hylem sheet | 640 | SQqm | 144
[5 empty] | 1.25 | Bag | Cement | 260 | Bag | 325
[5 empty] | 45 | Sqm | 1.5 sqmm copper PVC insulated unsheathed single core cable for continuous earth connection | 12.8 | 90 Rmt | 576
[7 empty] | Labour charges |  |  | 3475
[7 empty] | Sundries |  |  | 5.8
[7 empty] | Total for 15 points |  |  | 8189.9833
[7 empty] | Rate for 1 point |  |  | 545.9989
DATA - 7
5 AMPS 5 PIN PLUG SOCKET POINT AT SWITCH BOARD ITSELF
Wirng with 1.5 sqmm copper PVC insulated unsheathed single core 1.1 KV grade cable with continuous earth by means of 1.5 sqmm copper PVC insulated unsheathed single core 1.1 KV grade cable confirming to IS 694 / 1980 with ISI mark in fully concealed PVC r
[5 empty] | 5 | Rmt | 1.5 sqmm copper PVC insulated unsheathed single core cable | 12.8 | 1 Rmt | 64
[5 empty] | 2.5 | Rmt | PVC rigid conduit pipe 19 mm / 20mm heavy duty with ISI mark | 19.5 | Rmt | 48.75
[5 empty] | 1 | No | 5 A 5 pin non - inter locking switch and plug ( flush type ) | 35 | No | 35
[7 empty] | Labour charges |  |  | 193.06
[7 empty] | Sundries |  |  | 16.19
[7 empty] | Rate for 1 point |  |  | 357
DATA - 8
15 AMPS POWER PLUG
Supplying and fixing of 15 Amps 3 pin flush type plug socket on suitable MS box of 16g thick concealed and covered with 3 mm thick laminated hylem sheet inclusive of all materials, etc., all complete.
[5 empty] | 1 | No | 15 Amps 3 pin flush type plug socket | 56.7 | No | 56.7
[5 empty] | 1 | No | MS box 150 x 100 x 75mm | 64 | No | 64
[5 empty] | 0.015 | Sqm | 3 mm thick laminated hulem sheet | 640 | Sqm | 9.6
[5 empty] | LS |  | Labour charges and sundries such as cement, screws etc., |  |  | 10.7
[7 empty] | Rate for Each |  |  | 141
DATA - 9
LIGHT POINT WITH CEILING ROSE FOR ADMINISTRATIVE BLOCKS AND COMMUNITY CENTRE
Wirng with 1.5 sqmm copper PVC insulated unsheathed single core 1.1 KV grade cable with continuous earth by means of 1.5 sqmm copper PVC insulated unsheathed single core 1.1 KV grade cable confirming to IS 694 / 1980 with ISI mark in fully concealed PVC r
[5 empty] | 90 | Rmt | 1.5 sqmm copper PVC insulated unsheathed single core cable | 12.8 | Rmt | 1152
[5 empty] | 45 | Rmt | PVC rigid conduit pipe 19 mm / 20mm heavy duty with ISI mark | 19.5 | 1 Rmt | 877.5
[5 empty] | 12 | No | 19 mm PVC rigid bends | 3.15 | No | 37.8
[5 empty] | 6 | No | 19 mm PVC rigid tees | 1.3083 | No | 7.85
[5 empty] | 1 | No | MS joint box 150 x 100 x 75 mm | 64 | No | 64
[5 empty] | 0.015 | Sqm | Hylem sheet 3 mm thick with lamination | 640 | Sqm | 9.6
[5 empty] | 6 | No | 5 amps flush type switch | 16.17 | Dozen | 97.02
[5 empty] | 6 | No | Ceiling rose | 15.75 | No | 94.5
[5 empty] | 6 | No | 19 mm PVC junction box | 3.5 | No | 21
[5 empty] | 1.25 | Bag | Cement | 260 | Bag | 325
[5 empty] | 6 | No | MS box 150 x 100 x 75 mm | 64 | No | 384
[5 empty] | 0.09 | Sqm | 3 mm thick laminated Hylem sheet | 640 | Sqm | 57.6
[5 empty] | 45 |  | 1.5 sqmm copper PVC insulated unsheathed single core cable for continuous earth connection | 12.8 | 90 Rmt | 576
[7 empty] | Labour charges |  | LS | 3475
[7 empty] | Sundries |  | LS | 15.12 | 5826
[7 empty] | Total for 6 Points |  |  | 7193.99
[7 empty] | Rate for 1 Point |  |  | 1198.9983 | 6450 | 479.5993
-743.99
DATA - 10
LIGHT POINT WITH BAKELITE BATTERN TYPE HOLDER FOR ADMINISTRATIVE BLOCKS AND COMMUNITY CENTRE
Wirng with 1.5 sqmm copper PVC insulated unsheathed single core 1.1 KV grade cable with continuous earth by means of 1.5 sqmm copper PVC insulated unsheathed single core 1.1 KV grade cable confirming to IS 694 / 1980 with ISI mark in fully concealed PVC r
[7 empty] | Total of Data 9 excluding sundries |  |  | 7178.87
[7 empty] | Deduct cost of ceiling rose 6 nos |  |  | 94.5
[7 empty] | Add cost of Bakelite battern type holders 6 nos @ 18.90/Each |  |  | 113.4
[7 empty] | Sundries |  |  | 14.22 | -749.99
[7 empty] | Total for 6 points |  |  | 7211.99
[7 empty] | For 1 points |  |  | 1201.9983 | 6462
DATA - 11
FAN POINT FOR ADMINISTRATIVE BLOCKS AND COMMUNITY CENTRE
Wirng with 1.5 sqmm copper PVC insulated unsheathed single core 1.1 KV grade cable with continuous earth by means of 1.5 sqmm copper PVC insulated unsheathed single core 1.1 KV grade cable confirming to IS 694 / 1980 with ISI mark in fully concealed PVC r
[5 empty] | 90 | Rmt | 1.5 sqmm copper PVC insulated unsheathed single core cable | 12.8 | Rmt | 1152
[5 empty] | 45 | Rmt | PVC rigid conduit pipe 19 mm / 20mm heavy duty with ISI mark | 19.5 | Rmt | 877.5
[5 empty] | 12 | No | 19 mm PVC rigid bends | 3.15 | No | 37.8
[5 empty] | 6 | No | 19 mm PVC rigid tees | 1.3083 | No | 7.85
[5 empty] | 6 | No | PVC junction box 19 mm | 3.5 | No | 21
[5 empty] | 6 | No | Ceiling rose | 15.75 | No | 94.5
[5 empty] | 6 | No | 5 amps flush type switch | 16.17 | Dozen | 97.02
[5 empty] | 6 | No | MS box 300 x 200 x 75 mm | 103.9 | No | 623.4
[5 empty] | 0.36 | Sqm | 3 mm thick laminated Hylem sheet | 640 | Sqm | 230.4
[5 empty] | 1 | No | MS joint box (150 x 100 x 75 mm ) | 64 | No | 64
[5 empty] | 0.015 | Sqm | 3 mm thick laminated Hylem sheet | 640 | Sqm | 9.6
[5 empty] | 1.25 | Bag | Cement | 260 | Bag | 325
[5 empty] | 45 | Rmt | 1.5 sqmm copper PVC insulated unsheathed single core cable for continuous earth connection | 12.8 | Rmt | 576
[7 empty] | Labour charges |  |  | 3475 | 6222
[7 empty] | Sundries |  |  | 16.92 | 6840 | -767.99
[7 empty] | Total for 6 points |  |  | 7607.99 |  | 3
[7 empty] | Rate for 1 point |  |  | 1267.9983 | 5364
[7 empty] | DATA - 12 a |  |  |  | -2243.99
STAIRCASE LIGHT POINT FOR ADMINISTRATIVE BLOCKS AND COMMUNITY CENTRE
Wirng with 1.5 sqmm copper PVC insulated unsheathed single core 1.1 KV grade cable with continuous earth by means of 1.5 sqmm copper PVC insulated unsheathed single core 1.1 KV grade cable confirming to IS 694 / 1980 with ISI mark in fully concealed PVC r
[5 empty] | 90 | Rmt | 1.5 sqmm copper PVC insulated unsheathed single core cable | 12.8 | Rmt | 1152
[5 empty] | 30 | Rmt | PVC rigid conduit pipe 19 mm / 20mm heavy duty with ISI mark | 19.5 | Rmt | 585
[5 empty] | 6 | No | 19 mm PVC rigid bends | 3.15 | No | 18.9
[5 empty] | 3 | No | 19 mm PVC rigid tees | 1.3083 | No | 3.925
[5 empty] | 6 | No | 5 A flush type two way switches ( Staircase switch ) | 20.08 | No | 120.48
[5 empty] | 3 | No | Ceiling rose | 15.75 | No | 47.25
[5 empty] | 3 | No | 19 mm PVC junction box | 3.5 | No | 10.5
[5 empty] | 3 | No | MS box 150x 100 x 75 mm | 64 | No | 192
[5 empty] | 0.054 | Sqm | 3 mm thick laminated Hylem sheet | 640 | Sqm | 34.56
[5 empty] | 1.25 | Bag | Cement | 260 | Bag | 325
[5 empty] | 30 | Rmt | 1.5 sqmm copper PVC insulated unsheathed single core cable for continuous earth connection | 12.8 | Rmt | 384
[7 empty] | Labour charges |  |  | 3475
[7 empty] | Sundries |  |  | 8.38 | 5034
[7 empty] | Total for 3 points |  |  | 6356.995 | -707.995
[7 empty] | Rate for 1 point |  |  | 2118.9983 | 5649
Part - B
DATA - 12
2 X1.5 Sqmm in fully concealed PVC conduit
Run off mains with 2 wires of 1.5 Sqmm copper PVC insulated unsheathed single core 1.1KV cable wire contuinuous earth by means of 1.5 Sqmm copper PVC insulated unsheathed single core 1.1 KV grade cable in fully concealed 19 mm / 20 mm dia rigid PVC condui
[5 empty] | 180 | Rmt | 1.5 sqmm copper PVC insulated unsheathed single core cable | 12.8 | Rmt | 2304
[5 empty] | 90 | Rmt | PVC rigid conduit pipe 19 mm / 20mm heavy duty with ISI mark | 19.5 | Rmt | 1755
[5 empty] | 3 | Bag | Cement | 260 | Bag | 780
[5 empty] | 90 | Rmt | 1.5 sqmm copper PVC insulated unsheathed single core cable for continuous earth connection | 12.8 | Rmt | 1152
[7 empty] | Labour charges |  |  | 3475
9466
[7 empty] | Sundries |  |  | 11
[7 empty] | Total for 90 Metres |  |  | 9477
[7 empty] | Rate for 1 Rmt |  |  | 105.3
DATA - 13
2 X 2.5 Sq mm in fully concealed PVC conduit
Run off mains with 2 wires of 2.5 Sqmm copper PVC insulated unsheathed single core 1.1KV cable wire contuinuous earth by means of 1.5 Sqmm copper PVC insulated unsheathed single core 1.1 KV grade cable in fully concealed 19 mm / 20 mm dia rigid PVC condui
[7 empty] | Total as per Data No. 12 |  |  | 9466
[5 empty] | 180 | Rmt | Add 180 mt 2.5 Sqmm copper PVC insulated unsheathed S.C. cable | 19.9 | Rmt | 3582
[5 empty] | 180 | Rmt | Deduct 1.5 Sqmm copper PVC insulated unsheathed S.C. cable | 12.8 | Rmt | 2304 | 9207
[7 empty] | Sundries |  |  | 11 | 9846
[7 empty] | Total for 90 metres |  |  | 10755 | -909
[7 empty] | Rate for 1 Rmt |  |  | 119.5
DATA - 14
2 X 4 Sq mm in fully concealed PVC conduit
Run off mains with 2 wires of 4 Sqmm copper PVC insulated unsheathed single core 1.1KV cable wire contuinuous earth by means of 2.5 Sqmm copper PVC insulated unsheathed single core 1.1 KV grade cable in fully concealed 19 mm / 20 mm dia rigid PVC conduit
[5 empty] | 180 | Rmt | 4 sqmm copper PVC insulated unsheathed single core cable | 31.5 | Rmt | 5670
[5 empty] | 90 | Rmt | PVC rigid conduit pipe 19 mm / 20mm heavy duty with ISI mark | 19.5 | Rmt | 1755
[5 empty] | 3 | Bag | Cement | 260 | Bag | 780
[5 empty] | 90 | Rmt | 2.5 sqmm copper PVC insulated unsheathed single core cable for continuous earth connection | 19.9 | Rmt | 1791
[7 empty] | Labour charges |  |  | 3475
[7 empty] | Sundries |  |  | 11
[7 empty] | Total for 90 Metres |  |  | 13482
[7 empty] | Rate for 1 Rmt |  |  | 149.8
DATA - 15
4 X 4 Sq mm in fully concealed PVC conduit
Run off mains with 4 wires of 4 Sqmm copper PVC insulated unsheathed single core 1.1KV cable wire contuinuous earth by means of 2.5 Sqmm copper PVC insulated unsheathed single core 1.1 KV grade cable in fully concealed 19 mm / 20 mm dia rigid PVC conduit
[5 empty] | 360 |  | 4 sqmm copper PVC insulated unsheathed single core cable | 31.5 | Rmt | 11340
[5 empty] | 90 |  | 25mm dia rigid PVC pipe heavy duty with ISI heavy duty with ISI mark | 28.9 | Rmt | 2601
[5 empty] | 3 |  | Cement | 260 | Bag | 780
[5 empty] | 90 |  | 2.5 sqmm copper PVC insulated unsheathed single core cable for continuous earth connection | 19.9 | Rmt | 1791
[7 empty] | Labour charges |  |  | 4589.5
[7 empty] | Sundries |  |  | 3.5
[7 empty] | Total for 90 Metres |  |  | 21105 | 19557
[7 empty] | Rate for 1 Rmt |  |  | 234.5 | -1548
Labour charges ( 1.5 x Labour charges + Labour for ducting - sub data - A)
[7 empty] | ( 1.5 x 3475 ) - ( ( 522 + 724 ) / 2) | 4589.5
4589.5
Part - C
DATA - 16
WATER TIGHT BULK HEAD FITTING
Supplying and fixing of water tight bulk head fittings with guard suitable for 60 / 100 watts including necessary connections, cost of materials, etc., All complete.
[5 empty] | 1 | No | Bulk head fittings | 315 | No | 315
[7 empty] | Sundries |  |  | 1.8
[7 empty] | Labour charges |  |  | 68.2
[7 empty] | Total For 1 No |  |  | 385 | -28
Labour Charges Data
[5 empty] | 2 | No | Wiremen Grade II | 240 | No | 480
[5 empty] | 3 | No | Helper | 181 | No | 543
[7 empty] | Total for 15 Nos |  |  | 1023
[7 empty] | Rate for 1 No |  |  | 68.2
DATA - 17
16 AMPS DOUBLE POLE MAIN SWITCH ON TEAK WOOD BOARD TOP MES SERVICE CONNECTION / MOTOR PUMP( SINGLE PHASE ) SET
Supplying and fixing of 16 amps double pole main switch with fuse and neutral link on a suitable well varnished Teak wood board including necessary interconnections and cost of all materials, etc., all complete.
[5 empty] | 1 | No | 16 Amps double pole main switch with fuse and neutral link | 200 | No | 200
[5 empty] | 1 | No | TW board of size 31x20x6 cm with brass hinge screw hooks well varnished | 62 | No | 62
[7 empty] | Sundries for TW plugs,screws, wire and earth connection etc., |  |  | 7
[7 empty] | Labour charges |  |  | 154
[7 empty] | Rate for 1 No |  |  | 423
0
Labour charges
[5 empty] | 1 | No | Wiremen Grade I | 254 | No | 254
[5 empty] | 2 | No | Helper | 181 | No | 362
[7 empty] | Total for 4 Nos |  |  | 616
[7 empty] | Rate for 1 no |  |  | 154
DATA - 19
32 AMPS DOUBLE POLE MAIN SWITCH ON TEAK WOOD BOARD TOP MES SERVICE CONNECTION / MOTOR PUMP( SINGLE PHASE ) SET
Supplying and fixing of 32 amps double pole main switch with fuse and neutral link on a suitable well varnished Teak wood board including necessary interconnections and cost of all materials, etc., all complete.
[5 empty] | 1 | No | 32 Amps double pole main switch with fuse and neutral link | 455 | No | 455
[5 empty] | 1 | No | TW board of size 31x20x6 cm with brass hinge screw hooks well varnished | 62 | No | 62
[7 empty] | Sundries for TW plugs,screws, wire and earth connection etc., |  |  | 7
[7 empty] | Labour charges |  |  | 154
[7 empty] | Rate for 1 No |  |  | 678
DATA - 18
Supply and fixing 4 way 250 volt single phase with neutral link metalic distribution board on suitable Teak wood board etc., all complete including connections.
[5 empty] | 1 | No | 4 way 16 amps, way 250 volts single phase and neutral link metalic distribution board | 504 | No | 504
[5 empty] | 1 | No | T.W board of size 31 x 20x 6 cm with well varnished | 62 | No | 62
[7 empty] | Sundries |  |  | 7
[7 empty] | Labour charges as per Data No 17 |  |  | 154
[7 empty] | Rate for Each |  |  | 727
DATA - 19
16 AMPS TPIC ON TEAK WOOD BOARD FOR 3 PHASE MES SERVICE CONNECTION AND 3 PHASE MOTOR PUMPSETS
Supplying and fixing of 16 amps triple pole main switch with fuse and neutral link on a suitable well varnished teak wood board including necessary interconnection and earth connection cost of all materials, etc., all complete.
[5 empty] | 1 | No | 16 Amps triple pole main switch with fuse and neutral link | 480 | No | 480
[5 empty] | 1 | No | TW board of size 46 x31 x 6 cm with brass hinges hooks screws well varnished | 130 | No | 130
[7 empty] | Sundries screw TW plugs screws wire and earth connections. |  |  | 7.67
[7 empty] | Labour charges |  |  | 205.3333
[7 empty] | Rate for Each |  |  | 823.0033
Labour charges
[5 empty] | 1 | No | Wiremen Grade I | 254 | No | 254
[5 empty] | 2 | No | Helpers | 181 | No | 362
[7 empty] | Labour for 3 Nos |  |  | 616
[7 empty] | Rate for 1 No |  |  | 205.3333
DATA - 22
Supplying and fixing of 32 amps triple pole main switch with fuse and neutral link on a suitable well varnished teak wood board including necessary interconnection and earth connection cost of all materials, etc., all complete.
[5 empty] | 1 | No | 32 Amps triple pole main switch with fuse and neutral link | 800 | No | 800
[5 empty] | 1 | No | TW board of size 46 x31 x 6 cm with brass hinges hooks screws well varnished | 130 | No | 130
[7 empty] | Sundries screw TW plugs screws wire and earth connections. |  |  | 6.67
[7 empty] | Labour charges |  |  | 205.3333
[7 empty] | Rate for Each |  |  | 1142.0033
DATA - 20
THREE PHASE DISTRIBUTION BOARD WITH 4 WAY PHASE AND 3 AMPS/WAY FUSE AND NEUTRAL LINK FOR MES SERVICE CONNECTION ( 6 IN 1 BLOCKS )
Supplying and fixing of 1 No three phase distribution board with 4 way/ phase and 30 A/way with neutral link on a suitable well varnished teak wood plank including necessary interconnections and earth connections cost of all materials, etc., all complete.
[5 empty] | 1 | No | Three phase distribution board with 4 way/phase and 32 A / Way with fuse and neutral link. | 2520 | No | 2520
[5 empty] | 1 | No | TW plank of size 750 x 450 x 12 mm thick | 299.133 | No | 299.133
[7 empty] | Sundries such as screws plugs, cement, wire and earth connection. |  |  | 11.54
[7 empty] | Labour charges |  |  | 205.3333
[7 empty] | Rate for Each |  |  | 3036.0063
[7 empty] | TW plank of size 750 x 450 x 12 mm thick(69410+4450) | 73860 | 0.00405 | 299.133 | 67339
DATA - 24
THREE PHASE DISTRIBUTION BOARD WITH 6 WAY PHASE AND 30 AMPS / WAY WITH FUSE AND NEUTRAL LINK ON SUITABLE TW PLANK TOP MES CONNECTION BOARD (FOR 12 IN 1 BLOCKS)
( For 12 flats common & pump )
[7 empty] | As per above data |  |  | 3036.0063
[5 empty] | 1 | No | Add for 6 way TPDB 32A/way | 3360 | No | 3360
[5 empty] | 1 | No | Less 4 way TPDB 32 A/way | 2520 | No | 2520
Sundries
[7 empty] | Rate for Each |  |  | 3876.0063
DATA - 22
FIXING OF TUBE LIGHT FITTINGS ON WALL / CEILING
Charges for assembling and fixing of flouresent tubular lamp fittings of different types ( supplied by the department at free of cost ) with necessary teak wood round block of 75 mm dia 40 mm deep on walls/ ceiling including cost of materials, etc., all c
[5 empty] | 2 | No | TW round block | 630 | 100 Nos | 12.6
[5 empty] | 2 | Rmt | 0.5 Sqmm copper twin core flex wire | 914.1 | 100 Rmts | 18.282
[7 empty] | sundries such as screws, nails etc., |  |  | 3.31
[7 empty] | Labour charges for assembling and fixing |  |  | 79.8125
[7 empty] | Rate for Each |  |  | 114.0045
Labour charges for 16 Nos
[5 empty] | 1 | No | Wiremen Grade I | 254 | No | 254
[5 empty] | 2 | No | Wiremen Grade II | 240 | No | 480
[5 empty] | 3 | No | Helpers | 181 | No | 543
[7 empty] | Total for 16 Nos |  |  | 1277
[7 empty] | Rate for 1 No |  |  | 79.8125
DATA - 23
FIXING OF TUBE FITTINGS SUSPENDED FROM CEILING
Charges for assembling and fixing of flouresent tubular lampfittings of different types ( to be supplied by the departmental at free of cost ) with necessary heavy gauge conduit pipe with ball and socket arrangement on teak wood round block of 75 mm dia 4
[5 empty] | 1.5 | Rmt | Conduit pipe 19 mm (MS) | 32.5 | Rmt | 48.75
[5 empty] | 2 | No | Round block 75 mm dia 40 mm deep | 630 | 100 Nos | 12.6
[5 empty] | 2 | Rmt | 0.5 Sqmm copper twin core flex wire | 914.1 | Rmt | 18.282
[7 empty] | Sundries such as ball and socket arrangement, choke, nails, screws, etc., |  |  | 4.67
[7 empty] | Labour charges |  |  | 127.7
[7 empty] | Rate for Each |  |  | 212.002
Labour Charges
[5 empty] | 1 | No | Wiremen Grade I | 254 | No | 254
[5 empty] | 2 | No | Wiremen Grade II | 240 | No | 480
[5 empty] | 3 | No | Helpers | 181 | No | 543
[7 empty] | Total for 10 Nos |  |  | 1277
[7 empty] | Rate for 1 No |  |  | 127.7
DATA - 24
Charges for assembling and fixing of ceiling fan of different sweep ( to be supplied by the department at free of cost ) with necessary interconnection and fixing of fan regulator on the existing board, etc., all complete.
[5 empty] | 1 | Rmt | 0.5 Sqmm copper twin core flex wire | 914.1 | 100 tmt | 9.141
[7 empty] | Labour Charges |  |  | 171.2
[7 empty] | Sundries |  |  | 1.66
[7 empty] | Labour charges for 5 Nos | Rate for Each |  | 182.001
[5 empty] | 1 | No | Wiremen Grade I | 254 | No | 254
[5 empty] | 1 | No | Wiremen Grade II | 240 | No | 240
[5 empty] | 2 | No | Helpers | 181 | No | 362
[7 empty] | Total for 5 Nos |  |  | 856
[7 empty] | Rate for Each |  |  | 171.2
Part F
DATA - 25
EARTHING & ELCB
Run of 8 SWG GI Wire
Supplying and laying of 8 SWG GI wire on walls/below ground level with necessary 'U' nails/ earth work excavation and re- filling etc., including cost of all materials, all complete.
[5 empty] | 9.5 | Kg | 8 SWG GI wire | 84 | Kg | 798
[5 empty] | 0.5 | Kg | 'U' nails | 22 |  | 11
[7 empty] | Labour |  |  | 435
[7 empty] | Sundries |  |  | 16
[7 empty] | Tatal for 90 Rmts |  |  | 1260 | 1062
[7 empty] | For 1 Rmt |  |  | 14
Labour charges
[5 empty] | 1 |  | Wiremen Grade I | 254 | No | 254
[5 empty] | 1 |  | Helpers | 181 | No | 181
435
Note:This item 30 is to run earth wire from IS:3043 earthing item 32) to be Main switch/ Panel Board/ Machinary
DATA - 26
EARTHING STATION AS PER IS/3043.
Providing earthing satation using pipe electro as per IS 3043 using 40 mm dia 'B' class GI pipe strickly in accordance with IS3043 including cost of all materials
[5 empty] | 2.5 | Rmt | GI pipe 40 mm | 154.35 | Rmt | 385.875
[5 empty] | 1 | Rmt | GI pipe 20 mm | 93.45 | Rmt | 93.45
[5 empty] | 1 | Rmt | 15 mm GI pipe | 66.15 | Rmt | 66.15
[5 empty] | 1 | No | GI reducer 40x20mm | 49.35 | No | 49.35
[5 empty] | 1 | Set | Funnel, GI Nuts, Bolts,Washers and check nuts. | LS | Set | 15
[6 empty] | LS | Earth work excavation brick work in CM and plastering | LS | LS | 150
[5 empty] | 1 | No | C.I Cover(30 x 30cm) | 100 | No | 100
[5 empty] | 40 | Kg | Charcoal | 4 | Kg | 160
[5 empty] | 2 | No | GI bend 15 mm dia | 13.1 | No | 26.2
[5 empty] | 4 | No | 15 mm GI coupling | 13.1 | No | 52.4
[5 empty] | 10 | Kg | Salt | 4 | Kg | 40
[7 empty] | Sundries |  |  | 3.57
[7 empty] | Labour charges |  |  | 435
[7 empty] | Rate for Each |  |  | 1576.995
Labour charges
[5 empty] | 1 | No | Wiremen Grade I | 254 | No | 254
[5 empty] | 1 | No | Helpers | 181 | No | 181
435
DATA - 30
ELCB SURFACE TEAK WOOD BOARD
Charges for fixing single phase RCCB/ELCB ( to be supplied by the department free of cost ) on suitable well varnished teak wood plank with a necessary inter connection and earth connections using copper cable including cost of all materials, etc., all
[5 empty] | 1 | No | TW plank 200 x 150 x 20 mm | 44.32 | Each | 44.32
[7 empty] | Sundries such as TW plugs, screws, cement, PVC insulated unsheathed copper wires and earth connections. |  | LS | 12.28
[7 empty] | Labour Charges |  |  | 97.4
[7 empty] | Rate for Each |  |  | 154
[7 empty] | TW Plank | 73860 | 0.0006 | 44.32
Labour Charges
[5 empty] | 1 | No | Wire men Grade I | 254 | Each | 254
[5 empty] | 3 | No | Wiremen Grade II | 240 | Each | 720
[7 empty] | Total for 10 units |  |  | 974
[7 empty] | Rate for 1 unit |  |  | 97.4
DATA - 28
Charges for fixing single phase RCCB/ELCB ( to be supplied by the department at free of cost ) on fully concealed suitable MS BOX with a necessary inter connection and earth connections using copper cable including cost of all materials, re- doing the dis
[5 empty] | 1 | No | MS BOX with cover 300 x 200 x 100 mm | 315 | No | 315
[7 empty] | Sundries such as cement, 1.5Sqmm copper PVC insulated unsheathed wire & earth connections etc., all complete. |  |  | 18.95
[7 empty] | Labour charges |  |  | 130.05
[7 empty] | Rate for Each |  |  | 464
Labour Charges
[5 empty] | 1 |  | Wiremen Grade I | 254 | No | 254
[5 empty] | 3 |  | Wiremen Grade II | 240 | No | 720
[5 empty] | 1 |  | Helper | 181 | No | 181
[5 empty] | 0.5 |  | Mason I | 291 | No | 145.5
[7 empty] | Total for 10 Nos |  |  | 1300.5
[7 empty] | For 1 No |  |  | 130.05
DATA - 29
ELCB ( 3 PHASE ) on surface teak wood plank
Charges for fixing three phase RCCB/ ELCB ( to be supplied by the department to free of cost ) on suitable well varnished teak wood plank on the wall s ( Surface ) with necessary inter connecteion and earth connections using copper cable including cost of
[5 empty] | 1 | No | TW plank 300 x 200 x 20 mm | 88.632 | Each | 88.632
[5 empty] | LS | LS | Sundries such as cement, 4.0 Sqmm copper PVC insulated unsheathed wire & earth connections etc., all complete. | LS | LS | 37.97 | 38.08
[7 empty] | Labour Charges |  |  | 97.4
[7 empty] | Rate for Each |  |  | 224.002 | -66.002
[7 empty] | TW plank 300 x 200 x 20 mm | 73860 | 0.0012 | 88.632
DATA - 30
ELCB (3 phase ) inconcealed MS Box
Charges for fixing Three phase RCCB/ELCB ( to be supplied by the department at free of cost ) on fully concealed suitable MS BOX with a necessary inter connection and earth connections using copper cable including cost of all materials, re- doing the dis
[5 empty] | 1 | No | MS BOX with cover 300 x 200 x 100 mm | 315 | No | 315
[7 empty] | Sundries such as cement, 1.5Sqmm copper PVC insulated unsheathed wire & earth connections etc., all complete. |  |  | 32.95
[7 empty] | Labour charges |  |  | 130.05
[7 empty] | Rate for Each |  |  | 478
DATA - 31
Supplying and delivery of Single phase ELCB/RCCB
[5 empty] | 1 | No | 25 Amps rating single phase ELCB with 10 to 25 MA sensitivity (ISI make ) (DP) | 1660 | No | 1660
DATA - 32
Supplying and delivery of Three phase ELCB/RCCB
[5 empty] | 1 | No | 32 Amps rating Three phase ELCB with 20 to 30 MA sensitivity | 2040 | No | 2040
DATA - 33
1 no of 32 amps Fuse unit
External Installation
Supplying and fixing 1 No 30 Amps 500 volts grade/well porcelin fuse unit on suitable teak wood plank to be fixed on the top of the pole / EB street poles with necessary clamps and including cost of materials etc., all complete.
[5 empty] | 1 | No | 32 Amps 500 V fuse units | 89 | No | 89
[5 empty] | 1 | No | TW plank 150 x 100 x 20 mm | 22.158 | No | 22.158
[7 empty] | Labour charges |  |  | 129.625
[7 empty] | Sundries such as MS clamps screws etc., | LS |  | 3.21
[7 empty] | Rate for Each |  |  | 243.993
[7 empty] | TW plank 150 x 100 x 20 | 73860 | 0.0003 | 22.158
Labour Charges
[5 empty] | 1 | No | Wiremen Grade I | 254 | No | 254
[5 empty] | 1 | No | Wiremen Grade II | 240 | No | 240
[5 empty] | 3 | No | Helper | 181 | No | 543
[7 empty] | Total for 8 Nos |  |  | 1037
[7 empty] | Rate for 1 No |  |  | 129.625
DATA - 34
3 Nos of Fuse units at EB pole
Supplying and fixing 3 No 32 Amps 500 volts grade/ well porcelin fuse unit on suitable teak wood plank to be fixed on the top of the pole / EB street poles with necessary clamps and including cost of materials etc., all complete.
[5 empty] | 3 | No | 32 Amps 500 V fuse units | 89 | Each | 267
[5 empty] | 1 | No | TW plank 200 x 150 x 20 mm | 44.316 | No | 44.316
[7 empty] | Labour charges |  |  | 152.25
[7 empty] | Sundries such as MS clamps screws etc., | LS |  | 6.43
[7 empty] | Rate for Each |  |  | 469.996
[7 empty] | TW plank 200 x 150 x 20 mm | 73860 | 0.0006 | 44.316
Labour Charges
[5 empty] | 1 | No | Wiremen Grade I | 254 | No | 254
[5 empty] | 1 | No | Wiremen Grade II | 240 | No | 240
[5 empty] | 4 | No | Helper | 181 | No | 724
[7 empty] | Total for 8 Nos |  |  | 1218
[7 empty] | Rate for 1 no |  |  | 152.25
DATA - 35
EB service connection Board for single phase
Supplying and fixing 1 No of 375 x 300 x 20 m thick TW plank well varnished with 1 No 15 amps 250 volts fuse unit and 1 No of copper earth plate of suitable size bolts and nuta on walls for EB service connections including cost of all materials, etc., a
[5 empty] | 1 | No | 15 Amps 260 Volts fuse unit | 46 | No | 46
[5 empty] | 1 | No | TW plank 375 x 300 x 20 mm | 166.185 | No | 166.185
[5 empty] | 1 | No | Earth plate ( copper ) with bolts & nuts. | 25 | LR | 25
[7 empty] | Labour Charges |  |  | 154
[7 empty] | Sundries such as TW plugs screws, etc., |  |  | 4.81
[7 empty] | Rate for Each |  |  | 395.995
[7 empty] | TW plank 375 x 300 x 20 mm | 73860 | 0.00225 | 166.185
Labour charges
[5 empty] | 1 | No | Wiremen Grade I | 254 | No | 254
[5 empty] | 2 | No | Helper | 181 | No | 362
[7 empty] | Total for 4 Nos |  |  | 616
[7 empty] | Rate for 1 No |  |  | 154
DATA
Supplying and fixing of Single phase ELCB
[5 empty] | 1 | No | Single phase ELCB (ISI 25 Amps 30 MA) | 1660 | No | 1660
[5 empty] | 3 | No | 3 No of 30 amps MCB | 141 | No | 423
[7 empty] | Labour charges ( as per data No:28) |  |  | 464
[7 empty] | Sundries |  |  | 0
[7 empty] | Rate for Single phase ELCB |  |  | 2547
DATA
Supplying and fixing of Three phase ELCB
[5 empty] | 1 | No | Three phase ELCB | 2040 | No | 2040
[5 empty] | 3 | No | 3 No of 30 amps MCB | 141 | No | 423
[7 empty] | Labour charges ( as per data No:30) |  |  | 478
[7 empty] | Sundries |  |  | 0
[7 empty] | Rate for Three phase ELCB |  |  | 2941
DATA - 36
EB service connection Board for Three phase
Supplying and fixing 1 No of 450 x 375 x 20 m thick TW plank well varnished with 3 No 30 amps 500 volts fuse unit and 1 No of copper earth plate of suitable size bolts and nuta on walls for EB service connections including cost of all materials, etc., a
[5 empty] | 3 | No | 32 Amps 500 Volts fuse unit | 89 | No | 267
[5 empty] | 1 | No | TW plank 450 x 375 x 20 mm | 249.2775 | No | 249.2775
[5 empty] | 1 | No | Earth plate ( copper ) with bolts & nuts. | 25 | LR | 25
[7 empty] | Labour Charges |  |  | 205.3333
[7 empty] | Sundries such as TW plugs screws, etc., |  |  | 3.39
[7 empty] | Rate for Each |  |  | 750.0008 | -182.0008
[7 empty] | TW plank 450 x 375 x 20 mm | 73860 | 0.003375 | 249.2775
Labour charges
[5 empty] | 1 | No | Wiremen Grade I | 254 | No | 254
[5 empty] | 2 | No | Helper | 181 | No | 362
[7 empty] | Total for 3 Nos |  |  | 616
[7 empty] | Rate for 1 No |  |  | 205.3333
DATA - 37
2 x 4 Sqmm Copper PVC insulated unsheathed single core 1 KV grade cable for EB service single phase.
[5 empty] | 180 | Rmt | 4 Sqmm copper PVC insulated unsheathed single core cable | 31.5 | Rmt | 5670
[5 empty] | 4 | Kg | 7/20 GI stay wire | 84 | Kg | 336
[5 empty] | 180 | Each | PVC reel insulater | 0.56 | Each | 100.8
[5 empty] | 1 | Kg | GI wire for fixing reel insulater | 84 | Kg | 84
[7 empty] | Labour charges |  |  | 1808
[7 empty] | Sundries for masonry works clamps bolts and nuts etc., |  |  | 29.2 | 26.5
[7 empty] | Total for 90 Rmt |  |  | 8028
[7 empty] | Rate for 1 Rmt |  |  | 89.2 | 7434 | -594
Labour charges
[5 empty] | 1 | No | Electrician Maistry | 277 | No | 277
[5 empty] | 2 | No | Wiremen Grade I | 254 | No | 508
[5 empty] | 2 | No | Wiremen Grade II | 240 | No | 480
[5 empty] | 3 | No | Helper | 181 | No | 543
1808
DATA - 38
SUPPLY OF GI PIPES FOR EB SERVICE ( SINGLE PHASE )
Supply of 25 mm dia GI pipe "B"class ( for the above Data ) for passing through from top of Houses to the MES Board to meet the EB requirement.
[5 empty] | 1 | Rmt | GI pipe of 25 mm dia | 121.25 | Rmt | 121.25
[7 empty] | Sundries |  |  | 0.75
[7 empty] | Rate Each Rmt |  |  | 122
DATA - 39
Supply of MS angle for EB service ( single phase )
Supply of MS angles 40 x 40 x 6 mm for above data to support the above GI pipe and fixing the GI stay wire service connection wires for above data
[5 empty] | 1 | Rmt | 40 x 40 x 6 mm MS angle | 48 | KG | 156
[5 empty] | 3.25 | (3.25 Kg)
[7 empty] | Sundries |  |  | 0.5
[7 empty] | For 1 Rmt |  |  | 156.5
DATA - 40
4 x 4 Sq mm copper PVC insulated unsheathed single core cable for 3 phase EB service connection
Run of 4 wires of 4 Sqmm copper PVC insulated unsheathed single cosre/ 1.1 KV grade cable with one run of 7/20 GI stay wire suspended with porcelin reel insulater at 1.0 m C/C for support of phase and neautral cable from the top of street pole to the hous
[5 empty] | 360 | Rmt | 4 Sqmm copper PVC insulated unsheathed single core cable | 31.5 | Rmt | 11340
[5 empty] | 4 | Kg | 7/20 GI stay wire | 84 | Kg | 336
[5 empty] | 360 | Each | PVC reel insulater | 0.56 | Each | 201.6
[5 empty] | 1.5 | Kg | GI wire for fixing reel insulater | 84 | Kg | 126
[7 empty] | Labour charges 1.5 times dataNo 42 |  |  | 2712
[7 empty] | Sundries for masonry works clamps bolts and nuts etc., |  |  | 26.4 | 13275
[7 empty] | Total for 90 Rmt |  |  | 14742
[7 empty] | Rate for 1 Rmt |  |  | 163.8
DATA - 41
SUPPLY OF GI PIPES FOR EB SERVICE ( THREE PHASE )
Supply of 40 mm dia GI pipe "B"class ( for the above Data ) for passing through from top of Houses to the MES Board to meet the EB requirement.
[5 empty] | 1 | Rmt | GI pipe of 40 mm dia | 154.35 | Rmt | 154.35
[7 empty] | Sundries |  |  | 0.65
[7 empty] | Rate Each Rmt |  |  | 155
DATA - 42
Supply of MS angle for EB service ( single phase )
Supply of MS angles 40 x 40 x 6 mm for above data to support the above GI pipe and fixing the GI stay wire service connection wires for above data
[5 empty] | 1 | Rmt | 40 x 40 x 6 mm MS angle | 48 | KG | 156
[5 empty] | 3.25 | (3.25 Kg)
[7 empty] | Sundries |  |  | 0.5
[7 empty] | For 1 Rmt |  |  | 156.5
Laying of U.G. Cable below Ground Level
Charges for conveying and layind=g of U.G.Cable below ground level including earth work excavation and refilling and providing sand cushion, brick layer protection, etc., all complete for UG cable of sizes 4 to 25 mm and 2'/3/31/2/4 core
[5 empty] | 30.42 | Cum | Earth work excavation and refilling | 89.87 | Cum | 2733.8454 | 89.87
[5 empty] | 6.1 | Cum | Sand | 110 | Cum | 671
[5 empty] | 750 | No | Bricks | 3625 | 1000 Nos | 2718.75
[7 empty] | Labour charges |  |  | 1255 | 13.9444
[7 empty] | Sundries |  |  | 19.4
[7 empty] | Total for 90 Rmt |  |  | 7397.9954 | 6372
[7 empty] | Rate for 1 Rmt |  |  | 82.1999 | 7398
0.0046
Labour Charges
[5 empty] | 1 | No | Electrician Maistry | 277 | No | 277
[5 empty] | 1 | No | Wiremen Grade I | 254 | No | 254
[5 empty] | 4 | No | Helper | 181 | No | 724
1255
DATA - 44
Fixing of UG cables on Walls / Ceiling
Charges for conveying and fixing of UG cables of sizes 4 to 25 Sqmm of 2, 3,3.5 and 4 core with necessary MS clamps, brass screws including cost of all materials redoing the dismantled portion, etc., all complete.
[5 empty] | 1 | Gross | M.S. Clamps/ Saddles 32mm It-III d p-77 | 68.2 | Gross | 68.2
[5 empty] | 300 | No | Brass screws ( 40 mm x 6 no) | 78.7 | Gross | 163.9583
[5 empty] | 300 | No | TW plugs | 325 | 1000 Nos | 97.5
[7 empty] | Sundries for redoing on dismantled portion,etc., |  |  | 17.34 | 4068
[7 empty] | Labour charges |  |  | 4486 | 3285
[7 empty] | Total for 90 Rmts |  |  | 4832.9983 | -1547.9983
[7 empty] | For 1 Rmt |  |  | 53.7
Labour charges
[5 empty] | 1 | No | Mason Ist class | 291 | No | 291
[5 empty] | 2 | No | Wiremen Grade I | 254 | No | 508
[5 empty] | 3 | No | Wiremen Grade II | 240 | No | 720
[5 empty] | 4 | No | Helper | 181 | No | 724
[7 empty] | Total for 1 day |  |  | 2243
[7 empty] | For 2 day |  |  | 4486
DATA - 46
Specification for MV/SV lamp street light fittings
Supply and delivery of integral HP sodium/Mercury of aluminium sheet deep drawn, treated, prewired stove enamelled painting and inside brightended and anodised for optimum reflection and die cast aluminium control gear near compartments complete with all
Specification for Flurescent Tubular lamp street light fittings
Supply and delivery of Single/ twin flurescent tubular lamp street light fittings complete with heavy gauge aluminium sheet fabricated canopy, treated premered and painted with stove enamelled CRCA sheet steel control gear cum reflection tray duly finishe
[7 empty] | Fittings | 125 WMV | 250 WMV | 150 WSV | 250 WSV
[7 empty] | Fittings | 3255 | 3255 | 3280 | 3330
[7 empty] | MV/SV lamps | 191 | 466 | 630 | 735
[7 empty] | Total Rs | 3446 | 3721 | 3910 | 4065
DATA - 48
Fixing of Tube light street light fitting
Charges for fixing flurescent tubular lamp street light fittings ( all types) in the existing street poles with a required GI pipes 'B' class and accessories ( street light fittings alone will be supplied departmentally at free of cost ).
[5 empty] | 2 | Rmt | 20 mm dia GI 'B' class pipe | 93.45 | Rmt | 186.9
[5 empty] | 2 | pair | Back lamp with bolts & nuts | 35 | pair | 70
[5 empty] | 1 | No | 15 Amps 500 v fuse unit | 50 | Each | 50
[5 empty] | 1 | No | TW plank for fixing the fuse unit 150 x 100 x 20 mm | 22.158 | Each | 22.158
[5 empty] | 8 | Rmt | 2.5 Sqmm PVC insulated unsheathed copper cable | 19.9 | 90 Rmt | 159.2
[5 empty] | 1 | No | Labour charges for fixing the street light fitting with the required accessories in the E.B pole including connection etc., complete. |  |  | 518
[7 empty] | Sundries for painting the GI pipes, MS clamps, screws, etc., complete in all respects. | LS |  | 13.84
[7 empty] | Rate for Each |  |  | 1020.098
Labour charges for 3 Nos
[5 empty] | 1 | No | Electrician Maistry | 277 | No | 277
[5 empty] | 1 | No | Wiremen Grade I | 254 | No | 254
[5 empty] | 2 | No | Wiremen Grade II | 240 | No | 480
[5 empty] | 3 | No | Helper | 181 | No | 543
[7 empty] | Total for 3 Nos |  |  | 1554
[7 empty] | Rate for 1 No |  |  | 518
[7 empty] | TW plank if 150 x 100 x 20 mm | 73860 | 0.0003 | 22.158
DATA
Street light Fittings (single)
[5 empty] | 1 | No | Tube light fittinhs | 674 | No | 674
[5 empty] | 1 | No | Tubular lamp | 39.9 | No | 39.9
[5 empty] | 1 | No | Labour charges | 1020.098 | No | 1020.098
[7 empty] | Rate for Each |  |  | 1733.998
DATA - 47
Charges for fixing Mercury, Sodium Vapour lamp street light fittings ( all types ) in the existing pole with required GI pipes 'B' class and accessories ( Street light fittings alone will be supplied departmentally at free of cost ).
[5 empty] | 1.5 | Rmt | 50 mm dia GI pipe 'B' class | 198.45 | Rmt | 297.675
[5 empty] | 2 | Pair | Back clamps with bolts and nuts | 35 | Pair | 70
[5 empty] | 1 | No | 15 Amps 500 V fuse unit | 50 | No | 50
[5 empty] | 1 | No | TW plank for fixing the fuse unit of 150 x 100 x 20 mm | 22.158 | No | 22.158
[5 empty] | 8 | Rmt | 2.5 Sqmm PVC insulated unsheathed copper cable | 19.9 | 90 Rmt | 159.2
[7 empty] | Labour charges for fixing the street light fitting with the required accessories in the E.B pole including connection etc., complete. |  |  | 518
[7 empty] | Sundries for painting the GI pipes, MS clamps, screws, etc., complete in all respects. |  | LS | 8.96 | 7.8
[7 empty] | Rate for Each |  |  | 1125.993
DATA - 48
Street light service connection
Supplying and fixing of 2 Nos ( two ) of MS box of size not less than 600 x 225, 16 g with door and lock and key arrangements for obtaining EB service connection for street lights with one box comprising off 1 No 30 Amps 500 V fuse units, 1 No copper eart
For TNEB Meter
[5 empty] | 1 | No | MS box 600 x 225 mm with door and lock and key arrangements with necessary MS clamps to bolts & nuts with washers. | 225 | No | 225
[5 empty] | 1 | No | TW plank 600 x 225 x 20 mm | 199.422 | No | 199.422
[5 empty] | 1 | No | 30 Amps 500 v fuse units | 89 | No | 89
[5 empty] | 1 | No | Earth plate with brass bolts & nuts with washers | 25 | No | 25
[5 empty] | 5 | Rmt | 20 mm dia 'B' class GI pipe | 93.45 | Rmt | 467.25
[5 empty] | 20 | Rmt | 4 Sqmm copper PVC insulated unsheathed single core cable | 31.5 | Rmt | 630
For control Gear
[5 empty] | 1 | No | M.S box 600 x 225 mm with door and lock and key arrangement and MS clamp with bolts & nuts with washers. | 225 | No | 225
[5 empty] | 1 | No | 32 A DPIC switch | 808 | No | 808
[5 empty] | 1 | No | 40 A single pole MCb isolator | 93.5 | No | 93.5
[5 empty] | 1 | No | MS enclousure for MCB | 89.6 | No | 89.6
[5 empty] | 1 | No | TW plank 600 x 225 x 20 mm | 199.422 | No | 199.422
|  |  | 0.0027 |  |  |  | Labour charges as per data no: 48 |  |  | 518
[7 empty] | Sundries such as MS clamps with bolts & nuts with washers for fixing GI pipe to EB pole painting etc., |  |  | 5.81
[7 empty] | Rate for Each |  |  | 3575.004
[7 empty] | TW plank 300 x 200 x 20 mm | 73860 | 0.0027 | 199.422
DATA - 49
SUPPLYING AND FIXING OF 20MM DIA PVC PIPE FOR TV/TELEPHONE LINE
================================================
[5 empty] | 90 | Mtr | PVC RIGID CONDUIT PIPE 19M/20MM HEAVY DUTY WITH ISI | 19.5 | Mtr | 1755
[5 empty] | 0.15 | MT | CEMENT | 5200 | MT | 780
[5 empty] | 1 | NO | WIREMAN GR-I | 254 | NO | 254
[5 empty] | 2 | NO | MASON II | 261 | NO | 522
[5 empty] | 4 | NO | HELPER | 181 | NO | 724
[7 empty] | SUNDRIES FOR PVC SPECIALS & FISH WIRE ETC., |  |  | 6 | 3366
[7 empty] | TOTAL FOR 90RMT |  |  | 4041 | 3672
[7 empty] | RATE PER RMT |  |  | 44.9 | -369
25 mm dia PVC pipe Heavy duty with ISI mark
[7 empty] | Rate as per Above |  |  | 44.9
[5 empty] | 1 | Rmt | Deduct cost of 20 m dia PVC pipe | 19.5 | Rmt | 19.5
[5 empty] | 1 | Rmt | Add cost of 25 mm dia PVC pipe heavy duty | 28.9 | Rmt | 28.9
54.3
DATA - 50
TV/Telephone line junction
[5 empty] | 1 | No | TW board 8" x6" 41/2" | 42 | No | 42
[5 empty] | 0.015 | Sqm | Hylem sheet | 640 | Sqm | 9.6
[7 empty] | Labour charges for fixing including necessary materials |  | LS | 4.4
[7 empty] | Rate for Each |  |  | 56
DATA - 51
Supplying and concealing TV/Telephone socket with top pin with suitable TW box fully concealed and covered with 3 mm thick Hylem sheet etc., all complete.
[5 empty] | 1 | No | TW box 4" x4" | 15.7 | No | 15.7
[5 empty] | 0.01 | Sqmm | Hylem sheet | 640 | Sqm | 6.4
[5 empty] | 1 | No | TV/Telephone socket | 24 | No | 24
[7 empty] | Labour charges including fixing etc., all complete. | LS |  | 5.9
[7 empty] | Rate for each |  |  | 52
DATA - 52
Supply and erection of Tubular lamp, using 65 mm dia GI pipe 'B' class pipe with ISI mark of 6 mt length and 20 mm dia GI pipe 'B' class upto 2 mt with necessary reducer couplings and pipe firmly fixed with MS plate of 45 cm x 45 cm x 6 mm thick at the b
[5 empty] | 6 | Rmt | 65 mm dia GI pipe ' B' class | 231.5 | Rmt | 1389
[5 empty] | 2 | Rmt | 20 mm dia GI pipe ' B' class | 93.45 | Rmt | 186.9
[5 empty] | 1 | No | Base plate 45 cm x45 cm x 6mm thick | 130 | No | 130
[5 empty] | 1 | No | MS box 8" x 6" with cover | 90 | No | 90
[5 empty] | 0.238 | Cum | conrete 1:2:4 using 20 mm HBSJ ( 0.45 x 1.5 mt) | 3500 | Cum | 833 | 5696.95
[6 empty] | LS | Transportation charges welding GI reducer all incidential charges, painting etc., all complete. | LS |  | 224.7
[5 empty] | 1 | No | 1 No fuse unit 15 A 230 V and on suitable TW plank ( to house it is MS box 8" x 6") with 1 No copper neutral link with brass bolts & nuts with Washers (11+28+21) | LS |  | 60
[5 empty] | 8 | Rmt | 1.50 Sqmm copper PVC insulated unsheathed single core cable. | 12.8 |  | 102.4
[7 empty] | Labour charges |  |  | 969
[7 empty] | Rate for Each |  |  | 3985
Labour Charges
[5 empty] | 0.5 | No | Wiremen Grade I | 254 | No | 127
[5 empty] | 2 | No | Wiremen Grade II | 240 | No | 480
[5 empty] | 2 | No | Helper | 181 | No | 362
969
DATA - 56
Exhaust fan of 300 mm dia ( 12 ") sweep
[5 empty] | 1 | No | Exhaust fan of 300 mm dia | 1270 | No | 1270
[7 empty] | Provision of hole in the wall and making good of the wall | 102.85 | No | 102.85
[7 empty] | Clamp fixing by cheche screws bolts and nuts including connections |  |  | 15.7
[7 empty] | Add 1 % sundries |  | 1388.55 | 15.4455
[7 empty] | Labour charges for fixing |  |  | 154
[7 empty] | Rate for each |  |  | 1557.9955
Labour charges
[5 empty] | 1 | No | Wiremen Grade I | 254 | No | 254
[5 empty] | 2 | No | Helper | 181 | No | 362
[7 empty] | For 4 Nos |  |  | 616
[7 empty] | Rate for 1 No |  |  | 154
DATA - 57
Exhaust fan of 225 mm dia ( 9 ") sweep
[7 empty] | Exhaust fan of 225 mm dia | 1110 | No | 1110
[7 empty] | Provision of hole in the wall and making good of the wall | 102.85 | No | 102.85
[7 empty] | Clamp fixing by cheche screws bolts and nuts including connections |  |  | 15.7
[7 empty] | Add 1 % sundries |  |  | 15.4455
[7 empty] | Labour charges for fixing |  |  | 154
[7 empty] | Rate for each |  |  | 1397.9955
[7 empty] | Supply of ceiling fan 1200mm |  |  |  | 118
[5 empty] | 1 | No | 1200mm AcC ceiling fan (without regulator) | 1200 | No | 1200
[5 empty] | 1 | No | Cost of electronic regulator | 168 | No | 168
1368
Tube light - Box type
[5 empty] | 1 | No | 4' tube light fitting with \electronic ballast | 404 | No | 404
[5 empty] | 1 | No | slim tube light 36 w | 38.8 | No | 38.8
[7 empty] | Labour charges (as per Data 22 ) |  |  | 114.0045
[7 empty] | Sundries |  |  | 0.2
557.0045
Tube light - Patty type
[5 empty] | 1 | No | 4' tube light fitting with \electronic ballast | 322 | No | 322
[5 empty] | 1 | No | slim tube light 36 w | 38.8 | No | 38.8
[7 empty] | Labour charges (as per Data 22 ) |  |  | 114.0045
[7 empty] | Sundries |  |  | 0.2
475.0045
OPEN WIRING IN PVC PIPE
Light point with ceiling rose for flats/ houses
Wirng with 1.5 sqmm copper PVC insulated unsheathed single core 1.1 KV grade cable with continuous earth by means of 1.5 sqmm copper PVC insulated unsheathed single core 1.1 KV grade cable confirming to IS 694 / 1980 with ISI mark in PVC rigid conduit pi
[5 empty] | 90 | Rmt | 1.5 sqmm copper PVC insulated unsheathed single core cable | 12.8 | Rmt | 1152
[5 empty] | 45 | Rmt | PVC rigid conduit pipe 19 mm / 20mm heavy duty with ISI mark | 19.5 | 1 Rmt | 877.5
[5 empty] | 20 | No | 19 mm PVC rigid bends | 3.15 | No | 63
[5 empty] | 150 | No | Tw Plugs | 325 | 1000 nos | 48.75
[5 empty] | 10 | No | 19 mm PVC rigid tees | 1.3083 | No | 13.0833
[5 empty] | 10 | No | PVC joint box | 38.75 | Dozen | 32.2917
[5 empty] | 0.015 | Sqm | Hylem sheet 3 mm thick with lamination | 640 | Sqm | 9.6
[5 empty] | 10 | No | 5 amps flush type switch | 16.17 | No | 161.7
[5 empty] | 10 | No | Ceiling rose | 15.75 | No | 157.5
[5 empty] | 1 | Gross | Brass screws | 78.7 | Gross | 78.7
[5 empty] | 72 | No | 19 mm MS clamp | 42.5 | Gross | 21.25
[5 empty] | 0.16667 | Bag | Cement | 260 | Bag | 43.3333 | 3584.8583
[5 empty] | 10 | No | TW switch box 100 x 100 x 75 mm | 15.7 | No | 157 | 35.8486
[5 empty] | 1 | No | TW junction box 150 x 100 x 75 mm | 18.9 | No | 18.9
[5 empty] | 0.1 | Sqm | 3 mm thick laminated Hylem sheet (10X0.1X0.1) | 640 | Sqm | 64
[5 empty] | 45 | Rmt | 1.5 sqmm copper PVC insulated unsheathed single core cable for continuous earth connection | 12.8 | 90 Rmt | 576
[5 empty] | 0.5 | Litre | Paint | 220.5 | Litre | 110.25
[5 empty] | 10 | Points | Labour charges |  | LS | 1486 | 4385
[5 empty] | LS |  | Sundries 1% on materials |  | LS | 9.13
[7 empty] | Total for 10 Points |  |  | 5079.9883 | 5109.9883
[7 empty] | Rate for 1 Point |  |  | 507.9988 | 4640
[6 empty] | Labour Charges for wirnig in PVC pipe concealed |  |  |  |  | -439.9883
Sub - data
[5 empty] | 1 | No | Maistry | 277 | No | 277
[5 empty] | 2 | No | Wiremen Grade - I | 254 | No | 508
[5 empty] | 3 | No | Wiremen Grade - II | 240 | No | 720
[5 empty] | 4 | No | Helper | 181 | No | 724
[7 empty] | LIGHT POINT WITH CEILING ROSE FOR ADMINISTRATIVE BLOCKS AND COMMUNITY CENTRE Open wiring |  |  | 2229
1486
Light point with bakelite batern type holder for flats/ houses(Open wiring)
Wirng with 1.5 sqmm copper PVC insulated unsheathed single core 1.1 KV grade cable with continuous earth by means of 1.5 sqmm copper PVC insulated unsheathed single core 1.1 KV grade cable confirming to IS 694 / 1980 with ISI mark in PVC rigid conduit pip
[7 empty] | Total for Data 1 excluding sundries |  |  | 5070.8583
[7 empty] | Deduct cost of ceiling rose 10 Nos |  |  | 157.5
[7 empty] | Add cost of Bakelite battern type holders 10 Nos @ Rs 18.90 / Each |  |  | 189
[7 empty] | Sundries |  |  | 7.63
[7 empty] | Total for 10 points |  |  | 5109.9883
[7 empty] | Rate for 1 points |  |  | 510.9988
POINT WIRING FOR CALLING BELL / BUZZER WITH PUSH SWITCH FOR ALL TYPE OF BUILDING (OPEN WIRING)
Wirng with 1.5 sqmm copper PVC insulated unsheathed single core 1.1 KV grade cable with continuous earth by means of 1.5 sqmm copper PVC insulated unsheathed single core 1.1 KV grade cable confirming to IS 694 / 1980 with ISI mark in fully concealed PVC r
[7 empty] | Total of Data 1 excluding sundries |  |  | 5070.8583
[7 empty] | Deduct cost of 10 Nos ceiling rose |  |  | 157.5
[7 empty] | Deduct cost of 10 Nos 19 mm PVC junction box |  |  | 35
[7 empty] | Deduct 10 Nos 5 A switch |  |  | 161.7
[7 empty] | Add the cost of 10 Nos Buzer/Bell @ 45.00/Each |  |  | 450
[7 empty] | Add the cost of 10 nos 5A type push switch @ Rs 9.00/ Each |  |  | 90
[7 empty] | Add the cost of 10 nos 15 x 10 x 7.5 cm TW box @ Rs 18.00/Each |  |  | 180
[7 empty] | Sundries |  |  | 13.33
[7 empty] | Total for 10 points |  |  | 5449.9883
[7 empty] | Rate for 1 point |  |  | 544.9988
FAN POINT FOR ADMINISTRATIVE BLOCKS AND COMMUNITY CENTRE
Wirng with 1.5 sqmm copper PVC insulated unsheathed single core 1.1 KV grade cable with continuous earth by means of 1.5 sqmm copper PVC insulated unsheathed single core 1.1 KV grade cable confirming to IS 694 / 1980 with ISI mark in PVC rigid conduit pi
[7 empty] | Total for Data 1 excluding sundries |  |  | 5079.9883
[7 empty] | Deduct cost of TW Box 10X10 @ 15.00/each |  |  | 157
[7 empty] | Deduct cost of Hylem sheet |  |  | 64
[7 empty] | Add cost of TW box 12" x 8" x3" for switch and regulator 10 nos @ Rs 78.70 / Each |  |  | 787
[7 empty] | Hylem sheet 0.60 Sq m@ 640/Sq m |  |  | 384
[7 empty] | Add Sundries 1% |  |  | 10
[7 empty] | Total for 10 points |  |  | 6039.9883
[7 empty] | Rate for 1 points |  |  | 603.9988
STAIRCASE LIGHT POINT FOR ADMINISTRATIVE BLOCKS AND COMMUNITY CENTRE (Open wiring)
Wirng with 1.5 sqmm copper PVC insulated unsheathed single core 1.1 KV grade cable with continuous earth by means of 1.5 sqmm copper PVC insulated unsheathed single core 1.1 KV grade cable confirming to IS 694 / 1980 with ISI mark in fully concealed PVC r
[5 empty] | 90 | Rmt | 1.5 sqmm copper PVC insulated unsheathed single core cable | 12.8 | Rmt | 1152
[5 empty] | 30 | Rmt | PVC rigid conduit pipe 19 mm / 20mm heavy duty with ISI mark | 19.5 | Rmt | 585
[5 empty] | 10 | No | 19 mm PVC rigid bends | 3.15 | No | 31.5
[5 empty] | 5 | No | 19 mm PVC rigid tees | 1.3083 | No | 6.5417
[5 empty] | 10 | No | 5 A flush type two way switches ( Staircase switch ) | 20.08 | No | 200.8
[5 empty] | 5 | No | PVC round block | 2.5 | Each | 12.5
[5 empty] | 5 | No | Ceiling rose | 15.75 | No | 78.75
[5 empty] | 0.09 | Sqm | 3 mm thick laminated Hylem sheet | 640 | Sqm | 57.6
[5 empty] | 1 | Bag | Cement | 260 | Bag | 260
[5 empty] | 6 | No | TW switch Box 150X100X65mm | 18.9 | Each | 113.4
[5 empty] | 30 | Rmt | 1.5 sqmm copper PVC insulated unsheathed single core cable for continuous earth connection | 12.8 | Rmt | 384
[7 empty] | Labour charges |  |  | 2229
[7 empty] | Sundries |  |  | 8.9
[7 empty] | Total for 5 points |  |  | 5119.9917 | 4620
[7 empty] | Rate for 1 point |  |  | 1023.9983 | -499.9917
5 AMPS 5 PIN PLUG SOCKET POINT AT CONVENIENT PLACES (OPEN WIRING)
Wirng with 1.5 sqmm copper PVC insulated unsheathed single core 1.1 KV grade cable with continuous earth by means of 1.5 sqmm copper PVC insulated unsheathed single core 1.1 KV grade cable confirming to IS 694 / 1980 with ISI mark in fully concealed PVC r
[5 empty] | 90 | Rmt | 1.5 sqmm copper PVC insulated unsheathed single core cable | 12.8 | 90 Rmt | 1152
[5 empty] | 45 | Rmt | PVC rigid conduit pipe 19 mm / 20mm heavy duty with ISI mark | 19.5 | Rmt | 877.5
[5 empty] | 20 | No | 19 mm PVC rigid bends | 3.15 | Dozen | 63
[5 empty] | 10 | No | 19 mm PVC rigid tees | 1.3083 | Dozen | 13.0833
[5 empty] | 1 | No | MS box 150x 100 x 75 mm | 64 | No | 64
[5 empty] | 0.015 | Sqm | 3 mm thick laminated Hylem sheet | 640 | Sqm | 9.6
[5 empty] | 15 | No | 5 A 5 pin non - inter locking switch and plug ( flush type ) | 35 | No | 525
[5 empty] | 15 | No | MS box 150x 100 x 75 mm | 64 | No | 960
[5 empty] | 0.225 | Sqm | 3 mm thick laminated Hylem sheet | 640 | SQqm | 144
[5 empty] | 1.25 | Bag | Cement | 260 | Bag | 325
[5 empty] | 45 | Sqm | 1.5 sqmm copper PVC insulated unsheathed single core cable for continuous earth connection | 12.8 | 90 Rmt | 576 | 4709.1833
[7 empty] | Labour charges |  |  | 1486 | 47.0918
[7 empty] | Sundries |  |  | 14.8
[7 empty] | Total for 15 points |  |  | 6209.9833
[7 empty] | Rate for 1 point |  |  | 413.9989
Labour charges
[5 empty] | 1 | No | Maistry | 277 | No | 277
[5 empty] | 2 | No | Wiremen Grade - I | 254 | No | 508
[5 empty] | 3 | No | Wiremen Grade - II | 240 | No | 720
[5 empty] | 4 | No | Helper | 181 | No | 724
2229
2 X1.5 Sqmm in fully concealed PVC conduit
Run off mains with 2 wires of 1.5 Sqmm copper PVC insulated unsheathed single core 1.1KV cable wire contuinuous earth by means of 1.5 Sqmm copper PVC insulated unsheathed single core 1.1 KV grade cable in fully concealed 19 mm / 20 mm dia rigid PVC condui
[5 empty] | 180 | Rmt | 1.5 sqmm copper PVC insulated unsheathed single core cable | 12.8 | Rmt | 2304
[5 empty] | 90 | Rmt | PVC rigid conduit pipe 19 mm / 20mm heavy duty with ISI mark | 19.5 | Rmt | 1755
[5 empty] | 1 | gross | MS saddles 19mm | 44.6 | gross | 44.6
[5 empty] | 300 | Nos | TW plugs 38x25x19mm | 325 | 1000Nos | 97.5
[5 empty] | 2 | Gross | Brass screws 38mm | 78.7 | gross | 157.4
[5 empty] | 0.33 | Bag | Cement | 260 | Bag | 85.8
[5 empty] | 90 | Rmt | 1.5 sqmm copper PVC insulated unsheathed single core cable for continuous earth connection | 12.8 | Rmt | 1152
[5 empty] | 2/3 |  | Labour charges | 2229 |  | 1486
7082.3
[7 empty] | Sundries |  |  | 54.3
[7 empty] | Total for 90 Metres |  |  | 7136.6
[7 empty] | Rate for 1 Rmt |  |  | 79.2956
2 X 2.5 Sq mm in fully concealed PVC conduit (open wiring)
Run off mains with 2 wires of 2.5 Sqmm copper PVC insulated unsheathed single core 1.1KV cable wire contuinuous earth by means of 1.5 Sqmm copper PVC insulated unsheathed single core 1.1 KV grade cable in fully concealed 19 mm / 20 mm dia rigid PVC condui
[7 empty] | Total as per Data No. |  |  | 7136.6
[5 empty] | 180 | Rmt | Add 180 mt 2.5 Sqmm copper PVC insulated unsheathed S.C. cable | 19.9 | Rmt | 3582
[5 empty] | 180 | Rmt | Deduct 1.5 Sqmm copper PVC insulated unsheathed S.C. cable | 12.8 | Rmt | 2304
[7 empty] | Sundries |  |  | 45.8
[7 empty] | Total for 90 metres |  |  | 8460.4
[7 empty] | Rate for 1 Rmt |  |  | 94.0044
[6 empty] | 1 | Light point with ceiling rose for flats/ houses |  |  | 1340
[6 empty] | 2 | Light point with bakelite batern type holder for flats/ houses |  |  | 1344
[6 empty] | 3 | POINT WIRING FOR CALLING BELL / BUZZER |  |  | 1372
[6 empty] | 4 | FAN POINT |  |  | 1398
[6 empty] | 5 | STAIRCASE LIGHT POINT |  |  | 2539.73
[6 empty] | 6 | 5 AMPS 5 PIN PLUG SOCKET POINT AT CONVENIENT PLACES |  |  | 932
[6 empty] | 7 | 5 AMPS 5 PIN PLUG SOCKET POINT AT SWITCH BOARD ITSELF |  |  | 688
[6 empty] | 8 | 15 AMPS POWER PLUG |  |  | 129
[6 empty] | 9 | LIGHT POINT WITH CEILING ROSE FOR ADMINISTRATIVE BLOCKS AND COMMUNITY CENTRE |  |  | 2199.73
[6 empty] | 10 | LIGHT POINT WITH BAKELITE BATTERN TYPE HOLDER FOR ADMINISTRATIVE BLOCKS AND COMMUNITY CENTRE |  |  | 2200.73
[6 empty] | 11 | FAN POINT FOR ADMINISTRATIVE BLOCKS AND COMMUNITY CENTRE |  |  | 2258.73
[6 empty] | 12 | STAIRCASE LIGHT POINT FOR ADMINISTRATIVE BLOCKS AND COMMUNITY CENTRE |  |  | 4103.73
[6 empty] | 13 | 2 X1.5 Sqmm in fully concealed PVC conduit |  |  | 172
[6 empty] | 14 | 2 X 2.5 Sq mm in fully concealed PVC conduit |  |  | 187
[6 empty] | 15 | 2 X 4 Sq mm in fully concealed PVC conduit |  |  | 219
[6 empty] | 16 | 4 X 4 Sq mm in fully concealed PVC conduit |  |  | 326
[6 empty] | 17 | WATER TIGHT BULK HEAD FITTING |  |  | 462
[6 empty] | 18 | 16 AMPS DOUBLE POLE MAIN SWITCH ON TEAK WOOD BOARD TOP MES SERVICE CONNECTION / MOTOR PUMP( SINGLE PHASE ) SET |  |  | 815
[6 empty] | 19 | 32 AMPS DOUBLE POLE MAIN SWITCH ON TEAK WOOD BOARD TOP MES SERVICE CONNECTION / MOTOR PUMP( SINGLE PHASE ) SET |  |  | 1238
[6 empty] | 20 | Supply and fixing 4 way 250 volt single phase with neutral link metalic distribution board on suitable Teak wood board etc., all complete including connections. |  |  | 932
[6 empty] | 21 | 16 AMPS TPIC ON TEAK WOOD BOARD FOR 3 PHASE MES SERVICE CONNECTION AND 3 PHASE MOTOR PUMPSETS |  |  | 1590
[6 empty] | 22 | Supplying and fixing of 32 amps triple pole main switch with fuse and neutral link on a suitable well varnished teak wood board including necessary interconnection and earth connection cost of all materials, etc., all complete. |  |  | 2007
[6 empty] | 23 | THREE PHASE DISTRIBUTION BOARD WITH 4 WAY PHASE AND 3 AMPS/WAY FUSE AND NEUTRAL LINK FOR MES SERVICE CONNECTION ( 6 IN 1 BLOCKS ) |  |  | 3250
[6 empty] | 24 | THREE PHASE DISTRIBUTION BOARD WITH 6 WAY PHASE AND 30 AMPS / WAY WITH FUSE AND NEUTRAL LINK ON SUITABLE TW PLANK TOP MES CONNECTION BOARD (FOR 12 IN 1 BLOCKS) |  |  | 4016
[6 empty] | 25 | FIXING OF TUBE LIGHT FITTINGS ON WALL / CEILING |  |  | 250
[6 empty] | 26 | FIXING OF TUBE FITTINGS SUSPENDED FROM CEILING |  |  | 417
[6 empty] | 27 | Charges for assembling and fixing of ceiling fan of different sweep ( to be supplied by the department at free of cost ) with necessary interconnection and fixing of fan regulator on the existing board, etc., all complete. |  |  | 467
[6 empty] | 28 | Supplying and laying of 8 SWG GI wire on walls/below ground level with necessary 'U' nails/ earth work excavation and re- filling etc., including cost of all materials, all complete. |  |  | 21
[6 empty] | 29 | EARTHING STATION AS PER IS/3043. |  |  | 2588
[6 empty] | 30 | Charges for fixing single phase RCCB/ELCB ( to be supplied by the department free of cost ) on suitable well varnished teak wood plank with a necessary inter connection and earth connections using copper cable including cost of all materials, etc., all complete. |  |  | 330
[6 empty] | 31 | Charges for fixing single phase RCCB/ELCB ( to be supplied by the department at free of cost ) on fully concealed suitable MS BOX with a necessary inter connection and earth connections using copper cable including cost of all materials, re- doing the disturbed portion etc., all complete. |  |  | 633
[6 empty] | 32 | Charges for fixing three phase RCCB/ ELCB ( to be supplied by the department to free of cost ) on suitable well varnished teak wood plank on the wall s ( Surface ) with necessary inter connecteion and earth connections using copper cable including cost of all materials, etc., all complete. |  |  | 418
[6 empty] | 33 | Charges for fixing Three phase RCCB/ELCB ( to be supplied by the department at free of cost ) on fully concealed suitable MS BOX with a necessary inter connection and earth connections using copper cable including cost of all materials, re- doing the disturbed portion etc., all complete. |  |  | 647
[6 empty] | 34 | Supplying and delivery of Single phase ELCB/RCCB |  |  | 1492
[6 empty] | 35 | Supplying and delivery of Three phase ELCB/RCCB |  |  | 1840
[6 empty] | 36 | Supplying and fixing 1 No 30 Amps 500 volts grade/well porcelin fuse unit on suitable teak wood plank to be fixed on the top of the pole / EB street poles with necessary clamps and including cost of materials etc., all complete. |  |  | 466
[6 empty] | 37 | Supplying and fixing 3 No 32 Amps 500 volts grade/ well porcelin fuse unit on suitable teak wood plank to be fixed on the top of the pole / EB street poles with necessary clamps and including cost of materials etc., all complete. |  |  | 725
[6 empty] | 38 | Supplying and fixing 1 No of 375 x 300 x 20 m thick TW plank well varnished with 1 No 15 amps 250 volts fuse unit and 1 No of copper earth plate of suitable size bolts and nuta on walls for EB service connections including cost of all materials, etc., all complete. |  |  | 718
[6 empty] | 39 | Supplying and fixing of Single phase ELCB |  |  | 2505
[6 empty] | 40 | Supplying and fixing of Three phase ELCB |  |  | 2870
[6 empty] | 41 | Supplying and fixing 1 No of 450 x 375 x 20 m thick TW plank well varnished with 3 No 30 amps 500 volts fuse unit and 1 No of copper earth plate of suitable size bolts and nuta on walls for EB service connections including cost of all materials, etc., all complete. |  |  | 1170
[6 empty] | 42 | 2 x 4 Sqmm Copper PVC insulated unsheathed single core 1 KV grade cable for EB service single phase. |  |  | 126
[6 empty] | 43 | SUPPLY OF GI PIPES FOR EB SERVICE ( SINGLE PHASE ) |  |  | 130
[6 empty] | 44 | Supply of MS angles 40 x 40 x 6 mm for above data to support the above GI pipe and fixing the GI stay wire service connection wires for above data |  |  | 147.6
[6 empty] | 45 | 4 x 4 Sq mm copper PVC insulated unsheathed single core cable for 3 phase EB service connection |  |  | 221
[6 empty] | 46 | SUPPLY OF GI PIPES FOR EB SERVICE ( THREE PHASE ) |  |  | 165
[6 empty] | 47 | Supply of MS angles 40 x 40 x 6 mm for above data to support the above GI pipe and fixing the GI stay wire service connection wires for above data |  |  | 148
[6 empty] | 48 | Charges for conveying and layind=g of U.G.Cable below ground level including earth work excavation and refilling and providing sand cushion, brick layer protection, etc., all complete for UG cable of sizes 4 to 25 mm and 2'/3/31/2/4 core |  |  | 228.93
[6 empty] | 49 | Charges for conveying and fixing of UG cables of sizes 4 to 25 Sqmm of 2, 3,3.5 and 4 core with necessary MS clamps, brass screws including cost of all materials redoing the dismantled portion, etc., all complete. |  |  | 135
[6 empty] | 50 | Supply and delivery of integral HP sodium/Mercury of aluminium sheet deep drawn, treated, prewired stove enamelled painting and inside brightended and anodised for optimum reflection and die cast aluminium control gear near compartments complete with all accessories like copper wire, round ballast,capacitor, ignitor,connection box etc., and all pre wired upto terminal block porcelin lamp holder and acrylic cover with rubber gas for effective protection from water entry all complete suitable for 150/200 watts HP SV/ MV lamp. |  |  | 2579
[6 empty] | 51 | Street light Fittings (single) |  |  | 2579
[6 empty] | 52 | Charges for fixing Mercury, Sodium Vapour lamp street light fittings ( all types ) in the existing pole with required GI pipes 'B' class and accessories ( Street light fittings alone will be supplied departmentally at free of cost ). |  |  | 2018
[6 empty] | 53 | Supplying and fixing of 2 Nos ( two ) of MS box of size not less than 600 x 225, 16 g with door and lock and key arrangements for obtaining EB service connection for street lights with one box comprising off 1 No 30 Amps 500 V fuse units, 1 No copper earth plate with required brass bolts and nuts with washers on a suitable size TE plank of 20 mm thick for fixing EB meter and other box comprising of 1 No 32 Amps DPIC, 1 No 40 Amps, single pole MCB isolator with connections. MS sheet steel enclousures, for controlling the street lights on suitable size TW plank of 20 mm thick and including necessary bolts and nuts in the TNEB pole with washers and run of 4 wires of 4 Sqmm copper PVC insulated unsheathed single core / cable in 20 mm dia 'B' grade class GI pipes with ISI mark with necessary MS clamp with bolts and nuts with washers from the top of E.B street pole to the MS box and including painting of MS box and GI pipes, inter connections and including cost is all materials and labour, to meet the requirement of TNEB and as directed by the department officers. |  |  | 4685
[6 empty] | 54 | SUPPLYING AND FIXING OF 20MM DIA PVC PIPE FOR TV/TELEPHONE LINE |  |  | 73
[6 empty] | 55 | 25 mm dia PVC pipe Heavy duty with ISI mark |  |  | 81.3
[6 empty] | 56 | TV/Telephone line junction |  |  | 53
[6 empty] | 57 | Supplying and concealing TV/Telephone socket with top pin with suitable TW box fully concealed and covered with 3 mm thick Hylem sheet etc., all complete. |  |  | 76
[6 empty] | 58 | Supply and erection of Tubular lamp, using 65 mm dia GI pipe 'B' class pipe with ISI mark of 6 mt length and 20 mm dia GI pipe 'B' class upto 2 mt with necessary reducer couplings and pipe firmly fixed with MS plate of 45 cm x 45 cm x 6 mm thick at the bottom and MS box with 8" x 6" with locking arrangements fixed with lamp post for providing looping in and loopin out connection to the street light fittings and supply and fixing of 15 Amps fuse unit and 15 Amps copper neautral link plate with brass bolts & nuts including concreting using C.C 1:2:4 using 20 mm HBSJ for 1.2 mt below Ground level and 0.3 mt above Ground level and a diameter of 45 cm with necessary earthing civil loop including labour charges for fixing the street light fittings. Earth work excavation, 2 coats of painting over 1 coat of Anti corrosion painting, welding inter connection using 1.5 sqmm copper cable etc., all complete and as directed by the departmental officers. |  |  | 6505
[6 empty] | 59 | Supply & Fixing of Exhaust fan of 300 mm dia ( 12 ") sweep |  |  | 1919
[6 empty] | 60 | Supply & Fixing of Exhaust fan of 225 mm dia ( 9 ") sweep |  |  | 1768
[6 empty] | 61 | Supply of ceiling fan 1200mm |  |  | 1284
[6 empty] | 62 | Tube light - Box type |  |  | 591.94
[6 empty] | 63 | Tube light - Patty type |  |  | 556.1
OPEN WIRING IN PVC PIPE
[6 empty] | 64 | Light point with ceiling rose for flats/ houses |  |  | 745
[6 empty] | 65 | Light point with bakelite batern type holder for flats/ houses(Open wiring) |  |  | 748
[6 empty] | 66 | POINT WIRING FOR CALLING BELL / BUZZER WITH PUSH SWITCH FOR ALL TYPE OF BUILDING (OPEN WIRING) |  |  | 786
[6 empty] | 67 | Wirng with 1.5 sqmm copper PVC insulated unsheathed single core 1.1 KV grade cable with continuous earth by means of 1.5 sqmm copper PVC insulated unsheathed single core 1.1 KV grade cable confirming to IS 694 / 1980 with ISI mark in PVC rigid conduit pipe heavy duty with ISI mark with suitable size MS box of 16g thick concealed and covered with 3mm thick laminated hylem sheet for FAN POINT FOR ADMINISTRATIVE BLOCKS AND COMMUNITY CENTRE controlled by 5 amps flush type switch including citcuit mains, cost of all materials, specials, etc., all complete,(Open wiring) |  |  | 829
[6 empty] | 68 | STAIRCASE LIGHT POINT FOR ADMINISTRATIVE BLOCKS AND COMMUNITY CENTRE (Open wiring) |  |  | 1760
[6 empty] | 69 | 5 AMPS 5 PIN PLUG SOCKET POINT AT CONVENIENT PLACES (OPEN WIRING) |  |  | 572
[6 empty] | 70 | 2 X1.5 Sqmm in fully concealed PVC conduit |  |  | 106
[7 empty] | 2 X 2.5 Sq mm in fully concealed PVC conduit (open wiring) |  |  | 121

## Water supply Data (hidden)
WATER SUPPLY
-
| * | LABOUR CHARGE FOR LAYING |  |  |  |  | * | LABOUR CHARGE FOR LAYING |  |  |  |  | * | LABOUR CHARGE FOR LAYING |  |  |  |  | * | LABOUR CHARGE FOR LAYING
|  | JOINTING GI PIPE AND SPECIALS | [5 empty] | JOINTING GI PIPE AND SPECIALS | [5 empty] | JOINTING P.V.C PIPE AND SPECIALS | [5 empty] | JOINTING P.V.C PIPE AND SPECIALS
|  | BELOW G.L | [5 empty] | ABOVE G.L | [5 empty] | BELOW G.L | [5 empty] | ABOVE G.L
|  | - | [5 empty] | - | [11 empty] | -
| A | 15mm DIA GI PIPE BELOW G.L |  |  |  |  | A | 15mm DIA G.I PIPE ABOVE G.L | [5 empty] | 25mm DIA PVC PIPE BELOW G.L
|  | - | [5 empty] | - | [11 empty] | ABOVE G.L |  |  | 25mm
8.1 | CUM | E.W EXCLUDING REFILLING | 139.92 | CUM | 1133.352 | [6 empty] | 8.1 | CUM | E.W EXCLUDING REFILLING | 139.92 | CUM | 1133.352
8.1 | CUM | REFILLING CHARGE | 24.42 | CUM | 197.802 | 30 | RMT | LAYING JOINTING INCLUDING | 10.99 | RMT | 329.7 | 8.1 | CUM | REFILLING CHARGE | 24.42 | CUM | 197.802 | 30 | RMT | LAYING JOINTING INCLUDING | 6.45 | RMT | 193.5
30 | RMT | CONVEYING,LOWERING ANDLAYING | 10.99 | RMT | 329.7 |  |  | ALIGNING |  |  |  | 30 | RMT | CONVEYING,LOWERING ANDLAYING | 6.45 | RMT | 193.5 |  |  | ALIGNING
|  | TO PROPER GRADEAND |  |  |  | 8 | NO. | CUTTING CHARGES | 5.4 | NO. | 43.2 |  |  | TO PROPER GRADE AND |  |  |  | 8 | NO. | CUTTING CHARGES | 5.4 | NO. | 43.2
|  | ALIGNMENT,JOINTING |  |  |  | 8 | NO. | THREADING CHARGES | 7.6 | NO. | 60.8 |  |  | ALIGNMENT,JOINTING |  |  |  | 8 | NO. | THREADING CHARGES | 7.8 | NO. | 62.4
|  | ETC BUT EXCLUDING COST OF |  |  |  | 3 | NO. | STONE CUTTER II | 443.3 | NO. | 1329.9 |  |  | ETC BUT EXCLUDING COST OF |  |  |  | 3 | NO. | STONE CUTTER II | 443.3 | NO. | 1329.9
|  | JOINTING MATERIALS. |  |  |  | 1 | NO. | MADON I | 623.7 | NO. | 623.7 |  |  | JOINTING MATERIALS. |  |  |  | 1 | NO. | MASAN I | 623.7 | NO. | 623.7
[6 empty] | 2 | NO. | MAZDOOR I | 390.5 | NO. | 781 | [6 empty] | 2 | NO. | MAZDOOR I | 390.5 | NO. | 781
8 | NO | CUTTING CHARGES | 5.4 | NO | 43.2 | 1 | NO. | MAZDOOR II | 352 | NO. | 352 | 8 | NO | CUTTING CHARGES | 5.4 | NO | 43.2 | 1 | NO. | MAZDOOR II | 352 | NO. | 352
8 | NO | THREADING CHARGES | 7.6 | NO | 60.8 | 0 | L.S | COST OF CLAMPS PLUGS PAINTING |  | L.S | 12.1 | 8 | NO | THREADING CHARGES | 7.8 | NO | 62.4 |  | L.S | COST OF CLAMPS PLUGS |  | L.S | 5
1 | L.S | COST OF JOINTING MATERIALS | 12.1 | L.S | 12.1 |  |  | REDOING WORKS ETC |  |  |  | 1 | L.S | COST OF JOINTING MATERIALS | 4 | L.S | 4 |  |  | JOINTING MATERIALS ETC
1 | L.S | SUNDRIES | #REF! | L.S | #REF! |  | L.S | SUNDRIES |  | L.S | 0 |  | L.S | SUNDRIES |  | L.S | 0 |  | L.S | SUNDRIES |  | L.S | 0
|  | TOTAL FOR 30M |  |  | #REF! |  |  | TOTAL FOR 30 M |  |  | 3532.4 |  |  | TOTAL FOR 30M |  | #REF! | 1634.254 |  |  | TOTAL FOR 30 M |  |  | 3390.7
|  | RATE PER RMT |  |  | #REF! |  |  | RATE PER RMT |  |  | 117.7467 |  |  | RATE PER RMT |  | #REF! | 54.4751 |  |  | RATE PER RMT |  |  | 113.0233
| B | 20mm DIA GI PIPE BELOW G.L |  |  |  |  | B | 20mm DIA G.I PIPE ABOVE G.L | [5 empty] | 32mm DIA PVC PIPE BELOW G.L
8.1 | CUM | E.W EXCLUDING REFILLING | 139.92 | CUM | 1133.352 | 30 | RMT | LAYING JOINTING INCLUDING | 10.99 | RMT | 329.7 | 8.1 | CUM | E.W EXCLUDING REFILLING | 139.92 | CUM | 1133.352
8.1 | CUM | REFILLING CHARGE | 24.42 | CUM | 197.802 |  |  | ALIGNING |  |  | 0 | 8.1 | CUM | REFILLING CHARGE | 24.42 | CUM | 197.802
30 | RMT | CONVEYING,LOWERING ANDLAYING | 10.99 | RMT | 329.7 | 8 | NO. | CUTTING CHARGES | 5.4 | NO. | 43.2 | 30 | RMT | CONVEYING,LOWERING ANDLAYING | 6.45 | RMT | 193.5
|  | TO PROPER GRADEAND |  |  |  | 8 | NO. | THREADING CHARGES | 7.8 | NO. | 62.4 |  |  | TO PROPER GRADE AND
|  | ALIGNMENT,JOINTING |  |  |  | 3 | NO. | STONE CUTTER II | 443.3 | NO. | 1329.9 |  |  | ALIGNMENT,JOINTING
|  | ETC BUT EXCLUDING COST OF |  |  |  | 1 | NO. | MADON I | 623.7 | NO. | 623.7 |  |  | ETC BUT EXCLUDING COST OF
|  | JOINTING MATERIALS. |  |  |  | 2 | NO. | MAZDOOR I | 390.5 | NO. | 781 |  |  | JOINTING MATERIALS.
8 | NO | CUTTING CHARGES | 5.4 | NO | 43.2 | 1 | NO. | MAZDOOR II | 352 | NO. | 352 | 8 | NO | CUTTING CHARGES | 6.5 | NO | 52
8 | NO | THREADING CHARGES | 7.8 | NO | 62.4 |  | L.S | COST OF CLAMPS PLUGS PAINTING |  | L.S | 12.1 | 8 | NO | THREADING CHARGES | 16 | NO | 128
1 | L.S | COST OF JOINTING MATERIALS | 12.1 | L.S | 12.1 |  |  | REDOING WORKS ETC |  |  |  | 1 | L.S | COST OF JOINTING MATERIALS | 12.1 | L.S | 12.1
1 | L.S | SUNDRIES | #REF! | L.S | #REF! |  | L.S | SUNDRIES |  | L.S | 0 |  | L.S | SUNDRIES | 0 | L.S | 0
|  | TOTAL FOR 30M |  |  | #REF! |  |  | TOTAL FOR 30 M |  |  | 3534 |  |  | TOTAL FOR 30M |  |  | 1716.754
-
|  | RATE PER RMT |  |  | #REF! |  |  | RATE PER RMT |  |  | 117.8 |  |  | RATE PER RMT |  |  | 57.2251
-
| C | 25mm DIA GI PIPE BELOW G.L |  |  |  |  | C | 25mm DIA G.I PIPE ABOVE G.L | [5 empty] | 40mm DIA PVC PIPE BELOW G.L | [5 empty] | ABOVE G.L |  |  | 40mm
8.1 | CUM | E.W EXCLUDING REFILLING | 139.92 | CUM | 1133.352 | 30 | RMT | LAYING JOINTING INCLUDING | 10.99 | RMT | 329.7 | 8.1 | CUM | E.W EXCLUDING REFILLING | 139.92 | CUM | 1133.352 | 30 | RMT | LAYING JOINTING INCLUDING | 6.45 | RMT | 193.5
8.1 | CUM | REFILLING CHARGE | 24.42 | CUM | 197.802 |  |  | ALIGNING |  |  |  | 8.1 | CUM | REFILLING CHARGE | 24.42 | CUM | 197.802 |  |  | ALIGNING
30 | RMT | CONVEYING,LOWERING ANDLAYING | 10.99 | RMT | 329.7 | 8 | NO. | CUTTING CHARGES | 6.5 | NO. | 52 | 30 | CUM | CONVEYING,LOWERING ANDLAYING | 6.45 | RMT | 193.5 | 8 | NO. | CUTTING CHARGES | 7.8 | NO. | 62.4
|  | TO PROPER GRADEAND |  |  |  | 8 | NO. | THREADING CHARGES | 16 | NO. | 128 |  |  | TO PROPER GRADE AND |  |  |  | 8 | NO. | THREADING CHARGES | 21.6 | NO. | 172.8
|  | ALIGNMENT,JOINTING |  |  |  | 3 | NO. | STONE CUTTER II | 443.3 | NO. | 1329.9 |  |  | ALIGNMENT,JOINTING |  |  |  | 3 | NO. | STONE CUTTER II | 443.3 | NO. | 1329.9
|  | ETC BUT EXCLUDING COST OF |  |  |  | 1 | NO. | MADON I | 623.7 | NO. | 623.7 |  |  | ETC BUT EXCLUDING COST OF |  |  |  | 1 | NO. | MASAN I | 623.7 | NO. | 623.7
|  | JOINTING MATERIALS. |  |  |  | 2 | NO. | MAZDOOR I | 390.5 | NO. | 781 |  |  | JOINTING MATERIALS. |  |  |  | 2 | NO. | MAZDOOR I | 390.5 | NO. | 781
8 | NO | CUTTING CHARGES | 6.5 | NO | 52 | 1 | NO. | MAZDOOR II | 352 | NO. | 352 | 8 | NO | CUTTING CHARGES | 7.8 | NO | 62.4 | 1 | NO. | MAZDOOR II | 352 | NO. | 352
8 | NO | THREADING CHARGES | 16 | NO | 128 |  | L.S | COST OF CLAMPS PLUGS PAINTING |  | L.S | 12.1 | 8 | NO | THREADING CHARGES | 21.6 | NO | 172.8 |  | L.S | COST OF CLAMPS PLUGS |  | L.S | 5
1 | L.S | COST OF JOINTING MATERIALS | 12.1 | L.S | 12.1 |  |  | REDOING WORKS ETC |  |  |  | 1 | L.S | COST OF JOINTING MATERIALS | 12.1 | L.S | 12.1 |  |  | JOINTING MATERIALS ETC
1 | L.S | SUNDRIES | #REF! | L.S | #REF! |  | L.S | SUNDRIES |  | L.S | 0 |  | L.S | SUNDRIES |  | L.S | 0 |  | L.S | SUNDRIES |  | L.S | 0
|  | TOTAL FOR 30M |  |  | #REF! |  |  | TOTAL FOR 30 M |  |  | 3608.4 |  |  | TOTAL FOR 30M |  |  | 1771.954 |  |  | TOTAL FOR 30 M |  |  | 3520.3
|  | RATE PER RMT |  |  | #REF! |  |  | RATE PER RMT |  |  | 120.28 |  |  | RATE PER RMT |  |  | 59.0651 |  |  | RATE PER RMT |  |  | 117.3433
-
| D | 32mm DIA G.I PIPE BELOW G.L |  |  |  |  | D | 32mm DIA G.I PIPE ABOVE G.L | [5 empty] | 50mm DIA PVC PIPE BELOW G.L | [5 empty] | ABOVE G.L |  |  | 50mm
8.1 | CUM | E.W EXCLUDING REFILLING | 139.92 | CUM | 1133.352 | 30 | RMT | LAYING JOINTING INCLUDING | 10.99 | RMT | 329.7 | 8.1 | CUM | E.W EXCLUDING REFILLING | 139.92 | CUM | 1133.352 | 30 | RMT | LAYING JOINTING INCLUDING | 10.92 | RMT | 327.6
8.1 | CUM | REFILLING CHARGE | 24.42 | CUM | 197.802 |  |  | ALIGNING |  |  | 0 | 8.1 | CUM | REFILLING CHARGE | 24.42 | CUM | 197.802 |  |  | ALIGNING
30 | RMT | CONVEYING,LOWERING ANDLAYING | 10.99 | RMT | 329.7 | 8 | NO. | CUTTING CHARGES | 7.8 | NO. | 62.4 | 30 | CUM | CONVEYING,LOWERING ANDLAYING | 10.92 | RMT | 327.6 | 8 | NO. | CUTTING CHARGES | 10.5 | NO. | 84
|  | TO PROPER GRADEAND |  |  |  | 8 | NO. | THREADING CHARGES | 21.6 | NO. | 172.8 |  |  | TO PROPER GRADE AND |  |  |  | 8 | NO. | THREADING CHARGES | 24.3 | NO. | 194.4
|  | ALIGNMENT,JOINTING |  |  |  | 3 | NO. | STONE CUTTER II | 443.3 | NO. | 1329.9 |  |  | ALIGNMENT,JOINTING |  |  |  | 3 | NO. | STONE CUTTER II | 443.3 | NO. | 1329.9
|  | ETC BUT EXCLUDING COST OF |  |  |  | 1 | NO. | MADON I | 623.7 | NO. | 623.7 |  |  | ETC BUT EXCLUDING COST OF |  |  |  | 1 | NO. | MASAN I | 623.7 | NO. | 623.7
|  | JOINTING MATERIALS. |  |  |  | 2 | NO. | MAZDOOR I | 390.5 | NO. | 781 |  |  | JOINTING MATERIALS. |  |  |  | 2 | NO. | MAZDOOR I | 390.5 | NO. | 781
8 | NO | CUTTING CHARGES | 7.8 | NO | 62.4 | 1 | NO. | MAZDOOR II | 352 | NO. | 352 | 8 | NO | CUTTING CHARGES | 10.5 | NO | 84 | 1 | NO. | MAZDOOR II | 352 | NO. | 352
8 | NO | THREADING CHARGES | 21.6 | NO | 172.8 |  | L.S | COST OF CLAMPS PLUGS PAINTING |  | L.S | 12.1 | 8 | NO | THREADING CHARGES | 24.3 | NO | 194.4 |  | L.S | COST OF CLAMPS PLUGS |  | L.S | 5
1 | L.S | COST OF JOINTING MATERIALS | 12.1 | L.S | 12.1 |  |  | REDOING WORKS ETC |  |  |  | 1 | L.S | COST OF JOINTING MATERIALS | 12.1 | L.S | 12.1 |  |  | JOINTING MATERIALS ETC
1 | L.S | SUNDRIES | 0 | L.S | 0 |  | L.S | SUNDRIES |  | L.S | 0 |  | L.S | SUNDRIES |  | L.S | 0 |  | L.S | SUNDRIES |  | L.S | 0
|  | TOTAL FOR 30M |  |  | 1908.154 |  |  | TOTAL FOR 30 M |  |  | 3663.6 |  |  | TOTAL FOR 30M |  |  | 1949.254 |  |  | TOTAL FOR 30 M |  |  | 3697.6
|  | RATE PER RMT |  |  | 63.6051 |  |  | RATE PER RMT |  |  | 122.12 |  |  | RATE PER RMT |  |  | 64.9751 |  |  | RATE PER RMT |  |  | 123.2533
-
| E | 40mm DIA G.I PIPE BELOW G.L |  |  |  |  | E | 40mm DIA G.I PIPE ABOVE G.L
8.1 | CUM | E.W EXCLUDING REFILLING | 139.92 | CUM | 1133.352 | 30 | RMT | LAYING JOINTING INCLUDING | 10.99 | RMT | 329.7
8.1 | CUM | REFILLING CHARGE | 24.42 | CUM | 197.802 |  |  | ALIGNING |  |  | 0
30 | RMT | CONVEYING,LOWERING ANDLAYING | 10.99 | RMT | 329.7 | 8 | NO. | CUTTING CHARGES | 10.5 | NO. | 84
|  | TO PROPER GRADEAND |  |  |  | 8 | NO. | THREADING CHARGES | 24.3 | NO. | 194.4
|  | ALIGNMENT,JOINTING |  |  |  | 3 | NO. | STONE CUTTER II | 443.3 | NO. | 1329.9
|  | ETC BUT EXCLUDING COST OF |  |  |  | 1 | NO. | MADON I | 623.7 | NO. | 623.7
|  | JOINTING MATERIALS. |  |  |  | 2 | NO. | MAZDOOR I | 390.5 | NO. | 781
8 | NO | CUTTING CHARGES | 10.5 | NO | 84 | 1 | NO. | MAZDOOR II | 352 | NO. | 352
8 | NO | THREADING CHARGES | 24.3 | NO | 194.4 |  | L.S | COST OF CLAMPS PLUGS PAINTING |  | L.S | 12.1
1 | L.S | COST OF JOINTING MATERIALS | 12.1 | L.S | 12.1 |  |  | REDOING WORKS ETC
1 | L.S | SUNDRIES | 0 | L.S | 0 |  | L.S | SUNDRIES |  | L.S | 0
|  | TOTAL FOR 30M |  |  | 1951.354 |  |  | TOTAL FOR 30 M |  |  | 3706.8
|  | RATE PER RMT |  |  | 65.0451 |  |  | RATE PER RMT |  |  | 123.56
| F | 50mm DIA G.I PIPE BELOW G.L |  |  |  |  | F | 50mm DIA G.I PIPE ABOVE G.L
8.1 | CUM | E.W EXCLUDING REFILLING | 139.92 | CUM | 1133.352 | 30 | RMT | LAYING JOINTING INCLUDING | 10.99 | RMT | 329.7
8.1 | CUM | REFILLING CHARGE | 24.42 | CUM | 197.802 |  |  | ALIGNING |  |  | 0
30 | RMT | CONVEYING,LOWERING ANDLAYING | 10.99 | RMT | 329.7 | 8 | NO. | CUTTING CHARGES | 13.4 | NO. | 107.2
|  | TO PROPER GRADEAND |  |  |  | 8 | NO. | THREADING CHARGES | 27 | NO. | 216
|  | ALIGNMENT,JOINTING |  |  |  | 3 | NO. | STONE CUTTER II | 443.3 | NO. | 1329.9
|  | ETC BUT EXCLUDING COST OF |  |  |  | 1 | NO. | MADON I | 623.7 | NO. | 623.7
|  | JOINTING MATERIALS. |  |  |  | 2 | NO. | MAZDOOR I | 390.5 | NO. | 781
8 | NO | CUTTING CHARGES | 13.4 | NO | 107.2 | 1 | NO. | MAZDOOR II | 352 | NO. | 352
8 | NO | THREADING CHARGES | 27 | NO | 216 |  | L.S | COST OF CLAMPS PLUGS PAINTING |  | L.S | 12.1
1 | L.S | COST OF JOINTING MATERIALS | 12.1 | L.S | 12.1 |  |  | REDOING WORKS ETC
1 | L.S | SUNDRIES | 0 | L.S | 0 |  | L.S | SUNDRIES |  | L.S | 0
|  | TOTAL FOR 30M |  |  | 1996.154 |  |  | TOTAL FOR 30 M |  |  | 3751.6
|  | RATE PER RMT |  |  | 66.5385 |  |  | RATE PER RMT |  |  | 125.0533

## Sheet2 (hidden)
33. | * | PLASTERING C.M(1:5) 12mmTHICK |  |  |  | 34. | * | PLASTERING C.M(1:4) 12mmTHICK
|  | - | [5 empty] | -
0.14 | CUM | CEMENT MORTAR(1:5) | 2532.4 | CUM | 354.54 | 0.14 | CUM | CEMENT MORTAR(1:4) | 2946.4 | CUM | 412.5
1.1 | NO. | MASON I | 652 | NO. | 717.2 | 1.1 | NO. | MASON I | 652 | NO. | 717.2
0.5 | NO. | MAZDOOR I | 426 | NO. | 213 | 0.5 | NO. | MAZDOOR I | 426 | NO. | 213
1.1 | NO. | MAZDOOR II | 368 | NO. | 404.8 | 1.1 | NO. | MAZDOOR II | 368 | NO. | 404.8
| L.S | SUNDRIES |  | L.S | 0 |  | L.S | SUNDRIES |  | L.S | 0
-
|  | TOTAL FOR 10 SQM |  |  | 1689.54 |  |  | TOTAL FOR 10 SQM |  |  | -
|  | RATE PER SQM |  |  | 168.95 |  |  | RATE PER SQM |  |  | -
174.75
| * | CEMENT MORTAR(1:5) |  |  |  |  | * | CEMENT MORTAR(1:4)
|  | - |  |  |  | 0.36 | M.T | CEMENT | 5750 | M.T | 2070
0.288 | M.T | CEMENT | 5750 | M.T | 1656 | 1 | CUM | SAND | 800.7 | CUM | 800.7
1 | CUM | SAND | 800.7 | CUM | 800.7 | 1 | CUM | MIXING OF MORTAR | 75.7 | CUM | 75.7
1 | CUM | MIXING OF MORTAR | 75.7 | CUM | 75.7 |  | L.S | SUNDRIES |  | L.S | 0
| L.S | SUNDRIES |  | L.S | 0 | [5 empty] | -
[5 empty] | - |  |  | TOTAL FOR 1 CUM |  |  | 2946.4
|  | TOTAL FOR 1 CUM |  |  | 2532.4 | [5 empty] | -
|  | Material requirement | [5 empty] | Material requirement
| Sand | 0.01 m3 |  |  |  |  | Sand | 0.01 m3
| Cement | 4.03 Kg |  |  |  |  | Cement | 5.04Kg
| Mason - I | 0.11 Nos |  |  |  |  | Mason - I | 0.11 Nos
| Mazdoor-I | 0.05 Nos |  |  |  |  | Mazdoor-I | 0.05 Nos
| Mazdoor-II | 0.11 Nos |  |  |  |  | Mazdoor-II | 0.11 Nos

## Data water (hidden)
TAMILNADU POLICE HOUSING CORPORATION LIMITED
TRICHY DIVISION
#REF!
PVC Pipe Below Ground Level
1 | Rmt | 15 mm PVC Pipe 10 KG/CM2 | 14.6 | Rmt | 14.6
PWD SR 19-20 P 99
1 | Rmt | Earth work | 115.13 | Rmt | 115.13
TWAD SR 2019-20
1 | Rmt | Refilling | 16.04 | Rmt | 16.04
TWAD SR 2019-20
1 | Rmt | Lowering | 8.1 | Rmt | 8.1
TWAD SR 2019-20
|  | Add % |  |  | 0
153.87
1 | Rmt | 20 mm PVC Pipe 10 KG/CM2 | 21.6 | Rmt | 21.6
PWD SR 19-20 P 99
1 | Rmt | Earth work | 115.13 | Rmt | 115.13
TWAD SR 2019-20
1 | Rmt | Refilling | 16.04 | Rmt | 16.04
TWAD SR 2019-20
1 | Rmt | Lowering | 8.1 | Rmt | 8.1
TWAD SR 2019-20
|  | Add % |  |  | 0
160.87
1 | Rmt | 25 mm PVC Pipe 10 KG/CM2 | 36.8 | Rmt | 36.8
PWD SR 19-20 P 99
1 | Rmt | Earth work | 115.13 | Rmt | 115.13
TWAD SR 2019-20
1 | Rmt | Refilling | 16.04 | Rmt | 16.04
TWAD SR 2019-20
1 | Rmt | Lowering | 8.1 | Rmt | 8.1
TWAD SR 2019-20
|  | Add % |  |  | 0
176.07
1 | Rmt | 32 mm PVC Pipe 10 KG/CM2 | 55.1 | Rmt | 55.1
PWD SR 19-20 P 99
1 | Rmt | Earth work | 115.13 | Rmt | 115.13
TWAD SR 2019-20
1 | Rmt | Refilling | 16.04 | Rmt | 16.04
TWAD SR 2019-20
1 | Rmt | Lowering | 8.1 | Rmt | 8.1
TWAD SR 2019-20
|  | Add % |  |  | 0
194.37
1 | Rmt | 40 mm PVC Pipe 10 KG/CM2 | 86.3 | Rmt | 86.3
PWD SR 19-20 P 99
1 | Rmt | Earth work | 115.13 | Rmt | 115.13
TWAD SR 2019-20
1 | Rmt | Refilling | 16.04 | Rmt | 16.04
TWAD SR 2019-20
1 | Rmt | Lowering | 8.1 | Rmt | 8.1
TWAD SR 2019-20
|  | Add % |  |  | 0
225.57
1 | Rmt | 50 mm PVC Pipe 10 KG/CM2 | 129 | Rmt | 129
PWD SR 19-20 P 99
1 | Rmt | Earth work | 115.13 | Rmt | 115.13
TWAD SR 2019-20
1 | Rmt | Refilling | 16.01 | Rmt | 16.01
TWAD SR 2019-20
1 | Rmt | Lowering | 13.51 | Rmt | 13.51
TWAD SR 2019-20
|  | Add % |  |  | 0
273.65
1 | Rmt | 63 mm PVC Pipe 6 KG/CM2 | 116.8 | Rmt | 116.8
PWD SR 19-20 P 99
1 | Rmt | Earth work | 115.13 | Rmt | 115.13
TWAD SR 2019-20
1 | Rmt | Refilling | 15.99 | Rmt | 15.99
TWAD SR 2019-20
1 | Rmt | Lowering | 13.51 | Rmt | 13.51
TWAD SR 2019-20
|  | Add % |  |  | 0
261.43
1 | Rmt | 75 mm PVC Pipe 6 KG/CM2 | 166.3 | Rmt | 166.3
PWD SR 19-20 P 99
1 | Rmt | Earth work | 115.13 | Rmt | 115.13
TWAD SR 2019-20
1 | Rmt | Refilling | 15.96 | Rmt | 15.96
TWAD SR 2019-20
1 | Rmt | Lowering | 13.51 | Rmt | 13.51
TWAD SR 2019-20
|  | Add % |  |  | 0
310.9
1 | Rmt | 90 mm PVC Pipe 6 KG/CM2 | 197.6 | Rmt | 197.6
PWD SR 19-20 P 99
1 | Rmt | Earth work | 115.13 | Rmt | 115.13
TWAD SR 2019-20
1 | Rmt | Refilling | 15.91 | Rmt | 15.91
TWAD SR 2019-20
1 | Rmt | Lowering | 13.64 | Rmt | 13.64
TWAD SR 2019-20
|  | Add % |  |  | 0
342.28
1 | Rmt | 110 mm PVC Pipe 6 KG/CM2 | 259.3 | Rmt | 259.3
PWD SR 19-20 P 99
1 | Rmt | Earth work | 115.13 | Rmt | 115.13
TWAD SR 2019-20
1 | Rmt | Refilling | 15.84 | Rmt | 15.84
TWAD SR 2019-20
1 | Rmt | Lowering | 13.64 | Rmt | 13.64
TWAD SR 2019-20
|  | Add % |  |  | 0
403.91
1 | Rmt | 160 mm PVC Pipe 6 KG/CM2 | 506 | Rmt | 506
PWD SR 19-20 P 99
1 | Rmt | Earth work | 115.13 | Rmt | 115.13
TWAD SR 2019-20
1 | Rmt | Refilling | 15.56 | Rmt | 15.56
TWAD SR 2019-20
1 | Rmt | Lowering | 19.1 | Rmt | 19.1
TWAD SR 2019-20
|  | Add % |  |  | 0
655.79
PVC Pipe Above Ground Level
1 | Rmt | 15 mm PVC Pipe 10 KG/CM2 | 14.6 | Rmt | 14.6
PWD SR 19-20 P 99
1 | Rmt | Lowering | 8.1 | Rmt | 8.1
TWAD SR 2019-20
|  | Add % |  |  | 0
22.7
1 | Rmt | 20 mm PVC Pipe 10 KG/CM2 | 21.6 | Rmt | 21.6
PWD SR 19-20 P 99
1 | Rmt | Lowering | 8.1 | Rmt | 8.1
TWAD SR 2019-20
|  | Add % |  |  | 0
29.7
1 | Rmt | 25 mm PVC Pipe 10 KG/CM2 | 36.8 | Rmt | 36.8
PWD SR 19-20 P 99
1 | Rmt | Lowering | 8.1 | Rmt | 8.1
TWAD SR 2019-20
|  | Add % |  |  | 0
44.9
1 | Rmt | 32 mm PVC Pipe 10 KG/CM2 | 55.1 | Rmt | 55.1
PWD SR 19-20 P 99
1 | Rmt | Lowering | 8.1 | Rmt | 8.1
TWAD SR 2019-20
|  | Add % |  |  | 0
63.2
1 | Rmt | 40 mm PVC Pipe 10 KG/CM2 | 86.3 | Rmt | 86.3
PWD SR 19-20 P 99
1 | Rmt | Lowering | 8.1 | Rmt | 8.1
TWAD SR 2019-20
|  | Add % |  |  | 0
94.4
1 | Rmt | 50 mm PVC Pipe 10 KG/CM2 | 129 | Rmt | 129
PWD SR 19-20 P 99
1 | Rmt | Lowering | 13.51 | Rmt | 13.51
TWAD SR 2019-20
|  | Add % |  |  | 0
142.51
1 | Rmt | 63 mm PVC Pipe 6 KG/CM2 | 116.8 | Rmt | 116.8
PWD SR 19-20 P 99
1 | Rmt | Lowering | 13.51 | Rmt | 13.51
TWAD SR 2019-20
|  | Add % |  |  | 0
130.31
1 | Rmt | 75 mm PVC Pipe 6 KG/CM2 | 166.3 | Rmt | 166.3
PWD SR 19-20 P 99
1 | Rmt | Lowering | 13.51 | Rmt | 13.51
TWAD SR 2019-20
|  | Add % |  |  | 0
179.81
1 | Rmt | 90 mm PVC Pipe 10 KG/CM2 | 197.6 | Rmt | 197.6
PWD SR 19-20 P 99
1 | Rmt | Lowering | 13.64 | Rmt | 13.64
TWAD SR 2019-20
|  | Add % |  |  | 0
211.24
1 | Rmt | 110 mm PVC Pipe 10 KG/CM2 | 259.3 | Rmt | 259.3
PWD SR 19-20 P 99
1 | Rmt | Lowering | 13.64 | Rmt | 13.64
TWAD SR 2019-20
|  | Add % |  |  | 0
272.94
1 | Rmt | 160 mm PVC Pipe 10 KG/CM2 | 506 | Rmt | 506
PWD SR 19-20 P 99
1 | Rmt | Lowering | 19.1 | Rmt | 19.1
TWAD SR 2019-20
|  | Add % |  |  | 0
525.1
UPVC (Schedule-40) Below Ground Level
1 | Rmt | 15 mm UPVC (Schedule-40) | 36.3 | Rmt | 36.3
PWD SR 19-20 P 99
1 | Rmt | Earth work | 115.13 | Rmt | 115.13
TWAD SR 2019-20
1 | Rmt | Refilling | 16.04 | Rmt | 16.04
TWAD SR 2019-20
1 | Rmt | Lowering | 8.1 | Rmt | 8.1
TWAD SR 2019-20
|  | Add % |  |  | 0
175.57
1 | Rmt | 20 mm UPVC (Schedule-40) | 52.1 | Rmt | 52.1
PWD SR 19-20 P 99
1 | Rmt | Earth work | 115.13 | Rmt | 115.13
TWAD SR 2019-20
1 | Rmt | Refilling | 16.04 | Rmt | 16.04
TWAD SR 2019-20
1 | Rmt | Lowering | 8.1 | Rmt | 8.1
TWAD SR 2019-20
|  | Add % |  |  | 0
191.37
1 | Rmt | 25 mm UPVC (Schedule-40) | 75.6 | Rmt | 75.6
PWD SR 19-20 P 99
1 | Rmt | Earth work | 115.13 | Rmt | 115.13
TWAD SR 2019-20
1 | Rmt | Refilling | 16.04 | Rmt | 16.04
TWAD SR 2019-20
1 | Rmt | Lowering | 8.1 | Rmt | 8.1
TWAD SR 2019-20
|  | Add % |  |  | 0
214.87
1 | Rmt | 32 mm UPVC (Schedule-40) | 102.5 | Rmt | 102.5
PWD SR 19-20 P 99
1 | Rmt | Earth work | 115.13 | Rmt | 115.13
TWAD SR 2019-20
1 | Rmt | Refilling | 16.04 | Rmt | 16.04
TWAD SR 2019-20
1 | Rmt | Lowering | 8.1 | Rmt | 8.1
TWAD SR 2019-20
|  | Add % |  |  | 0
241.77
1 | Rmt | 40 mm UPVC (Schedule-40) | 113.8 | Rmt | 113.8
PWD SR 19-20 P 99
1 | Rmt | Earth work | 115.13 | Rmt | 115.13
TWAD SR 2019-20
1 | Rmt | Refilling | 16.04 | Rmt | 16.04
TWAD SR 2019-20
1 | Rmt | Lowering | 8.1 | Rmt | 8.1
TWAD SR 2019-20
|  | Add % |  |  | 0
253.07
1 | Rmt | 50 mm UPVC (Schedule-40) | 156.7 | Rmt | 156.7
PWD SR 19-20 P 99
1 | Rmt | Earth work | 115.13 | Rmt | 115.13
TWAD SR 2019-20
1 | Rmt | Refilling | 16.01 | Rmt | 16.01
TWAD SR 2019-20
1 | Rmt | Lowering | 13.51 | Rmt | 13.51
TWAD SR 2019-20
|  | Add % |  |  | 0
301.35
1 | Rmt | 65 mm UPVC Pipe 6 KG/CM2 | 233 | Rmt | 233
PWD SR 19-20 P 99
1 | Rmt | Earth work | 115.13 | Rmt | 115.13
TWAD SR 2019-20
1 | Rmt | Refilling | 15.99 | Rmt | 15.99
TWAD SR 2019-20
1 | Rmt | Lowering | 13.51 | Rmt | 13.51
TWAD SR 2019-20
|  | Add % |  |  | 0
377.63
1 | Rmt | 80 mm UPVC Pipe 6 KG/CM2 | 298 | Rmt | 298
PWD SR 19-20 P 99
1 | Rmt | Earth work | 115.13 | Rmt | 115.13
TWAD SR 2019-20
1 | Rmt | Refilling | 15.96 | Rmt | 15.96
TWAD SR 2019-20
1 | Rmt | Lowering | 13.51 | Rmt | 13.51
TWAD SR 2019-20
|  | Add % |  |  | 0
442.6
1 | Rmt | 100 mm UPVC (Schedule-40) | 391 | Rmt | 391
PWD SR 19-20 P 99
1 | Rmt | Earth work | 115.13 | Rmt | 115.13
TWAD SR 2019-20
1 | Rmt | Refilling | 15.91 | Rmt | 15.91
TWAD SR 2019-20
1 | Rmt | Lowering | 13.64 | Rmt | 13.64
TWAD SR 2019-20
|  | Add % |  |  | 0
535.68
1 | Rmt | 160 mm UPVC (Schedule-40) | 653 | Rmt | 653
PWD SR 19-20 P 99
1 | Rmt | Earth work | 115.13 | Rmt | 115.13
TWAD SR 2019-20
1 | Rmt | Refilling | 15.84 | Rmt | 15.84
TWAD SR 2019-20
1 | Rmt | Lowering | 13.64 | Rmt | 13.64
TWAD SR 2019-20
|  | Add % |  |  | 0
797.61
UPVC (Schedule-40) Above Ground Level
1 | Rmt | 15 mm UPVC (Schedule-40) | 36.3 | Rmt | 36.3
PWD SR 19-20 P 99
1 | Rmt | Lowering | 8.1 | Rmt | 8.1
TWAD SR 2019-20
|  | Add % |  |  | 0
44.4
1 | Rmt | 20 mm UPVC (Schedule-40) | 52.1 | Rmt | 52.1
PWD SR 19-20 P 99
1 | Rmt | Lowering | 8.1 | Rmt | 8.1
TWAD SR 2019-20
|  | Add % |  |  | 0
60.2
1 | Rmt | 25 mm UPVC (Schedule-40) | 75.6 | Rmt | 75.6
PWD SR 19-20 P 99
1 | Rmt | Lowering | 8.1 | Rmt | 8.1
TWAD SR 2019-20
|  | Add % |  |  | 0
83.7
1 | Rmt | 32 mm UPVC (Schedule-40) | 102.5 | Rmt | 102.5
PWD SR 19-20 P 99
1 | Rmt | Lowering | 8.1 | Rmt | 8.1
TWAD SR 2019-20
|  | Add % |  |  | 0
110.6
1 | Rmt | 40 mm UPVC (Schedule-40) | 113.8 | Rmt | 113.8
PWD SR 19-20 P 99
1 | Rmt | Lowering | 8.1 | Rmt | 8.1
|  | Add % |  |  | 0
121.9
1 | Rmt | 50 mm UPVC (Schedule-40) | 156.7 | Rmt | 156.7
PWD SR 19-20 P 99
1 | Rmt | Lowering | 13.51 | Rmt | 13.51
TWAD SR 2019-20
|  | Add % |  |  | 0
170.21

## Data water (2) (hidden)
TAMILNADU POLICE HOUSING CORPORATION LIMITED
TRICHY DIVISION
#REF!

## cub data (hidden)
Name of Work :
Providing Cup-board Shutter using termite / water proof plywood of 19mm thick over which laminated sheet of 6mm tk Plywood over wall and the outer surface lipped by 4mm tk veneer plywood of best and approved quality ,The inner face of rack and Cupboard are lipped and finished by white colour sunmica sheet of best and approved quality. Cupboard shall be provided ,double leaves openable shutter Cupboard shall be provided ,double leaves openable shutter with frame work of 19 mm tk. Plywood All the above work are including cost of all materials Such as Plywood Venner sheet fevicol, 3 " Brass Hinges,Magnetic door catcher, Drawer lock and keys and 1" x 1/2" Tw Oranamental beeding, Box Hinges, 2 1/2 " Brass Ornamental handle for side openable Shutter. Top, 2" Nail ,1/2 " nail,3/4 x 17 Gauge Nail,50 x 10 steel screw and labour charges for all works Power consumption hire charges for all tools and machineries etc all complete and as directed by the departement officer. (the quality and brand should be got approved from the executive engineer before use)
Materials requirements as follows
| a) | 18mm tk water proof plywood: - Exterior Finising ( Exterior )
|  | vertical (V1 TO V2 ) | 1 | 2 | 0.6 |  | 2.1 | 2.52
|  | C/B bottom & Middle | 1 | 2 | 1.462 | 0.6 |  | 1.7544 | D | 1.2
|  | C/B Top & Middle | 1 | 2 | 1.462 | 0.6 |  | 1.7544
Openable Shutters
|  | C/b Shutters | 1 | 2 | 0.75 |  | 2.1 | 3.15
5.24
9.1788
[6 empty] | Say | 9.1788 | Sqm
| b) | 6mm tk Plywood ( Attached to Wall )
|  | C/B Wall side | 1 | 1 | 1.462 |  | 2.062 | 3.0146
0
3.0146
[6 empty] | Say | 3.0146 | Sqm
| c) | Sunmica sheet for C/B inner surface
C/B openable Shutter
|  | C/B wall and Vertical Sides inner at end | 1 | 2 | 0.6 |  | 2.062 | 2.4744
|  | intermidiate Horizontal (Top and bottom ) | 1 | 2 | 1.462 |  | 0.6 | 1.7544
|  | wall side | 1 | 1 | 1.462 |  | 2.062 | 3.0146
7.2434
[6 empty] | Say | 7.2434 | Sqm
| d) | 4mm tk veneer for Exterior Surface
|  | C/B wall and Vertical Sides Outer at end | 1 | 1 | 0.6 |  | 2.1 | 1.26
|  | intermidiate Horizontal (Top and bottom ) | 1 | 2 | 1.5 | 0.6 |  | 1.8
|  | Front side | 1 | 1 | 1.5 |  | 2.1 | 3.15
[8 empty] | 6.21 |  | 0.9 | [6 empty] | 0.825
[6 empty] | Say | 6.21 | Sqm |  | 2.1 | [6 empty] | 2.025
| e) | 3 Brass Hinges
C/B wall
|  | C/B wall and Vertical Sides inner | 2 | 3 |  |  |  | 6
6
[6 empty] | Say | 6 | Nos
| f) | Box Hinges
|  | C/B wall and Vertical Sides inner | 2 | 2 |  |  |  | 4
4
[6 empty] | Say | 4 | Nos
| g) | 2 1/2 " Brass Ornamental handle
C/B wall
|  | C/B wall and Vertical Sides inner | 1 | 2 |  |  |  | 2
2
[6 empty] | Say | 2 | Nos
| h) | Magnetic door catcher
C/B wall
|  | 2 1/2 " Brass Ornamental handle | 2 | 2 |  |  |  | 4
4
[6 empty] | Say | 4 | Nos
| i) | Drawer lock and keys
C/B wall
|  | 2 1/2 " Brass Ornamental handle | 1 | 1 |  |  |  | 1
1
[6 empty] | Say | 1 | Nos
| j) | white favicol for sunmic sheet and 4mm tk veneer sheet
|  | As per Sunmica sheet qty | [5 empty] | 7.2434
|  | As per 4mm tk veneer qty | [5 empty] | 6.21
13.4534
|  | 1 Sqm = 0.75 Kg | [5 empty] | 10.0901
[6 empty] | Say | 10.0901 | Kg
| k) | 2" Nail | 1 | 1.5 |  |  |  | 1.5
1.5
[6 empty] | Say | 1.5 | Kg
| l) | 1/2 " nail | 1 | 0.5 |  |  |  | 0.5
0.5
[6 empty] | Say | 0.5 | Kg
| m) | 3/4 x 17 Gauge Nail | 1 | 1 |  |  |  | 1
1
[6 empty] | Say | 1 | Kg
| n) | 50 x 10 steel screw | 1 | 30 |  |  |  | 30
30
[6 empty] | Say | 30 | Nos
| o) | 1" x 1/2 " Tw Oranamental beeding
C/B wall
|  | 2 1/2 " Brass Ornamental handle | 1 | 3 | 1.45 |  |  | 4.35
4.35
[6 empty] | Say | 4.4 | Rmt
|  | Plywood area =1.50 * 2.10 = 3.15 | [6 empty] | 3.15
Qty |  | Description |  |  | Rate | Unit | Amount |  | 3.15
9.1788 | a) | 18mm tk water proof plywood: - Exterior Finising ( Exterior ) |  |  | 1800 | Sqm | 16521.84 |  | 134 | 16.08 | 117.92 | 10.76 | 1268.8192 | 1269 | 24.12 | 10.76 | 117.92 | 21.2256 | 139.1456
3.0146 | b) | 6mm tk Plywood ( Attached to Wall ) |  |  | 588 | Sqm | 1772.6107 |  | 62 | 7.44 | 54.56 | 10.76 | 587.0656 | 588 | 11.16 | 10.76 | 54.56 | 9.8208 | 64.3808
7.2434 | c) | Sunmica sheet for C/B inner surface |  |  | 305 | Sqm | 2209.2504 |  | 32.1429 | 3.8571 | 28.2857 | 10.75 | 304.0714 | 305 | 5.7857 | 10.76 | 28.2857 | 5.0914 | 33.3771
6.21 | d) | 4mm tk veneer for Exterior Surface |  |  | 692 | Sqm | 4297.32 |  | 73 | 8.76 | 64.24 | 10.76 | 691.2224 | 692 | 13.14 | 10.76 | 64.24 | 11.5632 | 75.8032
6 | e) | 3 Brass Hinges |  |  | 67 | Nos | 402 |  | 76 | 9.12 | 66.88 | 1 | 66.88 | 67 | 13.68 | 1 | 66.88 | 12.0384 | 78.9184
4 | f) | Box Hinges |  |  | 150 | Nos | 600 |  | 170 | 20.4 | 149.6 | 1 | 149.6 | 150 | 30.6 | 1 | 149.6 | 26.928 | 176.528
2 | g) | 2 1/2 " Brass Ornamental handle |  |  | 125 | Nos | 250 |  | 141 | 16.92 | 124.08 | 1 | 124.08 | 125 | 25.38 | 1 | 124.08 | 22.3344 | 146.4144
4 | h) | Magnetic door catcher |  |  | 146 | Nos | 584 |  | 165 | 19.8 | 145.2 | 1 | 145.2 | 146 | 29.7 | 1 | 145.2 | 26.136 | 171.336
1 | i) | Drawer lock and keys |  |  | 169 | Nos | 169 |  | 192 | 23.04 | 168.96 | 1 | 168.96 | 169 | 34.56 | 1 | 168.96 | 30.4128 | 199.3728
10.0901 | j) | white favicol for sunmic sheet and 4mm tk veneer sheet |  |  | 184 | kg | 1856.5753 |  | 209 | 25.08 | 183.92 | 1 | 183.92 | 184 | 37.62 | 1 | 183.92 | 33.1056 | 217.0256
1.5 | k) | 2" Nail |  |  | 82 | Kg | 123 |  | 93 | 11.16 | 81.84 | 1 | 81.84 | 82 | 16.74 | 1 | 81.84 | 14.7312 | 96.5712
0.5 | l) | 1/2 " nail |  |  | 110 | Kg | 55 |  | 125 | 15 | 110 | 1 | 110 | 110 | 22.5 | 1 | 110 | 19.8 | 129.8
1 | m) | 3/4 x 17 Gauge Nail |  |  | 113 | Kg | 113 |  | 128 | 15.36 | 112.64 | 1 | 112.64 | 113 | 23.04 | 1 | 112.64 | 20.2752 | 132.9152
30 | n) | 50 x 10 steel screw |  |  | 7 | Nos | 210 |  | 7.56 | 0.9072 | 6.6528 | 1 | 6.6528 | 7 | 1.3608 | 1 | 6.6528 | 1.1975 | 7.8503
4.4 | o) | 1" x 1/2 " Tw Oranamental beeding |  |  | 14 | Rmt | 61.6 |  | 15 | 1.8 | 13.2 | 1 | 13.2 | 14 | 2.7 | 3.28 | 13.2 | 2.376 | 15.576
3.15 | s) | Carpentary labour charges |  |  | 3000 | Sqm | 9450 | [6 empty] | 2000
38675.1964
12277.8401

## Sliding and french window (hidden)
TW Panelled Door 1500 X 2100MM (Double leaves)
With Brass fittings
0.0228 | CUM | T.W SCANTLING above 2m | 111600 | CUM | 2544.48
0.0354 | CUM | T.W SCANTLING below 2m | 99400 | CUM | 3518.76
0.0323 | CUM | T.W PLANKS (30.45 CM) (12 TO 25CM THICK) | 107000 | CUM | 3456.1
2.835 | SQM | LABOUR CHARGES FOR WROUGHT AND PUT UP | 843 | SQM | 2389.905
2 | NOS | DOOR HANDLE Mejastic | 450 | Each | 900
6 | NOS | 6" Brass HINGES | 79 | Each | 474
4 | NOS | 8" BRASS TOWER BOLTS | 130 | Each | 520
1 | NOS | Mortice lock with handle | 985 | Each | 985
2 | NOS | RUBBER BUSH | 24.6 | Each | 49.2
2 | NOS | DOOR STOPPER | 51.3 | Each | 102.6
118 |  | Brass screw | 2.45 |  | 289.1
15229.145
============
|  | RATE FOR 2.835 SQM |  |  | 5371.8325
============
Aluminium window openable 1.20x1.35m =1.62m2
11.61 | kg | Aluminium section | 287 | kg | 3332.07
7.8 | Rmt | Rubber beeding | 28.6 | Rmt | 223.08
1.62 | sqm | Glass 4mm pin headed | 208.8 | sqm | 338.256
2 | NO | Handle | 48 | NO | 96
2 | NO | 10" I Max hinges (304 grade) qtn | 350 | NO | 700
4 | NO | Holdfast | 15 | NO | 60
1.62 | Sqm | Labbour charges | 1617 | Sqm | 2619.54
Sundries
|  | TOTAL |  |  | 7368.946 | Each
|  | RATE FOR 1.620 SQM |  |  | 4548.7321 | Sqm
Aluminium window openable 1.35x1.35m
Two leaves
12.08 | kg | Aluminium section | 287 | kg | 3466.96 |  |  | 287 | 12.08 | 3466.96
8.1 | sqm | Rubber beeding | 27.1 | sqm | 219.51 |  |  | 208.8 | 1.823
1.823 | Rmt | Glass 4mm pin headed | 208.8 | Rmt | 380.6424 |  |  | 28.6 | 8.1
2 | sets | Handle | 48 | NO | 96 |  |  | 350 | 2
2 | NO | 10" I Max hinges (304 grade) qtn | 350 | NO | 700 |  |  | 48 | 2
4 | NO | Holdfast | 15 | NO | 60 |  |  | 15 | 4
1.823 | Sqm | Labbour charges | 1617 | Sqm | 2947.791 |  |  | 1617 | 1.823
Sundries
|  | TOTAL |  |  | 7870.9034 | Each
|  | RATE FOR 1.823 SQM |  |  | 4317.5553 | Sqm
1 | NO. | FITTER Ist CLASS | 712.95 | NO. | 712.95
1 | NO. | MAZDOOR Ist CLASS | 527.1 | NO. | 527.1
0.5 | NO. | CARPENTER II CLASS | 753.9 | NO. | 376.95
-
|  | LABOUR RATE |  |  | 1617
-
Aluminium window openable 1.50 x 1.65 m =2.48m2
FRENCH WINDOW
17.51 | kg | Clip Beading | 287 | kg | 5025.37
2.48 | sqm | Glass 4mm pin headed | 208.8 | sqm | 517.824
14.7 | Rmt | Rubber beeding it-64 p-39 | 28.6 | Rmt | 420.42
3 | sets | 10" I Max hinges (304 grade) qtn | 175 | NO | 525
3 | NO | Handle | 60 | NO | 180
6 | NO | Holdfast | 15 | NO | 90
2.48 | Sqm | Labbour charges | 1617 | Sqm | 4010.16
Sundries
|  | TOTAL |  |  | 10768.774 | Each
[5 empty] | 4342.2476 | Sqm
1 | NO. | FITTER Ist CLASS | 712.95 | NO. | 712.95
1 | NO. | MAZDOOR Ist CLASS | 527.1 | NO. | 527.1
0.5 | NO. | CARPENTER II CLASS | 753.9 | NO. | 376.95
| L.S | SUNDRIES FOR BRUSH ETC |  | L.S
-
|  | LABOUR RATE |  |  | 1617
-
Aluminium window openable 1.80x1.35m =2.43m2
Three leaves
4.88 | kg | Aluminium section 'H' Section | 287 | kg | 1400.56
7.76 | kg | Aluminium section 'Z' Section | 287 | kg | 2227.12
3.03 | kg | Intermediate section | 287 | kg | 869.61
1.45 | kg | Clip Beading | 287 | kg | 416.15
2.43 | sqm | Glass 4mm pin headed | 209.9 | sqm | 510.057
11.7 | Rmt | Rubber beeding | 28.6 | Rmt | 334.62
3 | sets | Max hinges (10") | 175 | NO | 525
3 | NO | Handle | 60 | NO | 180
4 | NO | Holdfast | 15 | NO | 60
2.43 | Sqm | Labbour charges | 1617 | Sqm | 3929.31
|  | Sundries |  |  | 11.26 | 0
|  | TOTAL |  |  | 10463.687 | Each
[5 empty] | 4306.044 | Sqm
1 | NO. | FITTER Ist CLASS | 712.95 | NO. | 712.95
1 | NO. | MAZDOOR Ist CLASS | 527.1 | NO. | 527.1
0.5 | NO. | CARPENTER II CLASS | 753.9 | NO. | 376.95
|  | LABOUR RATE |  |  | 1617
-
Aluminium window openable 1.35x1.05m 2
10.33 | kg | Clip Beading | 287 | kg | 2964.71
1.42 | sqm | Glass 4mm pin headed | 208.8 | sqm | 296.496
6.9 | Rmt | Rubber beeding | 28.6 | Rmt | 197.34
2 | sets | Aluminium section | 350 | NO | 700
2 | NO | Handle | 48 | NO | 96
4 | NO | Holdfast | 15 | NO | 60
1.42 | Sqm | Labbour charges | 1617 | Sqm | 2296.14
|  | Sundries |  |  | 3.06
|  | TOTAL RS. |  |  | 6613.746 | Each | 4657.5676
1 | NO. | FITTER Ist CLASS | 712.95 | NO. | 712.95
1 | NO. | MAZDOOR Ist CLASS | 527.1 | NO. | 527.1
0.5 | NO. | CARPENTER II CLASS | 753.9 | NO. | 376.95
-
|  | LABOUR RATE |  |  | 1617
-
Aluminium window openable 1.50x1.35m =2.03m2
Three leaves
4.42 | kg | Aluminium section 'H' Section | 287 | kg | 1268.54
7.36 | kg | Aluminium section 'Z' Section | 287 | kg | 2112.32
3.03 | kg | Intermediate section | 287 | kg | 869.61
1.38 | kg | Clip Beading | 287 | kg | 396.06
2.025 | sqm | glass 4mm pin headed | 208.8 | sqm | 422.82
11.1 | Rmt | rubber beeding | 28.6 | Rmt | 317.46
3 | sets | 10" I Max hinges (304 grade) qtn | 350 | NO | 1050
3 | NO | Aluminium handle with screws | 48 | NO | 144
4 | NO | Aluminium holdfast 6"/4mm thick | 15 | NO | 60
2.025 | Sqm | labbour charges | 1617 | Sqm | 3274.425
sundries
|  | TOTAL |  |  | 9915.235 | Each
|  | RATE FOR 2.025 SQM |  |  | 4896.4123 | Sqm
1 | NO. | FITTER Ist CLASS | 712.95 | NO. | 712.95
1 | NO. | MAZDOOR Ist CLASS | 527.1 | NO. | 527.1
0.5 | NO. | CARPENTER II CLASS | 753.9 | NO. | 376.95
-
|  | LABOUR RATE |  |  | 1617
-
Aluminium window openable 0.75x1.35m 2=1.013 m2
6.56 | kg | Clip Beading | 287 | kg | 1882.72
1.013 | sqm | Glass 4mm pin headed | 208.8 | sqm | 211.5144
4.2 | Rmt | Rubber beeding | 28.6 | Rmt | 120.12
1 | sets | 10" I Max hinges (304 grade) qtn | 350 | NO | 350
1 | NO | Handle | 48 | NO | 48
4 | NO | Holdfast | 15 | NO | 60
1.013 | Sqm | Labbour charges | 1617 | Sqm | 1638.021
Sundries
|  | TOTAL RS. |  |  | 4310.3754
|  | RATE FOR 1.013 SQM |  |  | 4255.0596 | Sqm
1 | NO. | FITTER Ist CLASS | 712.95 | NO. | 712.95
1 | NO. | MAZDOOR Ist CLASS | 527.1 | NO. | 527.1
0.5 | NO. | CARPENTER II CLASS | 753.9 | NO. | 376.95
-
|  | LABOUR RATE |  |  | 1617
-
1617
| * | T.W.DOUBLE LEAF PANELLED
DOOR SHUTTER WITH FRENCH WINDOW FOR DOOR OF SIZE
2400 X 2400MM
-
FRAMES
TW WROUGHT&PUTUP UP TO 2 to 3mt
FOR DOOR OF SIZE 3.0 X2.0m
|  | TOP & BOTTOM (2 X2 ) 3.X 0.15X 0.15 | = | 0.27 | Cum
|  | VERTICALS (4 X 2 ) 0.15 X 0.15 X2.4 | = | 0.432 | Cum
-
|  |  |  | 0.702 | Cum
Styles 2 to 3 mt long
For shutters middle
0.12075 | CUM | HORIZONTAL RAILS = (3x 1) 1.8 x0.15x 0.05 = 0.0405 | 0.0405 | 106376 | CUM | 12844.902
|  | Styles - verticals = ( 6x 1) 0.1x 0.05x 2.15=0.0645 | 0.0645
|  | For side rails french window =(2x 3) 0.35x 0.15x 0.05=0.0158 | 0.01575
0.12075
0.04597 | CUM | TW PLANKS 30 TO 45 cm WIDE 12 TO 25MM Thk MIDDLE SHUTTERS = ( 8 x10 0.815 x 0.35x 0.01875 m3 | 0.042787 | 101921 | CUM | 4685.3084
3.9775 | CUM | LABOUR CHARGES FOR DOOR SHUUTERS=1.85 x2.15=3.98 m2 | 3.9775 | 1212.75 | Sqm | 4823.7131
17.4 | RMT | ORNAMENTAL GROOVES v =(6X2+3X1.8)=17.4 m | 17.4 | 30 | RMT | 522
0
Supply of 5.5 MM THICK PLAIN GLASS
1.26 | SQM | 5.5 MM THICK PLAIN GLASS for French window top = ( 2 x1 ) 0.35 x1.4 =0.98 m2 ( SR 18-19 it- 107 p-45) | 0.98 | 336 | SQM | 423.36
|  | 5.5 MM THICK PLAIN GLASS for French window Bottom = ( 2 x1 ) 0.35 x0.4 =0.28 m2 | 0.28
1.26
9.8 | RMT | T.W. REEPER FOR GLASS WINDOW 50mm x 12 mm(2X2X2+2X4X0.35)=9.8( SR 18-19 it- 126 p-20) | 9.8 | 59 | Rmt | 578.2
1.505 | SQM | LABOUR FOR GLASS PANEL WORKSFOR FRENCH WINDOW GLASS AREA=(2X1)0.35X2.15=1.5 | 1.505 | 1131.9 | SQM | 1703.5095
|  | Fittings |  |  |  | 0
8 | NO. | 6 "BRASS HINGS |  | 79 | NO. | 632
3 | NO. | 8"BRASS TOWER BOLT |  | 130 | NO. | 390
1 | NO. | 12" BRASS ALDROP |  | 320 | NO. | 320
2 | NO. | 12" BRASS DOOR HANDLE |  | 650 | NO. | 1300
2 | NO. | 6" BRASS DOOR STOPPER |  | 200 | NO. | 400
2 | NO. | DOOR CATCHER |  | 60 | NO. | 120
|  | ADD LS for Special item for forming etc: |  | LS |  | 400
|  | Add LS for special item for forming etc |  |  | LS | 400
|  | TOTAL |  |  |  | 29542.993
|  | RATE PER SQM |  |  | Rs. | 27750 | Each
Aluminium Door ( 1.5 x2.1m thick)
28.49 | kg | Aluminium section ''it-61 a( SR-13-14) | 292 | kg | 8319.08
3.82 | Rmt | Rubber beeding (An-VI -it-63 | 36.3 | Rmt | 501.66
1.52 | sqm | Glass 5.5mm plain it-107 | 387.2 | sqm | 588.544
1.52 | sqm | Novapan Sheet 12mm Thick | 695 | NO | 1056.4
3 | Unit | Power Grapping | 9 | Unit | 27
4.2 | Each | PVC Felt ( It-65) | 8.45 | NO | 35.49
3.15 | Sqm | Labbour charges | 0 | Sqm | 0
1 | NOS | DOOR STOPPER It-82 | 44.4 | Each | 44.4
1 | NOS | DOOR Closer It-67 | 867.3 | Each | 867.3
45 | NOS | SCREWS (75x 10mm)it-108 ii | 1.65 | No | 74.25
2 | NOS | Bolts & Nuts ( 3/4"x 1/4") It-78-b | 76.2 | Each | 152.4
2 | NOS | Bolts & Nuts ( 6"x 1/2") it-78-e | 50.6 | Each | 101.2
|  | TOTAL FOR 3.15 SQM |  |  | 11767.724
|  | RATE PER SQM |  |  | 3735.7854 | Each
1 | NO. | FITTER Ist CLASS | 0 | NO. | 0
1 | NO. | MAZDOOR Ist CLASS | 0 | NO. | 0
0.5 | NO. | CARPENTER II CLASS | 0 | NO. | 0
| L.S |  |  | L.S
-
|  | LABOUR RATE |  |  | 0
-
SR16-17
Aluminium Door ( 1.0 x2.1m thick)
29.06 | kg | Aluminium section ''it-61 a( SR-16-17) | 321 | kg | 9328.26
9.24 | Rmt | Rubber beeding (An-VI -it-63 | 38.8 | Rmt | 358.512
1.49 | sqm | Glass 5.5mm plain it-107 | 394 | sqm | 587.06
0.75 | sqm | Novapan Sheet 12mm Thick | 695 | NO | 521.25
2 | Unit | Power Grapping | 9 | Unit | 18
7.08 | Each | PVC Felt ( It-65) | 8.6 | NO | 60.888
2.1 | Sqm | Labbour charges | 0 | Sqm | 0
1 | NOS | DOOR STOPPER It-82 | 48.9 | Each | 48.9
1 | NOS | DOOR Closer It-67 | 884 | Each | 884
6 | NOS | SCREWS (75x 10mm)(An-VI -it-163 | 76.2 | No | 457.2
2 | NOS | Bolts & Nuts ( 3/4"x 1/4") It-78-b | 108.7 | Each | 217.4
2 | NOS | Bolts & Nuts ( 6"x 1/2") it-78-e | 54.1 | Each | 108.2
12589.67
5995.081
Aluminium window openable 1.20x1.05m (Two leaves)
3.488 | kg | Aluminium section H | 287 | kg | 1001.056
4.38 | kg | Aluminium section Z | 287 | kg | 1257.06
1.18 | kg | Aluminium section intermediate | 287 | kg | 338.66
0.82 | kg | Clip Beeding | 287 | kg | 235.34
1.26 | sqm | glass 4mm pin headed | 208.8 | sqm | 263.088
6.6 | Rmt | Rubber beeding | 28.6 | Rmt | 188.76
2 | NO | Max hinges 10"/ 1 | 350 | Sets | 700
2 | NO | Aluminium handle with screws | 48 | NO | 96
4 | NO | holdfast | 15 | NO | 60
1.26 | Sqm | labbour charges | 1617 | Sqm | 2037.42
|  | sundries |  |  | 9.4
|  | Rate per each |  |  | 6186.784 | Each
[5 empty] | 4910.146 | Sqm
PWD SR For the year 2018-19
Aluminium sliding window Two track size 1.20x1.35m
| Die No.1 | 4605 @ 1.558 Kg/m
|  | Frame Horizondal (Top) | = | 1x1x1.20x1.558 | = | 1.8696 | Kg
| Die No.2 | 8774 @ 0.695 Kg/m
|  | Frame Vertical (Two side) | = | 1x2x1.35x0.695 | = | 1.8765 | Kg
| Die No.3 | 8775 @ 1.088 Kg/m
|  | Frame Horizondal (bottom) | = | 1x1x1.2x1.088 | = | 1.3056 | Kg
| Die No.4 | 8790 @ 0.605 Kg/m
|  | Middle shutter vertical frame | = | 1x2x1.25x0.605 | = | 1.5125 | Kg
| Die No.5 | 8791 @ 0.488 Kg/m
|  | End shutter vertical frame | = | 1x2x1.25x0.488 | = | 1.22 | Kg
| Die No.5 | 8792 @ 0.355 Kg/m
|  | Shutter top & Bottom | = | 2x2x0.55x0.355 | = | 0.781 | Kg
[6 empty] | 8.5652 | Kg
|  |  |  | Wastage 10% | = | 0.85652 | Kg
[6 empty] | 9.4217 | Kg
| I | 5.5mm thick plain glass
|  | For shutter | = | 1x2x0.55x1.25 | = | 1.375 | m2
| II | Rubber beeding | = | 1x2x2x3.6 | = | 14.4 | Rmt
| III | Total area | = | 1.20x1.35 | = | 1.62 | m2
9.43 | kg | Aluminium 15 microns anodised |  | 287 | kg | 2706.41
1.375 | sqm | Plain 5.5mm thick glass |  | 336 | sqm | 462
14.4 | Rmt | rubber beeding |  | 27.1 | Rmt | 390.24
1 | NO | push botton handle |  | 59.4 | NO | 59.4
1 | NO | PVC Roller for sliding window |  | 13.1 | NO | 13.1
1.62 | Sqm | labbour charges |  | 1110 | Sqm | 1798.2
|  | Sundries |  |  | LS | 2.56
|  | TOTAL FOR 1.62 SQM |  |  |  | 5431.91
|  | Say Rs. Rate Per m2 | = |  |  | 3353.0309
SUB DATA
1 | NO. | FITTER Ist CLASS |  | 501 | NO. | 501
1 | NO. | MAZDOOR Ist CLASS |  | 355 | NO. | 355
0.5 | NO. | CARPENTER II CLASS |  | 508 | NO. | 254
|  | LABOUR RATE |  |  |  | 1110
Aluminium sliding window Two track size 2.40x1.05m
| Die No.1 | 4605 @ 1.558 Kg/m
|  | Frame Horizondal (Top) | = | 1x2x2.4x1.558 | = | 7.4784 | Kg
| Die No.2 | 8774 @ 0.695 Kg/m
|  | Frame Vertical (Two side) | = | 1x4x1.05x0.695 | = | 2.919 | Kg
| Die No.3 | 8775 @ 1.088 Kg/m
|  | Frame Horizondal (bottom) | = | 1x1x2.4x1.088 | = | 2.6112 | Kg
| Die No.4 | 8790 @ 0.605 Kg/m
|  | Middle shutter vertical frame | = | 1x4x0.95x0.605 | = | 2.299 | Kg
| Die No.5 | 8791 @ 0.488 Kg/m
|  | End shutter vertical frame | = | 1x4x0.95x0.488 | = | 1.8544 | Kg
| Die No.5 | 8792 @ 0.355 Kg/m
|  | Shutter top & Bottom | = | 2x4x0.55x0.355 | = | 1.562 | Kg
[6 empty] | 18.724 | Kg
|  |  |  | Wastage 10% | = | 1.8724 | Kg
[6 empty] | 20.5964 | Kg
| I | 5.5mm thick plain glass
|  | For shutter | = | 1x4x0.55x0.95 | = | 2.09 | m2
| II | Rubber beeding | = | 1x2x4x3.3 | = | 26.4 | Rmt
| III | Total area | = | 2.40x1.05 | = | 2.52 | m2
20.59 | kg | Aluminium 15 microns anodised |  | 287 | kg | 5909.33
2.09 | sqm | Plain 5.5mm thick glass |  | 336 | sqm | 702.24
26.4 | Rmt | rubber beeding |  | 27.1 | Rmt | 715.44
1 | NO | push botton handle |  | 59.4 | NO | 59.4
1 | NO | PVC Roller for sliding window |  | 13.1 | NO | 13.1
2.52 | Sqm | labbour charges |  | 1110 | Sqm | 2797.2
|  | Sundries |  |  | LS | 4.26
|  | TOTAL FOR 2.52 SQM |  |  |  | 10200.97
|  | Say Rs. Rate Per m2 | = |  |  | 4048.004
SUB DATA
1 | NO. | FITTER Ist CLASS |  | 501 | NO. | 501
1 | NO. | MAZDOOR Ist CLASS |  | 355 | NO. | 355
0.5 | NO. | CARPENTER II CLASS |  | 508 | NO. | 254
|  | LABOUR RATE |  |  |  | 1110
Aluminium sliding window Two track size 0.90x1.35m
| Die No.1 | 4605 @ 1.558 Kg/m
|  | Frame Horizondal (Top) | = | 1x1x0.90x1.558 | = | 1.4022 | Kg
| Die No.2 | 8774 @ 0.695 Kg/m
|  | Frame Vertical (Two side) | = | 1x2x1.35x0.695 | = | 1.8765 | Kg
| Die No.3 | 8775 @ 1.088 Kg/m
|  | Frame Horizondal (bottom) | = | 1x1x0.9x1.088 | = | 0.9792 | Kg
| Die No.4 | 8790 @ 0.605 Kg/m
|  | Middle shutter vertical frame | = | 1x2x1.25x0.605 | = | 1.5125 | Kg
| Die No.5 | 8791 @ 0.488 Kg/m
|  | End shutter vertical frame | = | 1x2x1.25x0.488 | = | 1.22 | Kg
| Die No.5 | 8792 @ 0.355 Kg/m
|  | Shutter top & Bottom | = | 2x2x0.45x0.355 | = | 0.639 | Kg
[6 empty] | 7.6294 | Kg
|  |  |  | Wastage 10% | = | 0.76294 | Kg
[6 empty] | 8.3923 | Kg
| I | 5.5mm thick plain glass
|  | For shutter | = | 1x2x0.45x1.25 | = | 1.125 | m2
| II | Rubber beeding | = | 1x2x2x3.4 | = | 13.6 | Rmt
| III | Total area | = | 0.90x1.35 | = | 1.215 | m2
8.3923 | kg | Aluminium 15 microns anodised |  | 287 | kg | 2408.6016
1.125 | sqm | Plain 5.5mm thick glass |  | 336 | sqm | 378
13.6 | Rmt | rubber beeding |  | 27.1 | Rmt | 368.56
1 | NO | push botton handle |  | 59.4 | NO | 59.4
1 | NO | PVC Roller for sliding window |  | 13.1 | NO | 13.1
1.22 | Sqm | labbour charges |  | 1110 | Sqm | 1354.2
|  | Sundries |  |  | LS | 4.7
|  | TOTAL FOR 1.22 SQM |  |  |  | 4586.5616
|  | Say Rs. Rate Per m2 | = |  |  | 3759.4767
SUB DATA
1 | NO. | FITTER Ist CLASS |  | 501 | NO. | 501
1 | NO. | MAZDOOR Ist CLASS |  | 355 | NO. | 355
0.5 | NO. | CARPENTER II CLASS |  | 508 | NO. | 254
|  | LABOUR RATE |  |  |  | 1110
Aluminium sliding window Two track size 2.4x1.80m
| Die No.1 | 4605 @ 1.558 Kg/m
|  | Frame Horizondal (Top) | = | 1x2x2.4x1.558 | = | 7.4784 | Kg
| Die No.2 | 8774 @ 0.695 Kg/m
|  | Frame Vertical (Two side) | = | 1x2x1.80x0.695 | = | 2.502 | Kg
| Die No.3 | 8775 @ 1.088 Kg/m
|  | Frame Horizondal (bottom) | = | 1x1x2.4x1.088 | = | 2.6112 | Kg
| Die No.2 | 8774 @ 0.695 Kg/m
|  | Frame Vertical (middle) | = | 1x2x1.2x0.695 | = | 1.668 | Kg
| Die No.4 | 8790 @ 0.605 Kg/m
|  | Middle shutter vertical frame | = | 1x4x1.10x0.605 | = | 2.662 | Kg
| Die No.5 | 8791 @ 0.488 Kg/m
|  | End shutter vertical frame | = | 1x4x1.10x0.488 | = | 2.1472 | Kg
| Die No.6 | 8792 @ 0.355 Kg/m
|  | Shutter top & Bottom | = | 2x4x0.55x0.355 | = | 1.562 | Kg
[6 empty] | 20.6308 | Kg
|  |  |  | Wastage 10% | = | 2.0631 | Kg
[6 empty] | 22.6939 | Kg
| I | 5.5mm thick plain glass
|  | For shutter | = | 1x4x0.55x1.10 | = | 2.42 | m2
|  | For portion | = | 1x1x2.3x0.6 | = | 1.38 | m2
[6 empty] | 3.8 | m2
| II | Rubber beeding | = | 1x2x4x3.30 | = | 26.4 | Rmt
|  |  | = | 1x2x1x5.8 | = | 11.6 | Rmt
[6 empty] | 38 | Rmt
| III | Total area | = | 2.4x1.8 | = | 4.32 | m2
22.6939 | kg | Aluminium 15 microns anodised |  | 287 | kg | 6513.1436
3.8 | sqm | Plain 5.5mm thick glass |  | 336 | sqm | 1276.8
38 | Rmt | rubber beeding |  | 27.1 | Rmt | 1029.8
1 | NO | push botton handle |  | 59.4 | NO | 59.4
1 | NO | PVC Roller for sliding window |  | 13.1 | NO | 13.1
4.32 | Sqm | labbour charges |  | 1110 | Sqm | 4795.2
|  | Sundries |  |  | LS | 4.7
|  | TOTAL FOR 4.32 SQM |  |  |  | 13692.1436
|  | Say Rs. Rate Per m2 | = |  |  | 3169.4777
SUB DATA
1 | NO. | FITTER Ist CLASS |  | 501 | NO. | 501
1 | NO. | MAZDOOR Ist CLASS |  | 355 | NO. | 355
0.5 | NO. | CARPENTER II CLASS |  | 508 | NO. | 254
|  | LABOUR RATE |  |  |  | 1110
Aluminium Louvered Ventilator 0.90x0.60m
| Die No.1 | 4605 @ 1.558 Kg/m
|  | Frame Vertical | = | 1x2x0.6 | = | 1.2 | Kg
|  | Frame Horizondal | = | 1x2x0.90 | = | 1.8 | Kg
[6 empty] | 3 | Kg
|  |  | = | 3x1.558Kgs | = | 4.674 | Kg
|  | Glass area | = | 0.90x0.6 | = | 0.54 | m2
|  | Labour charges | = | 0.9x0.6 | = | 0.54 | m2
4.674 | kg | Aluminium section |  | 287 | kg | 1341.438
0.54 | sqm | glass 4mm pin headed |  | 208.8 | sqm | 112.752
0.54 | sqm | labbour charges |  | 1110 | kg | 599.4
sundries
|  | TOTAL FOR 0.54 SQM |  |  |  | 2053.59
|  | Say Rs. Rate Per m2 |  |  |  | 3802.9444
2 | * | SP PERAMBALUR
FRENCH WINDOW FOR DOOR OF SIZE
1.80 X 2.0M (3 bay openable )
-
SHUTTER
|  | TW scantling styles (upto 2M) -3X2X1.90X0.075 x 0.0375 |  | 0.032062 | Cum
|  | TW scantling rails (above 2 M) -3X2X0.50X0.075 x 0.0375 |  | 0.0084375 | Cum
-
|  |  |  | 0.0405 | Cum
-
LABOUR FOR WROUGHT&PUTUP
|  | 3X1.90X0.50 |  | 2.85 | SQM
4 MM THICK PIN HEADED GLASS
|  | 3X1.775X0.375 |  | 1.9969 | SQM
TW Decorative Beeding ( 15 x 12mm )
|  | 3 [ 2 (1.775 + 0.375)] |  | 2.15
|  |  |  | 12.9 | Rmt
Main Data
FOR Shutter
0.0405 | CUM | T.W SCANTLING below 2M LONG | 99400 | CUM | 4025.7
2.85 | SQM | LABOUR FOR WROUGHT&PUTUP ( p-31 it -146 | 1078 | SQM | 3072.3
1.9969 | SQM | 4 MM THICK PIN HEADED GLASS | 208.8 | SQM | 416.9475
12.9 | Rmt | TW Beeding ( 15 x 12mm ) | 45.7 | Rmt | 589.53
9 | NO. | 5" ALU BUTT HINGES | 79.1 | NO. | 711.9
6 | NO. | 200 mm x 12 mm Alu. Towerbolt | 68.5 | NO. | 411
3 | NO. | 6" Handle | 50.9 | NO. | 152.7
3 | NO. | NYLON BUSH | 7.3 | NO. | 21.9
120 | NO. | Brass scrwew | 2.37 | NO. | 284.4
-
|  | Total For 2.850 Sqm |  |  | 9686.3775
-
|  | Rate For 1 Sqm |  |  | 3398.7289 | 0
1 |  | FRENCH WINDOW FOR DOOR OF SIZE
2.10 X 2.0M (3 bay openable )
-
|  | SHUTTER |  |  | Cum
|  | TW scantling styles (upto 2M) -3X2X1.90 X 0.075 x 0.0375 |  | 0.032062 | Cum
|  | TW scantling rails(above 2 M) -3X2X0.60X0.075 x 0.0375 |  | 0.010125 | Cum
-
|  |  |  | 0.042187 | Cum
-
LABOUR FOR WROUGHT&PUTUP
|  | 3X1.90X0.60 |  | 3.42 | SQM
4 MM THICK PIN HEADED GLASS
|  | 3X1.775X0.475 |  | 2.5294 | SQM
TW Decorative Beeding ( 15 x 12mm )
|  | 3 [ 2 (1.775 + 0.475)] |  | 2.25
|  |  |  | 13.5 | Rmt
Main Data
FOR Shutter
0.042187 | CUM | T.W SCANTLING upto 2M LONG | 99400 | CUM | 4193.4375
3.42 | SQM | LABOUR FOR WROUGHT&PUTUP | 1078 | SQM | 3686.76
2.5294 | SQM | 4 MM THICK PIN HEADED GLASS | 208.8 | SQM | 528.1335
13.5 | Rmt | TW Beeding ( 15 x 12mm ) | 45.7 | Rmt | 616.95
9 | NO. | 5" ALU BUTT HINGES | 79.1 | NO. | 711.9
6 | NO. | 200 mm x 12 mm Alu. Towerbolt | 68.5 | NO. | 411
3 | NO. | 6" Handle | 50.9 | NO. | 152.7
3 | NO. | NYLON BUSH | 7.3 | NO. | 21.9
120 | NO. | Brass scrwew | 2.37 | NO. | 284.4
-
|  | Total For 3.420 Sqm |  |  | 10607.181
-
|  | Rate For 1 Sqm |  |  | 3101.5149
3 |  | FRENCH WINDOW FOR DOOR OF SIZE
1.20 X 2.0M (2 bay openable )
-
|  | SHUTTER |  |  | Cum
|  | TW scantling styles (upto 2M) -2X2X1.90 X 0.075 x 0.0375 |  | 0.021375 | Cum
|  | TW scantling rails(above 2 M) -2X2x 0.50X0.075 x 0.0375 |  | 0.005625 | Cum
-
|  |  |  | 0.027 | Cum
-
LABOUR FOR WROUGHT&PUTUP
|  | 2X1.90X0.50 |  | 1.9 | SQM
4 MM THICK PIN HEADED GLASS
|  | 2X1.775X0.375 |  | 1.3312 | SQM
TW Beeding ( 15 x 12mm )
|  | 2 [ 2 (1.775 + 0.375)] |  | 2.15
|  |  |  | 8.6 | Rmt
Main Data
FOR Shutter
0.027 | CUM | T.W SCANTLING upto 2M LONG | 99400 | CUM | 2683.8
1.9 | SQM | LABOUR FOR WROUGHT&PUTUP | 1078 | SQM | 2048.2
1.3312 | SQM | 4 MM THICK PIN HEADED GLASS | 208.8 | SQM | 277.965
8.6 | Rmt | TW Beeding ( 15 x 12mm ) | 45.7 | Rmt | 393.02
6 | NO. | 5" ALU BUTT HINGES | 79.1 | NO. | 474.6
4 | NO. | 200 mm x 12 mm Alu. Towerbolt | 68.5 | NO. | 274
2 | NO. | 6" Handle | 50.9 | NO. | 101.8
2 | NO. | NYLON BUSH | 7.3 | NO. | 14.6
80 | NO. | Brass scrwew | 2.37 | NO. | 189.6
-
|  | Total For 1.90 Sqm |  |  | 6457.585
-
|  | Rate For 1 Sqm |  |  | 3398.7289
4 |  | FRENCH WINDOW FOR DOOR OF SIZE
0.75 X 2.0M (Single bay openable )
-
|  | SHUTTER |  |  | Cum
|  | TW scantling styles (upto 2M) -1X2X1.90 X 0.075 x 0.0375 |  | 0.021375 | Cum
|  | TW scantling rails(above 2 M) -1X2 x 0.65X0.075 x 0.0375 |  | 0.0036562 | Cum
-
|  |  |  | 0.025031 | Cum
-
LABOUR FOR WROUGHT&PUTUP
|  | 1X1.90X0.65 |  | 1.235 | SQM
4 MM THICK PIN HEADED GLASS
|  | 1X1.775X0.525 |  | 0.93188 | SQM
TW Decorative Beeding ( 15 x 12mm )
|  | 1 [ 2 (1.775 + 0.525)] |  | 2.3
|  |  |  | 4.6 | Rmt
Main Data
FOR Shutter
0.025031 | CUM | T.W SCANTLING upto 2M LONG | 99400 | CUM | 2488.1062
1.235 | SQM | LABOUR FOR WROUGHT&PUTUP | 1078 | SQM | 1331.33
0.93188 | SQM | 4 MM THICK PIN HEADED GLASS | 208.8 | SQM | 194.5755
4.6 | Rmt | TW Beeding ( 15 x 12mm ) | 45.7 | Rmt | 210.22
3 | NO. | 5" ALU BUTT HINGES | 79.1 | NO. | 237.3
2 | NO. | 200 mm x 12 mm Alu. Towerbolt | 68.5 | NO. | 137
1 | NO. | 6" Handle | 50.9 | NO. | 50.9
1 | NO. | NYLON BUSH | 7.3 | NO. | 7.3
40 | NO. | Brass scrwew | 2.37 | NO. | 94.8
-
|  | Total For 1.235 Sqm |  |  | 4751.5318
-
|  | Rate For 1 Sqm |  |  | 3847.3941
FRENCH WINDOW FOR DOOR OF SIZE
0.57 X 2.0M (Single bay openable )
-
|  | SHUTTER |  |  | Cum
|  | TW scantling styles (upto 2M) -1X2X1.90 X 0.075 x 0.0375 |  | 0.021375 | Cum
|  | TW scantling rails(above 2 M) -1X2 x 0.47X0.075 x 0.0375 |  | 0.0026437 | Cum
-
|  |  |  | 0.024019 | Cum
-
LABOUR FOR WROUGHT&PUTUP
|  | 1X1.90X0.47 |  | 0.893 | SQM
4 MM THICK PIN HEADED GLASS
|  | 1X1.775X0.345 |  | 0.61237 | SQM
TW Decorative Beeding ( 15 x 12mm )
|  | 1 [ 2 (1.775 + 0.345)] |  | 2.12
|  |  |  | 4.24 | Rmt
Main Data
FOR Shutter
0.024019 | CUM | T.W SCANTLING upto 2M LONG | 99400 | CUM | 2387.4637
0.893 | SQM | LABOUR FOR WROUGHT&PUTUP | 1078 | SQM | 962.654
0.61237 | SQM | 4 MM THICK PIN HEADED GLASS | 208.8 | SQM | 127.8639
4.24 | Rmt | TW Beeding ( 15 x 12mm ) | 45.7 | Rmt | 193.768
3 | NO. | 5" ALU BUTT HINGES | 79.1 | NO. | 237.3
2 | NO. | 200 mm x 12 mm Alu. Towerbolt | 68.5 | NO. | 137
1 | NO. | 6" Handle | 50.9 | NO. | 50.9
1 | NO. | NYLON BUSH | 7.3 | NO. | 7.3
40 | NO. | Brass scrwew | 2.37 | NO. | 94.8
-
|  | Total For 0.893 Sqm |  |  | 4199.0496
-
|  | Rate For 1 Sqm |  |  | 4702.1833

## Coastal Elec.Data (hidden)
| Tamil Nadu Police Housing Corparation Ltd. | [5 empty] | TAMIL NADU POLICE HOUSING CORPORATION | [6 empty] | TAMIL NADU POLICE HOUSING CORPORATION | [5 empty] | Tamil Nadu Police Housing Corparation Ltd.
| = | [5 empty] | ====================================== | [6 empty] | ====================================== | [5 empty] | =
PLACE:- | Madurai TSp VIth Bn under 4000 quarters Scheme. | 2006-2007 |  |  | PLACE:- |  | Madurai TSp VIth Bn under 4000 quarters Scheme. |  | 2006-2007 |  |  | PLACE:- |  | Madurai TSp VIth Bn under 4000 quarters Scheme. |  | 2006-2007 |  |  | PLACE:- | Madurai TSp VIth Bn under 4000 quarters Scheme. |  | 2006-2007
[5 empty] | - | - | - | - | - | - |  | - | - | - | - | - | -
- | - | - | - |  | QTY |  | COST OF MATERIALS | RATE | PER | AMOUNT |  | QTY |  | COST OF MATERIALS | RATE | PER | AMOUNT |  | - | - | - | - | - | - | - | - | - | - | - | -
SL.NO | COST OF MATERIALS | RATE | PER |  | - | - | - | - | - | - |  | - | - | - | - | - | - |  | SL.NO | DESCRIPTION OF MATERIALS | UNIT | SOURCE | Total | COST OF | LEAD | LOAD- | UN LO- | MATERIAL | LABOUR RATE |  | 148.5
- | - | - | - |  |  | * | CEMENT MORTAR(1:1.5) | [6 empty] | LIME MORTAR(1:2) | [8 empty] | Lead | MATERIAL | CHARGE | ING | ADING | COST @ SITE
| LABOUR CHARGES | [5 empty] | - | [6 empty] | - |  |  |  |  | - | - | - | - | - | - | - | - | - | - | - | - | ¦ | 148.5 | 1.1 | 163.35
| ------------- |  |  |  | 0.96 | M.T | CEMENT | 3800 | M.T | 3648 |  | 0.5 | M.T | LIME | #REF! | M.T | #REF! |  | 1. | ROUGH STONE | CUM. | Nallambakkam | #REF! | 200 | #REF! | 0 | 0 | #REF! | MASON-I | 150 |  | 126.5 | 1.1 | 139.15
1 | MASON I * | 150 | NO. |  | 1 | CUM | SAND | #REF! | CUM | #REF! |  | 1 | CUM | SAND | #REF! | CUM | #REF! |  | 2. | BOND STONE | CUM. | Nallambakkam | #REF! | 300 | #REF! | 0 | 0 | #REF! | MASON-II | 135 |  | 85.5 | 1.1 | 94.05
2 | MASON II * | 135 | NO. |  | 1 | CUM | MIXING OF MORTAR | 26 | CUM | 26 |  | 1 | CUM | GRINDING OF MORTAR | 62.5 | CUM | 62.5 |  | 3. | HARD BROKEN STONE JELLY 3mm To 10mm | CUM. | Pallavaram | #REF! | 333.33 | #REF! | 0 | 0 | #REF! | MAZDOOR-I | 95 |  | 80.5 | 1.1 | 88.55
3 | MAZDOOR I * | 95 | NO. |  |  | L.S | SUNDRIES |  | L.S | 0 |  |  | L.S | SUNDRIES |  | L.S | 0 |  | 4. | HARD BROKEN STONE JELLY 10mm | CUM. | Pallavaram | #REF! | 425 | #REF! | 0 | 0 | #REF! | MAZDOOR-II | 85 |  | 114.5 | 1.1 | 125.95
4 | MAZDOOR II* | 85 | NO. | [6 empty] | - | [6 empty] | - |  | 5. | HARD BROKEN STONE JELLY 12mm | CUM. | Pallavaram | #REF! | 630 | #REF! | 0 | 0 | #REF! | PAINTER-I | 120 |  | 106.5 | 1.1 | 117.15
5 | PAINTER I/II* | 120 | 110 |  |  |  | TOTAL FOR 1 CUM |  |  | #REF! |  |  | #REF! | TOTAL FOR 1 CUM |  |  | #REF! |  | 6. | HARD BROKEN STONE JELLY 20mm | CUM. | Pallavaram | #REF! | 685 | #REF! | 0 | 0 | #REF! | PAINTER-II | 110 |  | 116.5 | 1.1 | 128.15
6 | PLUMBER I* | 130 | NO. | [6 empty] | - | [6 empty] | - |  | 7. | HARD BROKEN STONE JELLY 40mm | CUM. | Pallavaram | #REF! | 490 | #REF! | 0 | 0 | #REF! | PLUMBER-I | 130 |  | 106.5 | 1.1 | 117.15
7 | CARPENTER I/II* | 150 | 135 |  |  | * | CEMENT MORTAR(1:2) | [5 empty] | * | SUPPLYING MIXINNG AND LAYING |  |  |  |  | 8. | SAND FOR MORTAR | CUM. | Palar River | #REF! | 110 | #REF! | 0 | 0 | #REF! | PLUMBER-II | 120 |  | 106.5 | 1.1 | 117.15
8 | FITTER I* | 130 | 120 |  |  |  | - | [6 empty] | LIME SAND MIX 1:1 RATIO |  |  |  |  | 9. | SAND FOR FILLING | CUM. | Karanodai | #REF! | 110 | #REF! | 0 | 0 | #REF! | FITTER-I | 130 |  | 98.5 | 1.1 | 108.35
9 | MIXING OF MORTAR* | 26 | CUM* |  | 0.72 | M.T | CEMENT | 3800 | M.T | 2736 |  |  |  | INCLUDING COST OF |  |  |  |  | 10. | Kiln Burnt Country Bricks 22x11x7cm | 1000nos. | Nerkundram | #REF! | 1950 | #REF! | 0 | 0 | #REF! | FITTER-II | 120 |  | 148.5 | 1.1 | 163.35
10 | LIFT CHARGES FOR B.W IN G.F * | 17.6 | CUM |  | 1 | CUM | SAND | #REF! | CUM | #REF! |  |  |  | SAND,LIME,LABOUR FOR MIXING |  |  |  |  | 11. | BRICK JELLY 40mmGAUGE | CUM | Nerkundram | #REF! | 260 | #REF! | 0 | 0 | #REF! | CARPENTER-I | 150 |  | 126.5 | 1.1 | 139.15
11 | LIFT CHARGES FOR B.W IN F.F * | 35.2 | CUM |  | 1 | CUM | MIXING OF MORTAR | 26 | CUM | 26 |  |  |  | &LAYING ETC COMPLETE. |  |  |  |  | 12. | BRICK JELLY 20mmGAUGE | CUM | Nerkundram | #REF! | 280 | #REF! | 0 | 0 | #REF! | CARPENTER-II | 135 |  | 116.5 | 1.1 | 128.15
12 | LIFT CHARGES FOR B.W IN S.F * | 35.2 | CUM |  |  | L.S | SUNDRIES |  | L.S | 0 |  |  |  | - |  |  |  |  | 13. | MACHINE PRESSED TILES 23x 23x 2 Cm | 1000nos. | Local | #REF! | 4500 | 0 | 0 | 0 | 4500 | STONE CUTTER-I | 120 |  | 106.5 | 1.1 | 117.15
13 | LIFT CHARGES FOR CONCRETE IN G.F * | 26.45 | CUM | [6 empty] | - |  | 1 | CUM | COST OF SAND | #REF! | CUM | #REF! |  | 14. | SLACKED SHELL LIME | CUM. | Kurukkupet | 0 | 773 | 0 | 0 | 0 | 773 | STONE CUTTER-II | 110 |  | 106.5 | 1.1 | 117.15
14 | LIFT CHARGES FOR CONCRETE IN F.F * | 52.85 | CUM |  |  |  | TOTAL FOR 1 CUM |  |  | #REF! |  | 1 | CUM | COST OF LIME | #REF! | CUM | #REF! |  | 15. | SLACKED &SREENED LIME STONE | CUM. | Kurukkupet | #REF! | 565 | #REF! | 0 | 0 | #REF! | FLOOR POLISHER | 120 |  | 26 | 1.1 | 28.6
15 | LIFT CHARGES FOR CONCRETE IN S.F * | 52.85 | CUM | [6 empty] | - |  | 1.5 | CUM | LABOUR CHARGES FOR MIXING | 26 | CUM | 39 |  | 16. | C.W SCANTLING UPTO 4M LONG | CUM. | local | 0 | 20605 | 0 | 0 | 0 | 20605 | Mortar mix charges | 26 |  | 20.7 | 1.1 | 22.77
16 | VIBRATER CHARGES * | 20.7 | CUM |  |  | * | CEMENT MORTAR(1:3) |  |  |  |  | 1.5 | CUM | LABOUR CHARGES FOR FILLING | 7.8 | CUM | 11.7 |  | 17. | C.W. PLANK UPTO 40mmTHICK UPTO 30 Cm WIDTH | CUM. | local | 0 | 23685 | 0 | 0 | 0 | 23685 | Vibrat-charges(R.C.C) | 20.7 |  | 15.6 | 1.1 | 17.16
17 | EARTH FILLING * | 8.8 | 1CUM |  |  |  | - | [5 empty] | L.S | SUNDRIES |  | L.S | 0 |  | 18. | T.W SCANTLING 2M TO 3M LONG | CUM. | local | 0 | 65420 | 0 | 0 | 0 | 65420 | Vibrat-charges(P.C.C) | 15.6 |  | 7.8 | 1.1 | 8.58
18 | SAND FILLING * | 7.8 | 1CUM |  | 0.48 | M.T | CEMENT | 3800 | M.T | 1824 | [6 empty] | - |  | 19. | T.W.SCANTLING BELOW 2M LONG | CUM. | local | 0 | 57165 | 0 | 0 | 0 | 57165 | Sand filling charges | 7.8 |  | 8.8 | 1.1 | 9.68
19 | POLISHING STONE | 58.33 | L.S |  | 1 | CUM | SAND | #REF! | CUM | #REF! |  |  |  | TOTAL FOR 1.5 CUM |  |  | #REF! |  | 20. | T.W.PLANKS 30cm to 45cm WIDTH & 12to25mm Thick | CUM. | local | 0 | 63870 | 0 | 0 | 0 | 63870 | Earth filling charges | 8.8 |  | 25 | 1.1 | 27.5
20 | FLOOR POLISHER (MOSAIC) * | 120 | NO |  | 1 | CUM | MIXING OF MORTAR | 26 | CUM | 26 | [6 empty] | - |  | 21. | Country BricksKiln Burnt of SIZE 22x11x5Cm | 1000nos. | Nerkundram | #REF! | 1470 | #REF! | 0 | 0 | #REF! | E.W. | 25 |  | 342 | 1.1 | 376.2
21 | LABOUR CHARGE FOR WROUGHT & PUTUP /V-SHUTTER * | 3035 | 287 |  |  | L.S | SUNDRIES |  | L.S | 0 |  |  |  | RATE PER CUM |  |  | #REF! |  | 22. | MOSAIC TILES GRAY 25X25X2cm. | 1000nos. | local | 0 | 8240 | 0 | 0 | 0 | 8240 | L.C.T.W.Door- | 342 |  | 287 | 1.1 | 315.7
22 | LABOUR CHARGE FOR DOOR/WINDOW SHUTTER * | 342 | 320 | [6 empty] | - | [6 empty] | = |  | 23. | CEMENT (supply at site) | M.T | local | 0 | 3800 | 0 | 0 | 0 | 3800 | L.C.marine doors- | 287 |  | 320 | 1.1 | 352
23 | COST OF RUBBER ,LUBRICATION,PLUG,CLAMP | 2.5 | 267 |  |  |  | TOTAL FOR 1 CUM |  |  | #REF! | [8 empty] | 24. | R.T.S. / M.S upto 16mm | M.T | Local | 0 | 28000 | 0 | 0 | 0 | 28000 | TW glazed window | 320 |  | 3035 | 1.1 | 3338.5
24 | M.S. HOLD FAST WITH SCREWS * | 3.64 | 240 | [6 empty] | - | [8 empty] | 25. | M.S./ R.T.S above 16mm | M.T | Local | 0 | 26500 | 0 | 0 | 0 | 26500 | Wrought&putup | 3035 |  | 267 | 1.1 | 293.7
25 | M.S. SHEET/ANGLE PER M.T | 30000 | 30000 |  |  | * | CEMENT MORTAR(1:4) | [11 empty] | 26. | Country BricksKiln Burnt SIZE 22x11x5Cm | 1000nos. | Nerkundram | #REF! | 1470 | #REF! | 0 | 0 | #REF! | Ventilator | 267 |  | 240 | 1.1 | 264
26 | Graval | 169 |  |  | 0.36 | M.T | CEMENT | 3800 | M.T | 1368 | [8 empty] | 27. | HBSJ 11.2mm IRC metal | CUM. | Pallavaram | 18 | 278 | #REF! | 0 | 0 | #REF! | Meter- Cupboard Weldmesh | 240 |  | 37.3 | 1.1 | 41.03
| Earth work lift for addl 1M | 2.6 |  |  | 1 | CUM | SAND | #REF! | CUM | #REF! | [8 empty] | 28. | HBSJ 37.5mm to 26.5mm IRC metal | CUM. | Pallavaram | 18 | 334.5 | #REF! | 0 | 0 | #REF! | E.W (SDR) | 37.3 |  | 95.5 | 1.1 | 105.05
[5 empty] | 1 | CUM | MIXING OF MORTAR | 26 | CUM | 26 | [8 empty] | 29. | HBSJ 63mm to 45mm IRC metal | CUM. | Pallavaram | 18 | 278.5 | #REF! | 0 | 0 | #REF! | FITTER-II (Pipe & Bar Bend) | 120
27 | TRANSPORTING & ERRECTION | 40 | NO. |  |  | L.S | SUNDRIES |  | L.S | 0 | [8 empty] | 30. | Gravel | CUM. | Nellore road | 20 | 83 | 86 | 0 | 0 | 169 |  |  | ¦
28 | LABOUR COST OF CHANNELMOULD/PAINTING ANTCORROSIVE | 41 | 500 | [6 empty] | - | [20 empty] | ¦
29 | COST OF PLASTERXERS/COST OF ANTI-CORROSIVE | 28 | 105.45 |  |  |  | TOTAL FOR 1 CUM |  |  | #REF! | [8 empty] | - | - | - | - | - | - | - | - | - | - | - | - | ¦
30 | STONE CUTTER II * | 110 | NO | [6 empty] | - | [20 empty] | ¦
31 | CONVEYING,LOWERING& JOINTING LABOUR | 1.75 | RMT |  |  | * | CEMENT MORTAR(1:5) | [12 empty] | CERTIFIED THAT THE LEAD PARTICULARS FURNISHED HERE ARE FOUND CORRECT UPTO BEST OF MY KNOWLEDGE | [10 empty] | ¦
32 | LABOUR FOR CUTTING 15mm DIA * | 2.2 | NO |  |  |  | - | [23 empty] | ¦
33 | LABOUR FOR CUTTING 20mm DIA * | 2.2 | NO |  | 0.288 | M.T | CEMENT | 3800 | M.T | 1094.4 | [20 empty] | ¦
34 | LABOUR FOR CUTTING 25mm DIA * | 2.7 | NO |  | 1 | CUM | SAND | #REF! | CUM | #REF! | [20 empty] | ¦
35 | LABOUR FOR CUTTING 32mm DIA * | 3.2 | NO |  | 1 | CUM | MIXING OF MORTAR | 26 | CUM | 26 | [11 empty] | J.E / A.E |  |  |  | A.E.E |  |  |  | E.E | ¦
36 | LABOUR FOR CUTTING 40mm DIA * | 4.2 | NO |  |  | L.S | SUNDRIES |  | L.S | 0 |  |  | * | CEMENT CONCRETE(1:8:16) USING | [16 empty] | ¦
37 | LABOUR FOR CUTTING 50mm DIA/100mm Dia * | 5.35 | 10.65 | [6 empty] | - |  |  |  | 40mm BRICK JELLY | [16 empty] | ¦
38 | LABOUR FOR CUTTING 65mm DIA/80mm Dia * | 5.85 | 7.45 |  |  |  | TOTAL FOR 1 CUM |  |  | #REF! |  |  |  | - | [16 empty] | ¦
39 | LABOUR FOR THREADING 15mm DIA * | 3.2 | NO | [6 empty] | - |  | 9 | CUM | 40mm BRICK JELLY | #REF! | CUM | #REF! | [13 empty] | ¦
40 | LABOUR FOR THREADING 20mm DIA * | 3.2 | NO |  |  | * | CEMENT MORTAR(1:6) |  |  |  |  | 4.5 | CUM | CEMENT MORTAR(1:8) | #REF! | CUM | #REF! | [13 empty] | ¦
41 | LABOUR FOR THREADING 25mm DIA * | 6.4 | NO |  |  |  | - |  |  |  |  | 1.8 | NO. | MASON II | 135 | NO. | 243 | [13 empty] | ¦
42 | LABOUR FOR THREADING 32mm DIA /100mm Dia * | 8.55 | 21.3 |  | 0.24 | M.T | CEMENT | 3800 | M.T | 912 |  | 17.7 | NO. | MAZDOOR I | 95 | NO. | 1681.5 | [13 empty] | ¦
43 | LABOUR FOR THREADING 40mm DIA /80mm Dia * | 9.55 | 16 |  | 1 | CUM | SAND | #REF! | CUM | #REF! |  | 14.1 | NO. | MAZDOOR II | 85 | NO. | 1198.5 | [13 empty] | ¦::
44 | LABOUR FOR THREADING 50mm DIA /65mm Dia * | 10.65 | 12.75 |  | 1 | CUM | MIXING OF MORTAR | 26 | CUM | 26 |  |  | L.S | SUNDRIES |  | L.S | 0
45 | COST OF JOINTING MATERIALS | 12.1 | L.S |  |  | L.S | SUNDRIES |  | L.S | 0 | [6 empty] | -
46 | HIRE CHARGES FOR POWER POLISHER | 35 | L.S | [6 empty] | - |  |  |  | TOTAL FOR 10 CUM |  |  | #REF! | [13 empty] | ¦
47 | ELC. CONSUMPTION CHARGES | 15 | L.S |  |  |  | TOTAL FOR 1 CUM |  |  | #REF! | [6 empty] | - | [13 empty] | ¦
48 | LABOUR FOR FIXING WINDOW BARS | 6.55 | Kg* | [6 empty] | - |  |  |  | RATE PER CUM |  |  | #REF! | [13 empty] | ¦
49 | E.W.EXCAVATION SS 20B AS PER SR ITEM 62 * | 25 | 37.3 |  |  | * | CEMENT MORTAR(1:7) | [9 empty] | = | [13 empty] | ¦
50 | MIXER OPERATER * | 85.5 | NO. |  |  |  | - | [5 empty] | * | CEMENT CONCRETE(1:2:4) USING | [16 empty] | ¦
51 | TESTING CHARGES FOR S.W. LINE | 42 | L.S |  | 0.206 | M.T | CEMENT | 3800 | M.T | 782.8 |  |  |  | 20mm HBSTONE METEL | [16 empty] | ¦
52 | GRINDING MORTAR * | 62.5 | CUM |  | 1 | CUM | SAND | #REF! | CUM | #REF! |  |  |  | - | [16 empty] | ¦
53 | G.I. SHEET SR114 1.6mmT.K,30cmWIDE | 303 | SQM* |  | 1 | CUM | MIXING OF MORTAR | 26 | CUM | 26 |  | 9 | CUM | 20mm HBSTONE METEL | #REF! | CUM | #REF! | [13 empty] | ¦
54 | FITTER II * | 120 | NO. |  |  | L.S | SUNDRIES |  | L.S | 0 |  | 4.5 | CUM | CEMENT MORTAR(1:2) | #REF! | CUM | #REF! | [13 empty] | ¦
55 | CEMENT | 3800 | M.T | [6 empty] | - |  | 1.8 | NO. | MASON II | 135 | NO. | 243 | [13 empty] | ¦
56 | ROUGH STONE | #REF! | CUM |  |  |  | TOTAL FOR 1 CUM |  |  | #REF! |  | 17.7 | NO. | MAZDOOR I | 95 | NO. | 1681.5 | [13 empty] | ¦
57 | BOND STONE | #REF! | CUM | [6 empty] | - |  | 14.1 | NO. | MAZDOOR II | 85 | NO. | 1198.5 | [13 empty] | ¦
58 | HARD BROKEN STONE JELLY 3mmTo10mm SIZE | #REF! | CUM |  |  | * | CEMENT MORTAR(1:8) | [5 empty] | L.S | SUNDRIES |  | L.S | 0 | [13 empty] | ¦
59 | HARD BROKEN STONE JELLY 10mm SIZE | #REF! | CUM |  |  |  | - | [9 empty] | - | [13 empty] | ¦
60 | HARD BROKEN STONE JELLY 12mm SIZE | #REF! | CUM |  | 0.18 | M.T | CEMENT | 3800 | M.T | 684 |  |  |  | TOTAL FOR 10 CUM |  |  | #REF! | [13 empty] | ¦
61 | HARD BROKEN STONE JELLY 20mm SIZE | #REF! | CUM |  | 1 | CUM | SAND | #REF! | CUM | #REF! | [6 empty] | - | [13 empty] | ¦
62 | HARD BROKEN STONE JELLY 40mm SIZE | #REF! | CUM |  | 1 | CUM | MIXING OF MORTAR | 26 | CUM | 26 |  |  |  | RATE PER CUM |  |  | #REF! | [13 empty] | ¦
63 | TERRACOTTA JALLY 110mm/50mmT.K FIXING CHARGE | 20 | * |  |  | L.S | SUNDRIES |  | L.S | 0 | [6 empty] | = | [13 empty] | ¦
64 | TERRACOTTA JALLY 110mmT.K/50mmT.K | 514.62 | 240 | [6 empty] | - |  |  | * | B.W IN C.M(1:5) USING CHAMBER BURNT | [16 empty] | ¦
65 | CHAMBER BURNT G.M(2D) BRICK 8-3/4"X4-1/4"X2" | #REF! | CUM |  |  |  | TOTAL FOR 1 CUM |  |  | #REF! |  |  |  | Bricks of size 22X11X5Cm | [16 empty] | ¦
66 | SAND FOR MARTER | #REF! | CUM | [6 empty] | - |  |  |  | - | [16 empty] | ¦
67 | SAND FOR FILLING | #REF! | CUM |  | 1.1 |  | EARTH WORK EXCAVATION |  |  |  |  | 4600 | NOS. | Bricks of size 22X11X5Cm | #REF! | 1000NO. | #REF! | [13 empty] | ¦
68 | STOCK BRICK-IISORT(2A)T.M OF SIZE 9"x4-1/2"X3" | #REF! | 1000 Nos |  |  |  | --------------------- |  |  |  |  | 2.5 | CUM | CEMENT MORTAR(1:5) | #REF! | CUM | #REF! | [13 empty] | ¦
69 | BRICK JELLY 40mm GAUGE | #REF! | CUM |  | 10 | CUM | EARTH WORK EXCAVATION IN SS20B | 25 | CUM | 250 |  | 3.5 | NO. | MASON I | 150 | NO. | 525 | [13 empty] | ¦
70 | BRICK JELLY 20mm GAUGE | #REF! | CUM |  | 10 | CUM | ADD 100% FOR NARROW CUTTING | 25 | CUM | 250 |  | 10.6 | NO. | MASON II | 135 | NO. | 1431 | [13 empty] | ¦
71 | PRESSED TILES 23X23X2cm | 4500 | 1000 Nos | 3550 | 10 | CUM | 1/3REFILLING CHARGES | 2.9333 | CUM | 29.3333 |  | 7.1 | NO. | MAZDOOR I | 95 | NO. | 674.5 | [13 empty] | ¦
72 | SLACKED LIME | 773 | CUM |  |  | L.S | SUNDRIES |  | L.S | 0 |  | 21.2 | NO. | MAZDOOR II | 85 | NO. | 1802 | [13 empty] | ¦
73 | SLACKED SHELL LIME | #REF! | CUM | [6 empty] | - |  |  | L.S | SUNDRIES |  | L.S | 0 | [13 empty] | ¦
74 | C.W.SANDLING UP TO 4M LONG | 20605 | CUM |  |  |  | TOTAL FOR 10 CUM |  |  | 529.3333 | [6 empty] | - | [13 empty] | ¦
75 | C.W. PLANK 40mmT.K.UPTO30cm WIDTH | 23685 | CUM | [6 empty] | - |  |  |  | TOTAL FOR 10 CUM |  |  | #REF! | [13 empty] | ¦
76 | T.W SANDLING OVER2M,BLOW3M | 65420 | CUM |  |  |  | RATE PER CUM INCLUDING REFILLING | 0 TO 2M |  | 52.9333 | [6 empty] | - | [13 empty] | ¦
77 | T.W.SCANDLING UPTO 2M | 57165 | CUM |  |  |  |  | 2 TO 3M |  | 55.53 |  |  |  | RATE PER CUM |  |  | #REF! | [13 empty] | ¦
78 | T.W. PLANK 12mm to 25mm T.K UPTO 45cmWIDTH | 63870 | CUM |  | 1.2 |  | RATE PER CUM EXCLUDING REFILLING | 0 TO 2M |  | 50 | [6 empty] | = | [13 empty] | ¦
79 | STOCK BRICK-ISORT(2B)T.M SIZE 9"x4-3/8"X2-3/4" | #REF! | 1000 Nos |  |  |  |  | 2 TO 3M |  | 52.6 | [20 empty] | ¦
[5 empty] | 1.3 |  | EARTH WORK EXCAVATION for SDR
-
[5 empty] | 10 | CUM | EARTH WORK EXCAVATION IN SDR | 37.3 | CUM | 373
[5 empty] | 10 | CUM | ADD 100% FOR NARROW CUTTING | 37.3 | CUM | 373
[5 empty] | 10 | CUM | 1/3REFILLING CHARGES | 2.9333 | CUM | 29.3333
[6 empty] | L.S | SUNDRIES |  | L.S | 0
-
[7 empty] | TOTAL FOR 10 CUM |  |  | 775.3333
-
[7 empty] | RATE PER CUM INCLUDING REFILLING | 0 TO 2M |  | 77.5333
[8 empty] | 2 TO 3M |  | 80.13
[5 empty] | 1.7 |  | RATE PER CUM EXCLUDING REFILLING IN SDR | 0 TO 2M |  | 74.6
[8 empty] | 2 TO 3M |  | 77.2
[5 empty] | 1.5 |  | EARTH WORK EXCAVATION for open foundationEXCLUDING REFILLING
[5 empty] | 10 | CUM | EARTH WORK EXCAVATION IN SS20B | 25 | CUM | 250
[5 empty] | 10 | CUM | 1/3REFILLING CHARGES | 2.9333 | CUM | 29.3333
[6 empty] | L.S | SUNDRIES |  | L.S | 0
-
[7 empty] | TOTAL FOR 10 CUM |  |  | 279.3333
-
27.9333
=
[7 empty] | RATE PER CUM EXCLUDING REFILLING | 0 TO 2M |  | 25
[8 empty] | 2 TO 3M |  | 27.6
[5 empty] | 1.8 |  | EARTH WORK EXCAVATION for open foundation IN SDR (EXCLUDING REFILLING)
[5 empty] | 10 | CUM | EARTH WORK EXCAVATION IN SDR | 37.3 | CUM | 373
[6 empty] | LS |  |  | LS | 0
-
[7 empty] | TOTAL FOR 10 CUM |  |  | 373
-
[7 empty] | RATE PER CUM EXCLUDING REFILLING IN SDR (OPEN FOUNDATION) | 0 TO 2M |  | 37.3
[8 empty] | 2 TO 3M |  | 39.9
[5 empty] | 1.6 |  | EARTH WORK EXCAVATION FOR DRAINS
[7 empty] | up to 1.25m width | 0 TO 2M |  | 37.5
[7 empty] | 1.5 times E.W | 2 TO 3M |  | 40.1
=
80 | MOSIC TILES GREY 25X25X2cm | 8240 | 13.87 |  | 2.1 | * | FILLING IN FOUNDATION AND | [5 empty] | 14a | G.F |  |  | #REF! | [13 empty] | ¦
81 | RTS/MS above 16mm dia | 26500 | M.T |  |  |  | BASEMENT WITH FILLING SAND | [5 empty] | 14b | F.F |  |  | #REF! | [13 empty] | ¦
82 | RTS/MS upto 16mm dia | 28000 | M.T |  |  |  | - | [5 empty] | 14c | S.F |  |  | #REF! | [13 empty] | ¦
83 | M.S. WIRE 3mm | 26500 | M.T |  | 1 | CUM | COST OF FILLINGSAND | #REF! | CUM | #REF! |  |  | 14d | T.F |  |  | #REF! | [13 empty] | ¦
84 | GRAVEL | 169 | CUM |  | 1 | CUM | LABOUR CHARGES FOR FILLING | 7.8 | CUM | 7.8 |  |  |  | Fourth floor |  |  | #REF! | [13 empty] | ¦
85 | BITUMEN | 12224.58 | M.T |  |  | L.S | SUNDRIES |  | L.S | 0 |  |  | * | B.W IN C.M(1:6) USING CHAMBER BURNT | [16 empty] | ¦
86 | BINDING WIRE | 30000 | M.T | [6 empty] | - |  |  |  | Bricks of size 22X11X5Cm | [16 empty] | ¦
[7 empty] | TOTAL FOR 1.0 CUM |  |  | #REF! |  |  |  | - | [16 empty] | ¦
87 | POLISHING STONE | 7.5 | L.S | [6 empty] | - |  | 4600 | NOS. | Bricks of size 22X11X5Cm | #REF! | 1000NO. | #REF! | [13 empty] | ¦
[5 empty] | 2.2 | * | PROVIDING SAND GRAVEL MIX
IN 1:1 RATIO INCLUDING
COST OF SAND,GRAVEL,STACKING,LABOUR FOR
MIXING &CONSOLIDATION ETC
COMPLETE.
-
[5 empty] | 0.7 | CUM | COST OF SAND | #REF! | CUM | #REF!
[5 empty] | 0.7 | CUM | STACKING CHARGES | 3.05 | CUM | 2.135
[5 empty] | 0.72 | CUM | COST OF gravel | 169 | CUM | 121.68
[5 empty] | 0.72 | CUM | STACKING CHARGES | 3.05 | CUM | 2.196
[5 empty] | 1 | CUM | LABOUR CHARGES FOR MIXING | 26 | CUM | 26
[5 empty] | 1 | CUM | LABOUR CHARGES FOR SPREADING | 6.05 | CUM | 6.05
WATERING&POWER ROLLING
[6 empty] | L.S | SUNDRIES |  | L.S | 0
-
[7 empty] | TOTAL FOR 1.0 CUM |  |  | #REF!
-
2.3 | SUPLLYING AND FILLING WITH 40MM Brick jelly | #REF! |  |  | 2.6 | * | SUPLLYING AND FILLING WITH 40MM HBSJ
2.4 | SUPLLYING AND FILLING WITH 20MM Brick jelly | #REF! |  |  |  |  | -
[5 empty] | 1 | CUM | COST OF 40mm HBSJ | #REF! | CUM | #REF!
[5 empty] | 1 | CUM | LABOUR CHARGES FOR FILLING | 8.8 | CUM | 8.8
[6 empty] | L.S | SUNDRIES |  | L.S | 0
-
[7 empty] | TOTAL FOR 1.0 CUM |  |  | #REF!
-
[5 empty] | 2.7 | * | SUPLLYING AND FILLING WITH 20MM HBSJ
-
[5 empty] | 1 | CUM | COST OF 20mm HBSJ | #REF! | CUM | #REF!
[5 empty] | 1 | CUM | LABOUR CHARGES FOR FILLING | 8.8 | CUM | 8.8
[6 empty] | L.S | SUNDRIES |  | L.S | 0
-
[7 empty] | TOTAL FOR 1.0 CUM |  |  | #REF!
88 | CRUDE OIL | 15.25 | Kg | [6 empty] | - |  | 2.5 | CUM | CEMENT MORTAR(1:6) | #REF! | CUM | #REF! | [13 empty] | ¦
89 | RED OXIDE | 110 | Kg | [8 empty] | 3.5 | NO. | MASON I | 150 | NO. | 525 | [13 empty] | ¦
[5 empty] | 2.5 |  | Providing GRAVEL SOLING of 150mm thick
[5 empty] | 1 | CUM | COST OF Gravel | 169 | CUM | 169
[5 empty] | 1 | CUM | STACKING CHARGES | 3.05 | CUM | 3.05
[5 empty] | 1 | CUM | LABOUR CHARGES FOR SPREADING | 6.05 | CUM | 6.05
WATERING&POWER ROLLING
-
[7 empty] | TOTAL FOR 1.0 CUM |  |  | 178.1
-
90 | WINE VERNISH | 65 | LITTER |  | 3.1 | * | CEMENT CONCRETE(1:5:10) USING |  |  |  |  | 10.6 | NO. | MASON II | 135 | NO. | 1431 | [13 empty] | ¦
91 | LINSEED OIL (BOILED) | 25 | LITTER |  |  |  | 40mm HBSTONE METEL |  |  |  |  | 7.1 | NO. | MAZDOOR I | 95 | NO. | 674.5 | [13 empty] | ¦
92 | BEST GOPALVARNISH REDY MIX | 210 | LITTER |  |  |  | - |  |  |  |  | 21.2 | NO. | MAZDOOR II | 85 | NO. | 1802 | [13 empty] | ¦
93 | READY MIX PAINT II ND/ IST for wood | 160 | 96.11 |  | 9 | CUM | H.B.STONEJELLY 40mm | #REF! | CUM | #REF! |  |  | L.S | SUNDRIES |  | L.S | 0 | [13 empty] | ¦
94 | READY MIX PRIMER PAINT | 100 | LITTER |  | 4.5 | CUM | CEMENT MORTAR(1:5) | #REF! | CUM | #REF! | [6 empty] | - | [13 empty] | ¦
95 | M.S WASHER | 0.25 | NO. |  | 1.8 | NO. | MASON II | 135 | NO. | 243 |  |  |  | TOTAL FOR 10 CUM |  |  | #REF! | [13 empty] | ¦
96 | CHICKEN MESH 10X10X10G | 22.6 | SQM |  | 17.7 | NO. | MAZDOOR I | 95 | NO. | 1681.5 | [6 empty] | - | [13 empty] | ¦
97 | WELD MESH 75X25X10G | 212 | SQM |  | 14.1 | NO. | MAZDOOR II | 85 | NO. | 1198.5 |  |  |  | RATE PER CUM |  |  | #REF! | [13 empty] | ¦
98 | WELD MESH 100X100X10G | 85 | NO |  |  | L.S | SUNDRIES |  | L.S | 0 | [6 empty] | = | [13 empty] | ¦
99 | IWC ORIYA PAN | 750 | NO | [6 empty] | - | [20 empty] | ¦
100 | S.W. SIGLE Y | 47.2 | NO | [6 empty] | #REF! |  |  | 15a | G.F |  |  | #REF! | [13 empty] | ¦
101 | S.W.TEE 100mm DIA WITH ISI MARK | 75 | NO |  |  |  | TOTAL FOR 10 CUM |  |  | - |  |  | 15b | F.F |  |  | #REF! | [13 empty] | ¦::
102 | S.W.PIPE 100mm DIAWITH ISI MARK | 40 | NO | [6 empty] | #REF! |  |  | 15c | S.F |  |  | #REF!
103 | S.W.PIPE 150mm DIAWITH ISI MARK | 65 | NO |  |  |  | RATE PER CUM |  |  | = |  |  | 15d | T.F |  |  | #REF!
104 | S.W.BEND 100mm DIAWITH ISI MARK | 65 | NO | [27 empty] | ¦
105 | READY MIX PAINT II ND/ IST for iron | 150 | LTR |  | 3.2 | * | CEMENT CONCRETE PCC (1:2:4) USING
106 | S.W.TEE 150mm DIA WITH ISI MARK | 100 | NO |  |  |  | 20mm HBSTONE METEL | [5 empty] | A. | DOOR OF SIZE 70X210Cm
[7 empty] | - | [6 empty] | -
[5 empty] | 9 | CUM | H.B.STONEJELLY 20mm | #REF! | CUM | #REF! |  | 0.01153 | CUM | T.W.SCANTLING above 2M length | 65420 | CUM | 754.2926
[5 empty] | 4.5 | CUM | CEMENT MORTAR(1:2) | #REF! | CUM | #REF! |  | 0.01013 | CUM | T.W.SCANTLING below 2M length | 57165 | CUM | 579.0815
[5 empty] | 1.8 | NO. | MASON II | 135 | NO. | 243 |  | 0.7778 | SQM | Phenol bonded BWR Plywood 9mm | 381.37 | SQM | 296.6296
[5 empty] | 17.7 | NO. | MAZDOOR I | 95 | NO. | 1681.5 |  | 1.23 | SQM | LABOUR CHARGE | 287 | SQM | 353.01
[5 empty] | 14.1 | NO. | MAZDOOR II | 85 | NO. | 1198.5 |  | 2 | NO. | 6"X1/2"ALU.TOWER BOLT | 30 | NO. | 60
[6 empty] | L.S | SUNDRIES |  | L.S | 0 |  | 3 | NO. | 5" ALU.BUTT HINGS | 45 | NO. | 135
[10 empty] | - |  | 1 | NO. | 10"X5/8" ALU. ALDROP | 95 | NO. | 95
[10 empty] | #REF! |  | 1 | NO. | NYLON BUSH | 8 | NO. | 8
[7 empty] | TOTAL FOR 10 CUM |  |  | - |  | 1 | NO. | ALU.HANDLE WITH C.P.SCREWS | 30 | NO. | 30
[10 empty] | #REF! |  | 1 | NO. | DOOR STOPPER | 25 | NO. | 25
[7 empty] | RATE PER CUM |  |  | = | [6 empty] | -
[14 empty] | TOTAL FOR 1.23 SQM |  |  | 2336.0136
[5 empty] | 3.3 | * | CEMENT CONCRETE(1:8:16) USING | [9 empty] | -
20mm brick jelly
[7 empty] | - | [6 empty] | RATE PER SQM |  |  | 1899.1981
[5 empty] | 9 | CUM | 20mmbrick jelly | #REF! | CUM | #REF! |  | ¦::
[5 empty] | 4.5 | CUM | CEMENT MORTAR(1:8) | #REF! | CUM | #REF!
[5 empty] | 1.8 | NO. | MASON II | 135 | NO. | 243
[5 empty] | 17.7 | NO. | MAZDOOR I | 95 | NO. | 1681.5
[5 empty] | 14.1 | NO. | MAZDOOR II | 85 | NO. | 1198.5
[6 empty] | L.S | SUNDRIES |  | L.S | 0
-
#REF!
[7 empty] | TOTAL FOR 10 CUM |  |  | -
#REF!
[7 empty] | RATE PER CUM |  |  | =
[5 empty] | 3.6 |  | PROVIDING WBM 125mm CONSOLIDATED
THICK WITH GRAVEL BLINDAGE
=
[5 empty] | 1.25 | cum | Stacking charges | 3.05 | cum | 3.8125
[5 empty] | 0.75 | cum | 63mm to 46.5mm IRC metal | #REF! | cum | #REF!
[5 empty] | 0.5 | cum | 37.5mm to 26.5mm IRC metal | #REF! | cum | #REF!
[5 empty] | 0.45 | cum | Gravel blindage 2 layers | 169 | cum | 76.05
[5 empty] | 10 | sqm | Spreading charges for 2 layers | 17.82 | sqm | 178.2
[7 empty] | (10.1+7.72) |  |  | -
[7 empty] | Total for 10 m2 |  |  | #REF!
-
[7 empty] | for 1 m2 |  |  | #REF!
=
[5 empty] | 3.7 |  | SURFACE DRESSING OVER WBM 25mm TK.
-
[5 empty] | 2.7 | cum | 11.2mm IRC metal | #REF! | cum | #REF!
[5 empty] | 0.145 | cum | Filling sand | #REF! | cum | #REF!
[5 empty] | 218.8 | kg | Bitumen | 12224.58 | kg | 2674.7381
[5 empty] | 100 | sqm | Labour charges | 14.3 | sqm | 1430
-
[7 empty] | Total for 100M2 |  |  | #REF!
-
[7 empty] | for 1 m2 |  |  | #REF!
=
105 | S.W.BEND 150mm DIA | 50.5 | NO |  | 4.1 |  | REINFORCED CEMENT CONCRETE | [5 empty] | ** | PARTITION WALL OF 114mmTHICK | [16 empty] | ¦
106 | S.W.GULLY TRAP 150X100mm | 115 | NO |  |  |  | = | [6 empty] | - | [16 empty] | ¦
107 | NAHANI TRAP 63mm/PVC TYP | 63 | 90 |  |  | * | C.C(1:2:4)USING 20mm HBSTONE |  |  |  |  | 1.14 | CUM | PRATITION B.W IN C.M(1:4) | #REF! | NO. | #REF! | [13 empty] | ¦
108 | CENTERING C.W BOARDING 40mmT.K | 10705 | CUM |  |  |  | JELLY FOR ALL RCCWORK |  |  |  |  | 1 | NO | MASON I | 150 | NO. | 150 | [13 empty] | ¦
109 | CENTERING C.W. JOIST | 9395 | CUM |  |  |  | - | [5 empty] | L.S | SUNDRIES |  | L.S | 0.05 | [13 empty] | ¦
110 | CASURINA POST 10mmMTO 13mm DIA * | 15 | NO |  | 9 | CUM | 20mm HB STONE JELLY | #REF! | CUM | #REF! | [6 empty] | - | [13 empty] | ¦
111 | CEMENT PAINT | 35 | Kg | 120 | 3.231 | M.T | CEMENT | 3800 | M.T | 12277.8 |  |  |  | TOTAL FOR 10 SQM |  |  | #REF! | [13 empty] | ¦
112 | GLASS 3mmTHICK | 160 | 452.09 |  | 4.5 | CUM | SAND | #REF! | CUM | #REF! | [6 empty] | - | [13 empty] | ¦
113 | A.C. PIPE 100mm DIA | 13.5 | RMT |  | 3.5 | NO. | MASON II | 135 | NO. | 472.5 |  |  |  | RATE PER SQM |  |  | #REF! | [13 empty] | ¦
114 | A.C.BEND100mm DIA | 18.81 | NO |  | 21.2 | NO. | MAZDOOR I | 95 | NO. | 2014 | [6 empty] | = | [13 empty] | ¦
115 | A.C. SHOE 100mm DIA | 14.15 | NO |  | 35.3 | NO. | MAZDOOR II | 85 | NO. | 3000.5 |  |  | 20a | G.F |  |  | #REF! | [13 empty] | ¦
116 | C.I EVERITE CLAMOE 100mm DIA | 16.44 | NO |  |  | L.S | SUNDRIES |  | L.S | 0 |  |  | 20b | F.F |  |  | #REF! | [13 empty] | ¦
117 | CI GREATINGS 100mm DIA | 8 | 6.25 | [6 empty] | - |  |  | 20c | S.F |  |  | #REF! | [13 empty] | ¦
118 | G.I.SHEET 22G | 170.39 | SQM |  |  |  | TOTAL FOR 10CUM |  |  | #REF! |  |  | 20d | T.F |  |  | #REF! | [13 empty] | ¦
119 | ALU HINGS 5" | 45 | NO | [6 empty] | - | [20 empty] | ¦
120 | ALU HINGS 4" | 31.24 | NO |  |  |  | RATE PER CUM |  |  | #REF! |  |  | ** | DADOING WALL WITH MASAIC | [16 empty] | ¦
121 | ALU HINGS 3" | 25 | NO | [10 empty] | GRADED CHIPS | [16 empty] | ¦
122 | ALU HINGS 2" | 13 | NO |  | 1 | CUM | VIBRATING CHARGES |  |  | 20.7 |  |  |  | - | [16 empty] | ¦
123 | ALU TOWER BOLT 6"X1/2" | 30 | NO | [6 empty] | - |  | 10 | SQM | MASIC TILES LAID IN CM 1:3 | #REF! | SQM | #REF! | [13 empty] | ¦
124 | ALU TOWER BOLT 2"X5/10" | 20 | NO | 25 |  |  | for foundation and basement |  |  | #REF! |  | 1.1 | NO. | MASON II | 135 | NO. | 148.5 | [13 empty] | ¦
125 | ALU ALDROP 10"X5.8" | 95 | NO | [6 empty] | - |  | 1.1 | NO. | MAZDOOR I | 95 | NO. | 104.5 | [13 empty] | ¦
126 | ALU ALDROP 6"X1/2" | 80 | NO |  |  |  | G.F |  |  | #REF! |  | 1.1 | NO. | MAZDOOR II | 85 | NO. | 93.5 | [13 empty] | ¦
127 | NYLON BUSH FOR D | 8 | NO |  |  |  | F.F |  |  | #REF! | [6 empty] | - | [13 empty] | ¦
128 | NYLON BUSH FOR W&V | 8 | NO |  |  |  | S.F |  |  | #REF! |  |  |  | TOTAL FOR 10 SQM |  |  | #REF! | [13 empty] | ¦
129 | VENTILATER PIVET | 2.9 | PAIR |  |  |  | T.F |  |  | #REF! | [6 empty] | - | [13 empty] | ¦
130 | ALU HOOKS & EYES8" | 20.6 | PAIR |  |  |  | Forth floor |  |  | #REF! |  |  |  | RATE PER SQM |  |  | #REF! | [13 empty] | ¦
131 | ALU HOOKS & EYES6" | 15.6 | NO | [13 empty] | = | [13 empty] | ¦
132 | ALU HOOKS & EYES3" | 12.6 | NO |  | 5. | * | RANDUM RABBLE MASONRY IN CM 1:5 | [23 empty] | ¦
133 | I.O. HINGES 4" | 5.75 | NO |  |  |  | = | [5 empty] | * | PLASTERING C.M(1:3) 12mmTHICK | [16 empty] | ¦
134 | I.O. HINGES 5" | 8.5 | NO |  | 10 | CUM | ROUGH STONE | #REF! | CUM | #REF! |  |  |  | - | [16 empty] | ¦
135 | I.O SPL HING 8"LONG | 10 | NO |  | 1 | CUM | BOND STONE | #REF! | CUM | #REF! |  | 0.14 | CUM | CEMENT MORTAR(1:3) | #REF! | CUM | #REF! | [13 empty] | ¦
136 | I.O. HINGES 3" | 3.25 | NO |  | 3.4 | CUM | CEMENT MORTAR(1:5) | #REF! | CUM | #REF! |  | 1.1 | NO. | MASON I | 150 | NO. | 165 | [13 empty] | ¦
137 | I.O. HINGES 2" | 2.2 | NO |  | 7.1 | NO. | MASON I | 150 | NO. | 1065 |  | 0.5 | NO. | MAZDOOR I | 95 | NO. | 47.5 | [13 empty] | ¦
138 | I.O. TOWER BOLT 6"X1/2" | 10.5 | NO |  | 10.6 | NO. | MASON II | 135 | NO. | 1431 |  | 1.1 | NO. | MAZDOOR II | 85 | NO. | 93.5 | [13 empty] | ¦
139 | I.O. TOWER BOLT 2"X5/8" | 5.5 | NO |  | 14.1 | NO. | MAZDOOR I | 95 | NO. | 1339.5 |  |  | L.S | SUNDRIES |  | L.S | 0 | [13 empty] | ¦
140 | I.O. ALDROP 10"X5.8" | 21 | NO |  | 14.1 | NO. | MAZDOOR II | 85 | NO. | 1198.5 | [6 empty] | - | [13 empty] | ¦
141 | I.O. ALDROP 6"X1/2" | 10 | NO |  |  | L.S | SUNDRIES |  | L.S | 0 |  |  |  | TOTAL FOR 10 SQM |  |  | #REF! | [13 empty] | ¦
142 | NYLON BUSH FOR D | 4 | NO | [6 empty] | - | [6 empty] | - | [13 empty] | ¦
143 | NYLON BUSH FOR W&V | 8 | NO. |  |  |  | TOTAL FOR 10 CUM |  |  | #REF! |  |  |  | RATE PER SQM |  |  | #REF! | [13 empty] | ¦
144 | VENTILATER PIVET | 8.5 | NO | [6 empty] | - |  |  | * | PLASTERING C.M(1:2) 12mmTHICK |  |  | = | [13 empty] | ¦
145 | I.O HOOKS & EYES8" | 20.6 | NO |  |  |  | RATE PER CUM |  |  | #REF! |  |  |  | - | [16 empty] | ¦
146 | I.O HOOKS & EYES6" | 15.6 | NO | [6 empty] | = |  | 0.14 | CUM | CEMENT MORTAR(1:2) | #REF! | CUM | #REF! | [13 empty] | ¦
147 | I.O HOOKS & EYES3" | 0.9 | NO |  | 6 | * | B.W IN C.M(1:5) USING kiln Burnt Country Bricks |  |  |  |  | 1.1 | NO. | MASON I | 150 | NO. | 165 | [13 empty] | ¦
148 | C.I. SOIL PIPE | [5 empty] | Bricks of size 22x11x7 cm |  |  |  |  | 0.5 | NO. | MAZDOOR I | 95 | NO. | 47.5 | [13 empty] | ¦
149 | 50mm DIA | 66.44 | RMT |  |  |  | - |  |  |  |  | 1.1 | NO. | MAZDOOR II | 85 | NO. | 93.5 | [13 empty] | ¦
150 | 75mm DIA | 83.5 | RMT |  | 4800 | NOS. | Bricks of size 22x11x7 cm | #REF! | 1000NO. | #REF! |  |  | L.S | SUNDRIES |  | L.S | 0 | [13 empty] | ¦
151 | 100mm DIA | 102.12 | RMT |  | 2.5 | CUM | CEMENT MORTAR(1:5) | #REF! | CUM | #REF! | [6 empty] | - | [13 empty] | ¦
152 | 150mm DIA | 182.52 | RMT |  | 3.5 | NO. | MASON I | 150 | NO. | 525 |  |  |  | TOTAL FOR 10 SQM |  |  | #REF! | [13 empty] | ¦
153 | C.I. SOIL BEND |  |  |  | 10.6 | NO. | MASON II | 135 | NO. | 1431 | [6 empty] | - | [13 empty] | ¦
154 | 50mm DIA | 26.62 | NO |  | 7.1 | NO. | MAZDOOR I | 95 | NO. | 674.5 |  |  |  | RATE PER SQM |  |  | #REF! | [13 empty] | ¦
155 | 75mm DIA | 34.87 | NO |  | 21.2 | NO. | MAZDOOR II | 85 | NO. | 1802 | [6 empty] | = | [13 empty] | ¦
156 | 100mm DIA | 45 | NO |  |  | L.S | SUNDRIES |  | L.S | 0 |  |  | * | PLASTERING C.M(1:2) 10mmTHICK | [16 empty] | ¦
157 | 150mm DIA | 99.75 | NO | [6 empty] | - |  |  |  | - | [16 empty] | ¦
158 | C.I. SOIL BEND WITHDOOR | [5 empty] | TOTAL FOR 10 CUM |  |  | #REF! |  | 0.1 | CUM | CEMENT MORTAR(1:2) | #REF! | CUM | #REF! | [13 empty] | ¦
159 | 50mm DIA | 43.47 | NO | [6 empty] | - |  | 1.1 | NO. | MASON I | 150 | NO. | 165 | [13 empty] | ¦
160 | 75mm DIA | 50.34 | NO |  |  |  | RATE PER CUM |  |  | #REF! |  | 1.1 | NO. | MAZDOOR I | 95 | NO. | 104.5 | [13 empty] | ¦::
161 | 100mm DIA | 65.21 | NO | [6 empty] | = |  | 1.1 | NO. | MAZDOOR II | 85 | NO. | 93.5
162 | 150mm DIA | 145.29 | NO |  |  |  | G.F |  |  | #REF! |  |  | L.S | SUNDRIES |  | L.S | 0
163 | A.C. SOIL PIPE | [5 empty] | F.F |  |  | #REF! | [6 empty] | - | [13 empty] | ¦
164 | 50mm DIA | 14.91 | RMT |  |  |  | S.F |  |  | #REF! |  |  |  | TOTAL FOR 10 SQM |  |  | #REF! | [13 empty] | ¦
165 | 75mm DIA | 19.41 | RMT |  |  |  | T.F |  |  | #REF! | [6 empty] | - | [13 empty] | ¦
166 | 100mm DIA | 22.22 | RMT |  |  |  | Forth floor |  |  | #REF! |  |  |  | RATE PER SQM |  |  | #REF! | [13 empty] | ¦
[5 empty] | 7.2 |  | PROVIDING BITUMEN PAD FOR EXPANISION |  |  | 470/SQM
[7 empty] | JOINT |  |  | =
167 | 150mm DIA | 46.42 | RMT |  | 9 | * | B.W IN C.M(1:6) USING kiln Burnt Country Bricks | [9 empty] | = | [13 empty] | ¦
168 | A.C. SOIL BEND | [5 empty] | Bricks of size 22x11x7 cm | [23 empty] | ¦
169 | 50mm DIA | 8.58 | NO |  |  |  | - | [5 empty] | * | PLASTERING C.M(1:5) 20mmTHICK | [16 empty] | ¦
170 | 75mm DIA | 12.26 | NO |  | 4800 | NOS. | Bricks of size 22x11x7 cm | #REF! | 1000NO. | #REF! |  |  |  | - | [16 empty] | ¦
171 | 100mm DIA | 13.89 | NO |  | 2.5 | CUM | CEMENT MORTAR(1:6) | #REF! | CUM | #REF! |  | 0.22 | CUM | CEMENT MORTAR(1:5) | #REF! | CUM | #REF! | [13 empty] | ¦
172 | 150mm DIA | 36.25 | NO |  | 3.5 | NO. | MASON I | 150 | NO. | 525 |  | 2.2 | NO. | MASON I | 150 | NO. | 330 | [13 empty] | ¦
173 | A.C. SOIL BEND WITHDOOR |  |  |  | 10.6 | NO. | MASON II | 135 | NO. | 1431 |  | 0.5 | NO. | MAZDOOR I | 95 | NO. | 47.5 | [13 empty] | ¦
174 | 50mm DIA | 15.7 | NO |  | 7.1 | NO. | MAZDOOR I | 95 | NO. | 674.5 |  | 3.2 | NO. | MAZDOOR II | 85 | NO. | 272 | [13 empty] | ¦
175 | 75mm DIA | 22.31 | NO |  | 21.2 | NO. | MAZDOOR II | 85 | NO. | 1802 |  |  | L.S | SUNDRIES |  | L.S | 0 | [13 empty] | ¦
176 | 100mm DIA | 25.24 | NO |  |  | L.S | SUNDRIES |  | L.S | 0 | [6 empty] | - | [13 empty] | ¦
177 | 150mm DIA | 52.34 | NO | [6 empty] | - |  |  |  | TOTAL FOR 10 SQM |  |  | #REF! | [13 empty] | ¦
178 | A.C. SOIL TEE | [5 empty] | TOTAL FOR 10 CUM |  |  | #REF! | [6 empty] | - | [13 empty] | ¦
179 | 50mm DIA | 13.73 | NO | [6 empty] | - |  |  |  | RATE PER SQM |  |  | #REF! | [13 empty] | ¦
180 | 75mm DIA | 20.16 | NO |  |  |  | RATE PER CUM |  |  | #REF! | [6 empty] | = | [13 empty] | ¦
181 | 100mm DIA | 22.73 | NO | [6 empty] | = |  |  | * | PLASTERING C.M(1:3) 20mmTHICK | [16 empty] | ¦
182 | 150mm DIA | 46.98 |  |  |  |  | G.F |  |  | #REF! |  |  |  | - | [16 empty] | ¦
183 | A.C. SOIL TEE WITH DOOR | [5 empty] | F.F |  |  | #REF! |  | 0.22 | CUM | CEMENT MORTAR(1:3) | #REF! | CUM | #REF! | [13 empty] | ¦
184 | 50mm DIA | 19.3 | NO |  |  |  | S.F |  |  | #REF! |  | 2.2 | NO. | MASON I | 150 | NO. | 330 | [13 empty] | ¦
185 | 100mm DIA | 33.46 | NO |  |  |  | T.F |  |  | #REF! |  | 0.5 | NO. | MAZDOOR I | 95 | NO. | 47.5 | [13 empty] | ¦
186 | 150mm DIA | 53.62 | NO |  |  |  | Forth floor |  |  | #REF! |  | 3.2 | NO. | MAZDOOR II | 85 | NO. | 272 | [13 empty] | ¦
187 | A.C. SOIL SINGLE YEE |  |  |  | 27 | * | B.W IN C.M(1:4) USING kiln Burnt Country Bricks | [5 empty] | L.S | SUNDRIES |  | L.S | 0 | [13 empty] | ¦
188 | 50mm DIA | 13.73 | NO |  |  |  | Bricks of size 22x11x7 cm | [9 empty] | - | [13 empty] | ¦
189 | 75mm DIA | 20.16 | NO |  |  |  | - | [6 empty] | TOTAL FOR 10 SQM |  |  | #REF! | [13 empty] | ¦
190 | 100mm DIA | 22.73 | NO |  | 4800 | NOS. | Bricks of size 22x11x7 cm | #REF! | 1000NO. | #REF! | [6 empty] | - | [13 empty] | ¦
191 | 150mm DIA | 46.98 | NO |  | 2.5 | CUM | CEMENT MORTAR(1:4) | #REF! | CUM | #REF! |  |  |  | RATE PER SQM |  |  | #REF! | [13 empty] | ¦
192 | A.C. SOIL SINGLE YEE WITHDOOR |  |  |  | 3.5 | NO. | MASON I | 150 | NO. | 525 | [6 empty] | = | [13 empty] | ¦
193 | 50mm DIA | 19.3 | NO |  | 10.6 | NO. | MASON II | 135 | NO. | 1431 |  |  | * | PLASTERING C.M(1:4) 20mmTHICK | [16 empty] | ¦
194 | 75mm DIA | 25.74 | NO |  | 7.1 | NO. | MAZDOOR I | 95 | NO. | 674.5 |  |  |  | MIXEDWITH RED OXIDE @9.8 | [16 empty] | ¦
195 | 100mm DIA | 33.46 | NO |  | 21.2 | NO. | MAZDOOR II | 85 | NO. | 1802 |  |  |  | Kg/10 SQM | [16 empty] | ¦
196 | 150mm DIA | 53.62 |  |  |  | L.S | SUNDRIES |  | L.S | 0 |  |  |  | - | [16 empty] | ¦
197 | A.C. SOIL DOUBLE YEE WITHDOOR | [8 empty] | - |  | 0.22 | CUM | CEMENT MORTAR(1:4) | #REF! | CUM | #REF! | [13 empty] | ¦
198 | 50mm DIA | 26.16 | NO |  |  |  | TOTAL FOR 10 CUM |  |  | #REF! |  | 2.2 | NO. | MASON I | 150 | NO. | 330 | [13 empty] | ¦
199 | 75mm DIA | 34.32 | NO | [6 empty] | - |  | 0.5 | NO. | MAZDOOR I | 95 | NO. | 47.5 | [13 empty] | ¦
200 | 100mm DIA | 40.33 | NO |  |  |  | RATE PER CUM |  |  | #REF! |  | 1.1 | no. | mason for polishing | 150 | NO. | 165 | [13 empty] | ¦
201 | A.C. SOIL DOUBLE YEE | [8 empty] | = |  | 3.2 | NO. | MAZDOOR II | 85 | NO. | 272 | [13 empty] | ¦
202 | 50mm DIA | 20.33 | NO |  |  |  | G.F |  |  | #REF! |  | 9.8 | Kg | RED OXIDE | 110 | Kg | 1078 | [13 empty] | ¦
203 | 75mm DIA | 26.6 | NO |  |  |  | F.F |  |  | #REF! |  |  | L.S | SUNDRIES |  | L.S | 0 | [13 empty] | ¦
204 | 100mm DIA | 33.89 | NO |  |  |  | S.F |  |  | #REF! | [6 empty] | - | [13 empty] | ¦
205 | A.C. SOIL COWL | [5 empty] | T.F |  |  | #REF! |  |  |  | TOTAL FOR 10 SQM |  |  | #REF! | [13 empty] | ¦
206 | 50mm DIA | 13.29 | NO |  |  |  | Forth floor |  |  | #REF! | [6 empty] | - | [13 empty] | ¦
207 | 75mm DIA | 18.02 | NO |  |  |  | Average rate for staircase steps |  |  | #REF! |  |  |  | RATE PER SQM |  |  | #REF! | [13 empty] | ¦
208 | 100mm DIA | 23.17 | NO | [13 empty] | = | [13 empty] | ¦
209 | A.C. SOIL SHOE | [5 empty] | PARTITION WALL | [5 empty] | * | WHITE WASHING ONE COAT | [16 empty] | ¦
210 | 50mm DIA | 9 | NO |  |  |  | - | [6 empty] | - | [16 empty] | ¦
211 | 75mm DIA | 11.58 | NO |  | 10 | * | B.W IN C.M(1:4) USING kiln Burnt Country Bricks |  |  |  |  | 0.05 | CUM | SLACKED SHELL LIME | 773 | CUM | 38.65 | [13 empty] | ¦
212 | 100mm DIA | 14.15 | NO |  |  |  | Bricks of size 22x11x7 cm |  |  |  |  | 1.1 | NO. | MASON II | 135 | NO. | 148.5 | [13 empty] | ¦
213 | A.C. SOIL SOCKETS | [5 empty] | - |  |  |  |  | 0.3 | NO. | MAZDOOR I | 95 | NO. | 28.5 | [13 empty] | ¦
214 | 50mm DIA | 4.29 | NO |  | 4800 | NOS. | Bricks of size 22x11x7 cm | #REF! | 1000NO. | #REF! |  | 1.9 | NO. | MAZDOOR II | 85 | NO. | 161.5 | [13 empty] | ¦
215 | 75mm DIA | 6.01 | NO |  | 1.59 | CUM | CEMENT MORTAR(1:4) | #REF! | CUM | #REF! |  |  | L.S | SUNDRIES FOR BRUSH ETC |  | L.S | 1.46 | [13 empty] | ¦
216 | 100mm DIA | 6.86 | NO |  | 7 | NO. | MASON I | 150 | NO. | 1050 | [6 empty] | - | [13 empty] | ¦
217 | A.C.DRAIN SPOUT 18" LONG |  |  |  | 7.1 | NO. | MASON II | 135 | NO. | 958.5 |  |  |  | TOTAL FOR 100 SQM |  |  | 378.61 | [13 empty] | ¦
218 | 50mm DIA | 14.91 | NO |  | 7.1 | NO. | MAZDOOR I | 95 | NO. | 674.5 | [6 empty] | - | [13 empty] | ¦
219 | 75mm DIA | 17.58 | NO |  | 21.2 | NO. | MAZDOOR II | 85 | NO. | 1802 |  |  |  | RATE PER SQM |  |  | 3.7861 | [13 empty] | ¦
220 | 100mm DIA | 19.3 | NO |  |  | L.S | SUNDRIES |  | L.S | 0 | [6 empty] | = | [13 empty] | ¦
221 | A.C.DRAIN SPOUT 24" LONG | [8 empty] | - | [20 empty] | ¦::
222 | 50mm DIA | 15.87 | NO |  |  |  | TOTAL FOR 10 CUM |  |  | #REF!
223 | 75mm DIA | 20.16 | NO | [6 empty] | - |  |  | ** | WHITE WASHING TWO COAT
224 | 100mm DIA | 22.31 | NO |  |  |  | RATE PER CUM |  |  | #REF! |  |  |  | - | [16 empty] | ¦
225 | G.I. PIPE A CLASS | [8 empty] | = |  | 0.07 | CUM | SLACKED SHELL LIME | 773 | CUM | 54.11 | [13 empty] | ¦
226 | 15mmDIA | 26.4 | RMT | [8 empty] | 1.6 | NO. | MASON II | 135 | NO. | 216 | [13 empty] | ¦
227 | 20mm DIA | 35.26 | RMT |  |  | ** | PARTITION WALL OF 110 mm thick |  |  |  |  | 0.5 | NO. | MAZDOOR I | 95 | NO. | 47.5 | [13 empty] | ¦
228 | 25mm DIA | 48.71 | RMT |  |  |  | - |  |  |  |  | 2.7 | NO. | MAZDOOR II | 85 | NO. | 229.5 | [13 empty] | ¦
229 | 32mm DIA | 58.75 | RMT |  | 1.1 | CUM | PARATITION B.W IN C.M(1:4) | #REF! | NO. | #REF! |  |  | L.S | SUNDRIES FOR BRUSH ETC |  | L.S | 2.09 | [13 empty] | ¦
230 | 40mm DIA | 70.2 | RMT |  | 1 | NO | MASON I | 150 | NO. | 150 | [6 empty] | - | [13 empty] | ¦
231 | 50mm DIA | 91.85 | RMT |  |  | L.S | SUNDRIES |  | L.S | 0 |  |  |  | TOTAL FOR 100 SQM |  |  | 549.2 | [13 empty] | ¦
232 | 65mm DIA | 128 | RMT | [6 empty] | - | [6 empty] | - | [13 empty] | ¦
233 | G.I. BEND | [5 empty] | TOTAL FOR 10 SQM |  |  | #REF! |  |  |  | RATE PER SQM |  |  | 5.492 | [13 empty] | ¦
234 | 15mmDIA | 9 | NO. | [6 empty] | - | [6 empty] | = | [13 empty] | ¦
235 | 20mm DIA | 11 | NO. |  |  |  | RATE PER SQM |  |  | #REF! |  |  | ** | COLOUR WASHING TWO COATS | [16 empty] | ¦
236 | 25mm DIA | 18 | NO. | [6 empty] | = |  |  |  | - | [16 empty] | ¦
237 | 32mm DIA | 24.6 | NO. |  |  |  | G.F |  |  | #REF! |  | 10 | SQM | WHITE WASHING TWO COAT | 5.492 | SQM | 54.92 | [13 empty] | ¦
238 | 40mm DIA | 31.46 | NO. |  |  |  | F.F |  |  | #REF! |  | 10 | SQM | ADD 50% EXYRA FOR COLOURING | 2.746 | SQM | 27.46 | [13 empty] | ¦
239 | 50mm DIA | 53.2 | NO. |  |  |  | S.F |  |  | #REF! |  |  |  | MAATERIAL |  |  | - | [13 empty] | ¦
240 | 65mm DIA | 76.36 | NO. |  |  |  | T.F |  |  | #REF! | [6 empty] | 82.38 | [13 empty] | ¦
241 | G.I.COUPLER | [5 empty] | Fourth Floor |  |  | #REF! |  |  |  | TOTAL FOR 10 SQM |  |  | - | [13 empty] | ¦
242 | 15mmDIA | 5.5 | NO. |  | 11 | * | B.W IN C.M(1:4) USING kiln Burnt Country Bricks | [9 empty] | 8.238 | [13 empty] | ¦
243 | 20mm DIA | 8 | NO. |  |  |  | Bricks of size 22x11x7 cm | [6 empty] | RATE PER SQM |  |  | = | [13 empty] | ¦
244 | 25mm DIA | 10.4 | NO. |  |  |  | - | [23 empty] | ¦
245 | 32mm DIA | 22.06 | NO. |  | 4800 | NOS. | Bricks of size 22x11x7 cm | #REF! | 1000NO. | #REF! |  |  | * | COLOUR WASHING TWO COATS OVER | [16 empty] | ¦
246 | 40mm DIA | 27.91 | NO. |  | 1.59 | CUM | CEMENT MORTAR(1:4) | #REF! | CUM | #REF! |  |  |  | ONE COAT OF WHITE WASHING. | [16 empty] | ¦
247 | 50mm DIA | 49.42 | NO. |  | 7 | NO. | MASON I | 150 | NO. | 1050 |  |  |  | - | [16 empty] | ¦
248 | 65mm DIA | 86.94 | NO. |  | 7.1 | NO. | MASON II | 135 | NO. | 958.5 |  | 10 | SQM | WHITE WASHING ONE COAT | 3.7861 | SQM | 37.861 | [13 empty] | ¦
249 | G.I. ELBOW |  |  |  | 7.1 | NO. | MAZDOOR I | 95 | NO. | 674.5 |  | 10 | SQM | COLOUR WASHING TWO COATS | 8.238 | SQM | 82.38 | [13 empty] | ¦
250 | 15mmDIA | 5.75 | NO. |  | 21.2 | NO. | MAZDOOR II | 85 | NO. | 1802 | [6 empty] | - | [13 empty] | ¦
251 | 20mm DIA | 8.5 | NO. |  |  | L.S | SUNDRIES |  | L.S | 0 | [6 empty] | 120.241 | [13 empty] | ¦
252 | 25mm DIA | 14 | NO. | [6 empty] | - |  |  |  | TOTAL FOR 10 SQM |  |  | - | [13 empty] | ¦
253 | 32mm DIA | 30.11 | NO. |  |  |  | TOTAL FOR 10 CUM |  |  | #REF! | [6 empty] | 12.0241 | [13 empty] | ¦
254 | 40mm DIA | 47.25 | NO. | [6 empty] | - |  |  |  | RATE PER SQM |  |  | = | [13 empty] | ¦
255 | 50mm DIA | 71.16 | NO. |  |  |  | RATE PER CUM |  |  | #REF! | [20 empty] | ¦
256 | 65mm DIA | 125.84 | NO. | [6 empty] | = | [20 empty] | ¦
257 | G.I. UNION | [12 empty] | WATER SUPPLY | [16 empty] | ¦
258 | 15mmDIA | 17 | NO. |  |  | *** | PARTITION WALL OF 70mm thick | [6 empty] | - | [16 empty] | ¦
259 | 20mm DIA | 23.4 | NO. |  |  |  | - | [5 empty] | * | LABOUR CHARGE FOR LAYING | [16 empty] | ¦
260 | 25mm DIA | 33 | NO. |  | 0.7 | CUM | PRATITION B.W IN C.M(1:4) | #REF! | NO. | #REF! |  |  |  | JOINTING GI PIPE AND SPECIALS | [16 empty] | ¦
261 | 32mm DIA | 34.22 | NO. |  | 1 | NO | MASON I | 150 | NO. | 150 |  |  |  | BELOW G.L | [16 empty] | ¦
262 | 40mm DIA | 75.28 | NO. |  |  | L.S | SUNDRIES |  | L.S | 0 |  |  |  | - | [16 empty] | ¦
263 | 50mm DIA | 92.66 | NO. | [6 empty] | - |  |  | A | 15mm DIA GI PIPE BELOW G.L | [16 empty] | ¦
264 | 65mm DIA | 141.86 | NO. |  |  |  | TOTAL FOR 10 SQM |  |  | #REF! |  |  |  | - | [16 empty] | ¦
265 | G.I. PLUG | [8 empty] | - |  | 8.1 | CUM | E.W EXCLUDING REFILLING | 50 | CUM | 405 | [13 empty] | ¦
266 | 15mmDIA | 1.8 | NO. |  |  |  | RATE PER SQM |  |  | #REF! |  | 8.1 | CUM | REFILLING CHARGE | 8.8 | CUM | 71.28 | [13 empty] | ¦
267 | 20mm DIA | 2.9 | NO. | [6 empty] | = |  | 30 | RMT | CONVEYING,LOWERING ANDLAYING | 1.75 | RMT | 52.5 | [13 empty] | ¦
268 | 25mm DIA | 4 | NO. |  |  |  | G.F |  |  | #REF! |  |  |  | TO PROPER GRADEAND | [16 empty] | ¦
269 | 32mm DIA | 6.86 | NO. |  |  |  | F.F |  |  | #REF! |  |  |  | ALIGNMENT,JOINTING | [16 empty] | ¦
270 | 40mm DIA | 9.15 | NO. |  |  |  | S.F |  |  | #REF! |  |  |  | ETC BUT EXCLUDING COST OF | [16 empty] | ¦
271 | 50mm DIA | 14.59 | NO. |  |  |  | T.F |  |  | #REF! |  |  |  | JOINTING MATERIALS. | [16 empty] | ¦
[7 empty] | Forth Floor |  |  | #REF!
272 | 65mm DIA | 21.74 | NO. |  |  |  | PARTITION WALL |  |  |  |  | 8 | NO | CUTTING CHARGES | 2.2 | NO | 17.6 | [13 empty] | ¦
273 | G.I. TEE | [5 empty] | ============== |  |  |  |  | 8 | NO | THREADING CHARGES | 3.2 | NO | 25.6 | [13 empty] | ¦
274 | 15mmDIA | 8.85 | NO. |  | 12 | * | B.W IN C.M(1:4) USING 4-A Categery |  |  |  |  | 1 | L.S | COST OF JOINTING MATERIALS | 12.1 | L.S | 12.1 | [13 empty] | ¦
275 | 20mm DIA | 14 | NO. |  |  |  | Bricks of size 22X11X5Cm |  |  |  |  | 1 | L.S | SUNDRIES |  | L.S | 0 | [13 empty] | ¦
276 | 25mm DIA | 20.7 | NO. |  |  |  | - | [9 empty] | - | [13 empty] | ¦
277 | 32mm DIA | 41.82 | NO. |  | 6570 | NOS. | Bricks of size 22X11X5 cm | #REF! | 1000NO. | #REF! |  |  |  | TOTAL FOR 30M |  |  | 584.08 | [13 empty] | ¦::
278 | 40mm DIA | 61.78 | NO. |  | 1.91 | CUM | CEMENT MORTAR(1:4) | #REF! | CUM | #REF! | [6 empty] | -
279 | 50mm DIA | 97.93 | NO. |  | 7 | NO. | MASON I | 150 | NO. | 1050 |  |  |  | RATE PER RMT |  |  | 19.4693
280 | 65mm DIA | 156.5 | NO. |  | 3.6 | NO. | MASON II | 135 | NO. | 486 | [6 empty] | - | [13 empty] | ¦
281 | G.I.HEX NIPPLE |  |  |  | 7.1 | NO. | MAZDOOR I | 95 | NO. | 674.5 |  |  | B | 20mm DIA GI PIPE BELOW G.L | [16 empty] | ¦
282 | 15mmDIA | 3.2 | NO. |  | 14.1 | NO. | MAZDOOR II | 85 | NO. | 1198.5 |  |  |  | - | [16 empty] | ¦
283 | 20mm DIA | 4.7 | NO. |  |  | L.S | SUNDRIES |  | L.S | 0 |  | 8.1 | CUM | E.W EXCLUDING REFILLING | 50 | CUM | 405 | [13 empty] | ¦
284 | 25mm DIA | 7.65 | NO. | [6 empty] | - |  | 8.1 | CUM | REFILLING CHARGE | 8.8 | CUM | 71.28 | [13 empty] | ¦
285 | 32mm DIA | 30.93 | NO. |  |  |  | TOTAL FOR 10 CUM |  |  | #REF! |  | 30 | RMT | CONVEYING,LOWERING ANDLAYING | 1.75 | RMT | 52.5 | [13 empty] | ¦
286 | 40mm DIA | 39.63 | NO. | [6 empty] | - |  |  |  | TO PROPER GRADEAND | [16 empty] | ¦
287 | 50mm DIA | 70.47 | NO. |  |  |  | RATE PER CUM |  |  | #REF! |  |  |  | ALIGNMENT,JOINTING | [16 empty] | ¦
288 | 65mm DIA | 70.47 | NO. | [6 empty] | = |  |  |  | ETC BUT EXCLUDING COST OF | [16 empty] | ¦
289 | G.M. FERRULE | [12 empty] | JOINTING MATERIALS. | [16 empty] | ¦
290 | 15mmDIA | 158.92 | NO. |  |  | * | PARTITION WALL OF 50mmTHICK |  |  |  |  | 8 | NO | CUTTING CHARGES | 2.2 | NO | 17.6 | [13 empty] | ¦
291 | 20mm DIA | 263.04 | NO. |  |  |  | - |  |  |  |  | 8 | NO | THREADING CHARGES | 3.2 | NO | 25.6 | [13 empty] | ¦
292 | 25mm DIA |  |  |  | 0.5 | CUM | PRATITION B.W IN C.M(1:4) | #REF! | NO. | #REF! |  | 1 | L.S | COST OF JOINTING MATERIALS | 12.1 | L.S | 12.1 | [13 empty] | ¦
293 | SCRAPING THE OLD PLASTER SURFACE * | 1.2 | NO. |  | 1 | NO | MASON I | 150 | NO. | 150 |  | 1 | L.S | SUNDRIES |  | L.S | 0 | [13 empty] | ¦
294 | WASHING PLASTERED AREA WITH SOAP&SODA WATER * | 0.85 | NO. |  |  | L.S | SUNDRIES |  | L.S | 0 | [6 empty] | - | [13 empty] | ¦
295 | PILE DRIVING CHARGES FOR 330mmDIA/375mm DIA | 350 | 375 | [6 empty] | - |  |  |  | TOTAL FOR 30M |  |  | 584.08 | [13 empty] | ¦
296 | PILE DRIVING CHARGES FOR 400mmDIA/450mm DIA | 400 | 425 |  |  |  | TOTAL FOR 10 SQM |  |  | #REF! | [6 empty] | - | [13 empty] | ¦
297 | PILE DRIVING CHARGES FOR 500mmDIA/600mm DIA | 450 | 500 | [6 empty] | - |  |  |  | RATE PER RMT |  |  | 19.4693 | [13 empty] | ¦
298 | 15mmDIA G.M.CHEKVALUE | 77.82 | NO. |  |  |  | RATE PER SQM |  |  | #REF! | [6 empty] | - | [13 empty] | ¦
299 | 20mm DIA G.M.CHEKVALUE | 99.74 | NO. | [6 empty] | = |  |  | C | 25mm DIA GI PIPE BELOW G.L | [16 empty] | ¦
300 | 25mm DIA | 165 | NO. |  |  |  | G.F |  |  | #REF! |  |  |  | - | [16 empty] | ¦
301 | 32mm DIA | 258 | NO. |  |  |  | F.F |  |  | #REF! |  | 8.1 | CUM | E.W EXCLUDING REFILLING | 50 | CUM | 405 | [13 empty] | ¦
302 | 40mm DIA | 298 | NO. |  |  |  | S.F |  |  | #REF! |  | 8.1 | CUM | REFILLING CHARGE | 8.8 | CUM | 71.28 | [13 empty] | ¦
303 | 50mm DIA | 398 | NO. |  |  |  | T.F |  |  | #REF! |  | 30 | RMT | CONVEYING,LOWERING ANDLAYING | 1.75 | RMT | 52.5 | [13 empty] | ¦
304 | 65mm DIA |  | NO. |  |  |  | Fourth Floor |  |  | #REF! |  |  |  | TO PROPER GRADEAND | [16 empty] | ¦
305 | G.M.GATE VALUE |  | NO. |  | 13.1 | * | FILLING IN BASEMENT WITH | [6 empty] | ALIGNMENT,JOINTING | [16 empty] | ¦
306 | 15mmDIA | 130 | NO. |  |  |  | EXCAVATED EARTH | [6 empty] | ETC BUT EXCLUDING COST OF | [16 empty] | ¦
307 | 20mm DIA | 178 | NO. |  |  |  | - | [6 empty] | JOINTING MATERIALS. | [16 empty] | ¦
308 | 25mm DIA | 279 | NO. |  | 1 | CUM | AS PER SR 85 | 8.8 | CUM | 8.8 |  | 8 | NO | CUTTING CHARGES | 2.7 | NO | 21.6 | [13 empty] | ¦
309 | 32mm DIA | 394 | NO. | [6 empty] | = |  | 8 | NO | THREADING CHARGES | 6.4 | NO | 51.2 | [13 empty] | ¦
310 | 40mm DIA | 508 | NO. |  | 7.3 | * | DAMP PROOF COURSE IN C.M(1:4),12mm thick |  |  |  |  | 1 | L.S | COST OF JOINTING MATERIALS | 12.1 | L.S | 12.1 | [13 empty] | ¦
311 | 50mm DIA | 709 | NO. |  |  |  | mixed with Water Proof Compound at 1KG per Bag of Cement |  |  |  |  | 1 | L.S | SUNDRIES |  | L.S | 0 | [13 empty] | ¦
312 | 65mm DIA |  | NO. |  |  |  | - | [9 empty] | - | [13 empty] | ¦
313 | G.M.WHEELVALUE |  | NO. |  | 0.13 | CUM | CEMENT MORTAR(1:4) | #REF! | CUM | #REF! |  |  |  | TOTAL FOR 30M |  |  | 613.68 | [13 empty] | ¦
314 | 15mmDIA | 77 | NO. |  | 0.7 | NO | MASON I | 150 | NO | 105 | [6 empty] | - | [13 empty] | ¦
315 | 20mm DIA | 119 | NO. |  | 0.7 | NO | MASON II | 135 | NO | 94.5 |  |  |  | RATE PER RMT |  |  | 20.456 | [13 empty] | ¦
316 | 25mm DIA | 175 | NO. |  | 1.5 | NO | MAZDOOR I | 95 | NO | 142.5 | [6 empty] | - | [13 empty] | ¦
317 | 32mm DIA | 277 | NO. |  | 0.5 | NO | MAZDOOR II | 85 | NO | 42.5 | [20 empty] | ¦
318 | 40mm DIA | 353 | NO. |  | 0.94 | Kg | Water Proof Compound | 30 | Kg | 28.2 |  |  | * | LABOUR CHARGE FOR LAYING | [16 empty] | ¦
319 | 50mm DIA | 584 | NO. |  |  |  | SUNDRIES |  | L.S | 0 |  |  |  | JOINTING GI PIPE AND SPECIALS | [16 empty] | ¦
320 | 65mm DIA |  | NO. | [6 empty] | - |  |  |  | ABOVE G.L | [16 empty] | ¦
321 | G.I.REDUCER |  | NO. |  |  |  | TOTAL FOR 10 CUM |  |  | #REF! |  |  |  | - | [16 empty] | ¦
322 | 15mmDIAX20mmDIA | 8.75 | NO. | [6 empty] | - |  |  | A | 15mm DIA G.I PIPE ABOVE G.L | [16 empty] | ¦
323 | 15mmDIAX25mmDIA | 11.5 | NO. |  |  |  | RATE PER CUM |  |  | #REF! |  |  |  | - | [16 empty] | ¦
324 | 25mmDIAX20mmDIA | 11.5 | NO. | [6 empty] | = |  | 30 | RMT | LAYING JOINTING INCLUDING | 1.75 | RMT | 52.5 | [13 empty] | ¦
325 | 50mmDIAX25mmDIA | 56.74 | NO. |  |  | * | C.C(1:2:4)USING 3mm-10mm HBSTONE | [6 empty] | ALIGNING | [16 empty] | ¦
326 | 50mmDIAX32mmDIA | 56.74 | NO. |  |  |  | JELLY FOR ALL RCCWORK |  |  |  |  | 8 | NO. | CUTTING CHARGES | 2.2 | NO. | 17.6 | [13 empty] | ¦
327 | G.I.REDUCER TEE | [5 empty] | - |  |  |  |  | 8 | NO. | THREADING CHARGES | 3.2 | NO. | 25.6 | [13 empty] | ¦
328 | 15mmDIAX20mmDIA | 15.6 | NO. |  | 9 | CUM | 3mm-10mm HB STONE JELLY | #REF! | CUM | #REF! |  | 3 | NO. | STONE CUTTER II | 110 | NO. | 330 | [13 empty] | ¦
329 | 15mmDIAX25mmDIA | 15.6 | NO. |  | 3.231 | M.T | CEMENT | 3800 | M.T | 12277.8 |  | 1 | NO. | MADON I | 150 | NO. | 150 | [13 empty] | ¦
330 | 25mmDIAX20mmDIA | 15.6 | NO. |  | 4.5 | CUM | SAND | #REF! | CUM | #REF! |  | 2 | NO. | MAZDOOR I | 95 | NO. | 190 | [13 empty] | ¦
331 | 50mmDIAX25mmDIA | 100.3 | NO. |  | 3.5 | NO. | MASON II | 135 | NO. | 472.5 |  | 1 | NO. | MAZDOOR II | 85 | NO. | 85 | [13 empty] | ¦::
332 | 50mmDIAX32mmDIA | 100.3 | NO. |  | 21.2 | NO. | MAZDOOR I | 95 | NO. | 2014 |  |  | L.S | COST OF CLAMPS PLUGS PAINTING |  | L.S | 12.1
333 | G.I.REDUCER ELBOW |  |  |  | 35.3 | NO. | MAZDOOR II | 85 | NO. | 3000.5 |  |  |  | REDOING WORKS ETC
334 | 15mmDIAX20mmDIA | 9.45 | NO. |  |  | L.S | SUNDRIES |  | L.S | 0 |  |  | L.S | SUNDRIES |  | L.S | 0 | [13 empty] | ¦
335 | 15mmDIAX25mmDIA | 15.6 | NO. | [6 empty] | - | [6 empty] | - | [13 empty] | ¦
336 | 25mmDIAX20mmDIA | 15.6 | NO. |  |  |  | TOTAL FOR 10CUM |  |  | #REF! |  |  |  | TOTAL FOR 30 M |  |  | 862.8 | [13 empty] | ¦
337 | 32mmX15mmDIA | 36.61 | NO. | [6 empty] | - | [6 empty] | - | [13 empty] | ¦
338 | 50mmDIAX25mmDIA | 78.71 | NO. |  |  |  | RATE PER CUM |  |  | #REF! |  |  |  | RATE PER RMT |  |  | 28.76 | [13 empty] | ¦
339 | 50mmDIAX32mmDIA | 78.71 | NO. | [13 empty] | - | [13 empty] | ¦
340 | P.V.C.PIPE |  | 4KG/SQ.CM |  | 1 | CUM | VIBRATING CHARGES |  |  | 20.7 |  |  | B | 20mm DIA G.I PIPE ABOVE G.L | [16 empty] | ¦
341 | 15mmDIA OF WALL THICK 2.8mm A.S.T.M | 20.55 | RMT | [6 empty] | - |  |  |  | - | [16 empty] | ¦
342 | 20mm DIA----DO----2.9mm | 32.9 | RMT | 70 |  |  | RATE PER CUM with vibrating |  |  | #REF! |  | 30 | RMT | LAYING JOINTING INCLUDING | 1.75 | RMT | 52.5 | [13 empty] | ¦
343 | 25mm DIA----DO-----3.4mm | 48.8 | RMT | [6 empty] | - |  |  |  | ALIGNING | [16 empty] | ¦
344 | 32mm DIA-----DO----3.6mm | 65.7 | RMT |  |  | 25a | G.F |  |  | #REF! |  | 8 | NO. | CUTTING CHARGES | 2.2 | NO. | 17.6 | [13 empty] | ¦
345 | 40mm DIA----DO----3.7mm | 69.1 | 21 |  |  | 25b | F.F |  |  | #REF! |  | 8 | NO. | THREADING CHARGES | 3.2 | NO. | 25.6 | [13 empty] | ¦
346 | 50mm DIA----DO----3.9mm | 94.12 | 37.15 |  |  | 25c | S.F |  |  | #REF! |  | 3 | NO. | STONE CUTTER II | 110 | NO. | 330 | [13 empty] | ¦
347 | P.V.C.SOCKET |  |  |  |  | 25d | T.F |  |  | #REF! |  | 1 | NO. | MADON I | 150 | NO. | 150 | [13 empty] | ¦
348 | 15mmDIA | 4.19 | NO. | [8 empty] | 2 | NO. | MAZDOOR I | 95 | NO. | 190 | [13 empty] | ¦
349 | 20mm DIA | 5 | NO. |  | 14.I | * | P.C.C,R.C.C SLAB OF20mm THICK |  |  |  |  | 1 | NO. | MAZDOOR II | 85 | NO. | 85 | [13 empty] | ¦
350 | 25mm DIA | 8.06 | NO. |  |  |  | - | [5 empty] | L.S | COST OF CLAMPS PLUGS PAINTING |  | L.S | 12.1 | [13 empty] | ¦
351 | 32mm DIA | 11.86 | NO. |  | 0.015 | CUM | C.C(1:2:4)USING3mm-10mm HBG | #REF! | CUM | #REF! |  |  |  | REDOING WORKS ETC | [16 empty] | ¦
352 | 40mm DIA | 18.88 | NO. |  | 0.5 | NO | MASON I | 150 | NO | 75 |  |  | L.S | SUNDRIES |  | L.S | 0 | [13 empty] | ¦
353 | 50mm DIA | 26 | NO. |  | 0.75 | NO | MAZDOOR I | 95 | NO | 71.25 | [6 empty] | - | [13 empty] | ¦
354 | P.V.C.ELBOW |  |  |  |  | L.S | SUNDRIES |  | L.S | 0 |  |  |  | TOTAL FOR 30 M |  |  | 862.8 | [13 empty] | ¦
355 | 15mmDIA | 4.62 | NO. | [6 empty] | - | [6 empty] | - | [13 empty] | ¦
356 | 20mm DIA | 7.83 | NO. |  |  |  | TOTAL FOR 0.743 SQM |  |  | #REF! |  |  |  | RATE PER RMT |  |  | 28.76 | [13 empty] | ¦
357 | 25mm DIA | 11.38 | NO. | [6 empty] | - | [6 empty] | - | [13 empty] | ¦
358 | 32mm DIA | 18.75 | NO. |  |  |  | RATE PER SQM |  |  | #REF! | [20 empty] | ¦
359 | 40mm DIA | 35.1 | NO. | [6 empty] | = | [20 empty] | ¦
360 | 50mm DIA | 45.57 | NO. |  |  |  | G.F | #REF! | 0.529 | #REF! |  |  | C | 25mm DIA G.I PIPE ABOVE G.L | [16 empty] | ¦
361 | P.V.C.TEE | [5 empty] | F.F | #REF! | 1.057 | #REF! |  |  |  | - | [16 empty] | ¦
362 | 15mmDIA | 7.8 | NO. |  |  |  | S.F | #REF! | 1.057 | #REF! |  | 30 | RMT | LAYING JOINTING INCLUDING | 1.75 | RMT | 52.5 | [13 empty] | ¦
363 | 20mm DIA | 9.49 | NO. |  |  |  | T.F | #REF! | 1.057 | #REF! |  |  |  | ALIGNING | [16 empty] | ¦
364 | 25mm DIA | 13.91 | NO. |  |  |  | F.F | #REF! | 1.057 | #REF! |  | 8 | NO. | CUTTING CHARGES | 2.7 | NO. | 21.6 | [13 empty] | ¦
365 | 32mm DIA | 26.59 | NO. |  | 14.II | * | P.C.C,R.C.C SLAB OF40mm THICK |  |  |  |  | 8 | NO. | THREADING CHARGES | 6.4 | NO. | 51.2 | [13 empty] | ¦
366 | 40mm DIA | 39.91 | NO. |  |  |  | - |  |  |  |  | 3 | NO. | STONE CUTTER II | 110 | NO. | 330 | [13 empty] | ¦
367 | 50mm DIA | 66 | NO. |  | 0.03 | CUM | C.C(1:2:4)USING3mm-10mm HBG | #REF! | CUM | #REF! |  | 1 | NO. | MADON I | 150 | NO. | 150 | [13 empty] | ¦
368 | P.V.C.REDUCER SOCKET |  |  |  | 0.5 | NO | MASON I | 150 | NO | 75 |  | 2 | NO. | MAZDOOR I | 95 | NO. | 190 | [13 empty] | ¦
369 | 15mmDIAX20mmDIA | 4.75 | NO. |  | 0.75 | NO | MAZDOOR I | 95 | NO | 71.25 |  | 1 | NO. | MAZDOOR II | 85 | NO. | 85 | [13 empty] | ¦
370 | 15mmDIAX25mmDIA | 6.89 | NO. |  |  | L.S | SUNDRIES |  | L.S | 0 |  |  | L.S | COST OF CLAMPS PLUGS PAINTING |  | L.S | 12.1 | [13 empty] | ¦
371 | 25mmDIAX20mmDIA | 6.18 | NO. | [6 empty] | - |  |  |  | REDOING WORKS ETC | [16 empty] | ¦
372 | 12mmDIAX25mmDIA | 13.29 | NO. |  |  |  | TOTAL FOR 0.743 SQM |  |  | #REF! |  |  | L.S | SUNDRIES |  | L.S | 0 | [13 empty] | ¦
373 | 40mmDIAX25mmDIA | 14.11 | NO. | [6 empty] | - | [6 empty] | - | [13 empty] | ¦
374 | 32mmDIAX40mmDIA | 14.69 | NO. |  |  |  | RATE PER SQM |  |  | #REF! |  |  |  | TOTAL FOR 30 M |  |  | 892.4 | [13 empty] | ¦
375 | P.V.C.REDUCER TEE | [8 empty] | = | [6 empty] | - | [13 empty] | ¦
376 | 15mmDIAX20mmDIA | 10.3 | NO. |  |  |  | G.F | #REF! | 1.058 | #REF! |  |  |  | RATE PER RMT |  |  | 29.7467 | [13 empty] | ¦
377 | 15mmDIAX25mmDIA | 19.05 | NO. |  |  |  | F.F | #REF! | 2.114 | #REF! | [6 empty] | - | [13 empty] | ¦
378 | 25mmDIAX20mmDIA | 15.34 | NO. |  |  |  | S.F | #REF! | 2.114 | #REF! |  |  | * | LABOUR CHARGE FOR LAYING | [16 empty] | ¦
379 | 32mmDIAX25mmDIA | 29.41 | NO. |  |  |  | T.F | #REF! | 2.114 | #REF! |  |  |  | JOINTING P.V.C PIPE AND SPECIALS | [16 empty] | ¦
[7 empty] | F.F | #REF! | 2.114 | #REF!
380 | 40mmDIAX25mmDIA | 38.35 | NO. | [10 empty] | BELOW G.L | [16 empty] | ¦
381 | 32mmDIAX40mmDIA | 37.96 | NO. |  |  |  | Providing CUDDAPPAH SLAB for cupboard | [6 empty] | - | [16 empty] | ¦
382 | P.V.C.REDUCER ELBOW | [5 empty] | wardrobe, shelves, kitchen sinks, | [23 empty] | ¦
383 | 15mmDIAX20mmDIA | 6.68 | NO. |  |  |  | hearth slab and sunshade etc., for the | [5 empty] | A | UP 40MM PVC PIPE | [16 empty] | ¦
384 | 15mmDIAX25mmDIA | 9.45 | NO. |  |  |  | following thickness including cost of | [6 empty] | - | [16 empty] | ¦
385 | 25mmDIAX20mmDIA | 33.04 | NO. |  |  |  | Cuddappah slab and labour charges for |  |  |  |  | 8.1 | CUM | E.W EXCLUDING REFILLING | 50 | CUM | 405 | [13 empty] | ¦
386 | 32mmDIAX25mmDIA | 33.04 | NO. |  |  |  | fixing in position etc., all complete |  |  |  |  | 8.1 | CUM | REFILLING CHARGE | 8.8 | CUM | 71.28 | [13 empty] | ¦
387 | 40mmDIAX32mmDIA | 33.04 | NO. |  |  |  | (Both sides polished)FOR COASTAL AREAS |  |  |  |  | 30 | RMT | CONVEYING,LOWERING ANDLAYING | 3 | RMT | 90 | [13 empty] | ¦::
388 | 50mmDIAX40mmDIA | 33.04 | NO. |  |  |  | - | - | [5 empty] | TO PROPER GRADE AND
389 | C.I.COVER SLAB 18"X18"X56LBS(25Kg) | 538 | NO. |  |  | A. | 20mm Thick slab:- | [6 empty] | ALIGNMENT,JOINTING
390 | C.I.COVER SLAB 18"X18"X36LBS(16Kg) | 340 | NO. |  |  |  | ================== | [6 empty] | ETC BUT EXCLUDING COST OF | [16 empty] | ¦
391 | C.I.COVER SLAB 24"X24"X112LBS(50Kg) | 1039 | NO. |  | 10 | Sqm | Cuddappah slab | 227 | Sqm | 2270 |  |  |  | JOINTING MATERIALS. | [16 empty] | ¦
392 | C.I.STEEPS(5Kg) | 100.44 | NO. |  | 1 | No. | Mason Ist | 150 | Each | 150 |  | 8 | NO | CUTTING CHARGES | 2.2 | NO | 17.6 | [13 empty] | ¦
393 | C.I..BRACKET FOR W.B. | 31 | PAIR |  | 1 | No. | Mazdoor Ist | 95 | Each | 95 |  | 8 | NO | THREADING CHARGES | 3.2 | NO | 25.6 | [13 empty] | ¦
394 | BRASS TAP 15mm(HEAVY) | 71.24 | NO. |  |  | L.S | Packing with C.M., Scaffolding |  | L.S | 120 |  | 1 | L.S | COST OF JOINTING MATERIALS | 4 | L.S | 4 | [13 empty] | ¦
395 | C.P.TAP15mm DIA | 82.2 | NO. |  |  |  | and Polishing etc., |  |  | - |  | 1 | L.S | SUNDRIES |  | L.S | 0 | [13 empty] | ¦
396 | C.P.WASTE PLUGE WITH ALU CHAIN 32mm DIA | 57.51 | NO. |  |  |  | Total for Ten sqm |  |  | 2635 | [6 empty] | - | [13 empty] | ¦
397 | P.V.C. WASTE PIPE32mmDIA 2.5'LONG | 28.5 | NO. | [6 empty] | - |  |  |  | TOTAL FOR 30M |  |  | 613.48 | [13 empty] | ¦
398 | P.V.C.FLUSHING PIPE 32mm DIA 6'LONG | 57.51 | NO. |  |  |  | Rate for one SQM |  |  | 263.5 | [6 empty] | - | [13 empty] | ¦
399 | P.V.C. CONECTION 1/2"X15" | 20 | NO. |  |  |  | G.F | 263.5 | 0.529 | 264.029 |  |  |  | RATE PER RMT |  |  | 20.4493 | [13 empty] | ¦
400 | ALU TOWEL RAIL 12mm ,2'LONG | 21.92 | NO. |  |  |  | F.F | 264.029 | 1.057 | 265.086 |  |  | * | CONSTRN. OF INSPECTION | [16 empty] | ¦
401 | ALU TOWEL RAIL 20mm ,2'LONG | 28.5 | NO. |  |  |  | S.F | 265.086 | 1.057 | 266.143 |  |  |  | CHAMBER OF SIZE 60X60X60cm | [16 empty] | ¦
402 | P.V.C. LOW LEVEL CISTERN 10 LITCAPACITY | 535 | NO. |  |  |  | T.F | 266.143 | 1.057 | 267.2 |  |  |  | - | [16 empty] | ¦
[7 empty] | FOURTH FLOOR | 267.2 | 1.057 | 268.257
403 | P.V.C. S.D TAP 15mm DIA | 21 | NO. |  | 15.2 | A. | 40mm Thick slab:- for sun shade only |  |  |  |  | 1.08 | CUM | E.W AND REFILLING | 52.9333 | CUM | 57.168 | [13 empty] | ¦
404 | E.W.C./SEAT COVER BLACK(H) | 150 | NO. |  |  |  | ================== |  |  |  |  | 0.216 | CUM | C.C(1:8:16)USING 40mmB.J METEL | #REF! | CUM | #REF! | [13 empty] | ¦
405 | EVERITE CLAMP IRON CLAMP | 16.44 | NO. |  | 1 | Sqm | Cuddappah slab | 247 | Sqm | 247 |  | 0.487 | CUM | B.W IN C.M(1:5) | #REF! | CUM | #REF! | [13 empty] | ¦
406 | AL.HANDLE WITH CP SCREWS/DOOR STOPPER | 30 | 25 |  | 0.75 | No. | Mason Ist | 150 | Each | 112.5 |  | 5.36 | SQM | PLASTERING IN C.M(1:3) 12 mmT.K | #REF! | SQM | #REF! | [13 empty] | ¦
407 | C.P.STOPCOCK 20mM DIA 500 gm | 208.5 | NO. |  | 0.75 | No. | Mazdoor Ist | 95 | Each | 71.25 |  | 0.032 | CUM | R.C.C(1:2:4) PETTY WORKS | #REF! | CUM | #REF! | [13 empty] | ¦
408 | C.P.STOPCOCK 15mM DIA 300gm | 95 | NO. |  | 0.5 | No. | StonecutterII | 110 | Each | 55 |  |  |  | (50mmT.K PCC SLAB) | [16 empty] | ¦
409 | CERAMIC-FLOOR TILES WHITE/PLAINCOLOUR-6MM T.K | 301 | SQM |  |  | L.S | Packing with C.M., Scaffolding |  | L.S | 53.5 |  |  | L.S | SUNDRIES FOR MOULDIN ETC |  | L.S | 2.92 | [13 empty] | ¦
410 | Glazed-WALL TILES WHITE/PLAINCOLOUR-6MM T.K | 325 | SQM |  |  |  | and Polishing etc., |  |  | - | [6 empty] | - | [13 empty] | ¦
411 | G.M.VALUE WITH POLYTHENE BALL OF 15mmDIA | 75 | NO. |  |  |  | Total for one sqm |  |  | 539.25 |  |  |  | TOTAL FOR ONE NUMBER |  |  | #REF! | [13 empty] | ¦
412 | G.M.VALUE WITH POLYTHENE BALL OF 20mmDIA | 125 | NO. | [6 empty] | - | [6 empty] | - | [13 empty] | ¦
413 | G.M.VALUE WITH POLYTHENE BALL OF 25mmDIA | 190 | NO. |  |  |  | G.F | 539.25 | 1.058 | 540.308 |  |  | * | CONSTRN. OF INSPECTION | [16 empty] | ¦
414 | C.P. SHOWER ROSE 1/2"X4" | 16 | NO. |  |  |  | F.F | 540.308 | 2.114 | 542.422 |  |  |  | CHAMBER OF SIZE 60X60X75cm | [16 empty] | ¦
415 | TARRED HEMP YARN | 7 | Kg |  |  |  | S.F | 542.422 | 2.114 | 544.536 |  |  |  | - | [16 empty] | ¦
416 | WHITE CEMENT | 19 | Kg |  |  |  | T.F | 544.536 | 2.114 | 546.65 |  | 1.3 | CUM | E.W AND REFILLING | 52.9333 | CUM | 68.8133 | [13 empty] | ¦
[7 empty] | FOURTH FLOOR | 546.65 | 2.114 | 547.478
417 | COLOUR CEMENT | 20 | Kg |  | 15.1 | C. | 20mm Thick slab:- For kitchen arrangements only |  |  |  |  | 0.216 | CUM | C.C(1:8:16)USING 40mmB.J METEL | #REF! | CUM | #REF! | [13 empty] | ¦
418 | BROSS HEX NIPPLE15mm DIA | 7.5 | NO |  |  |  | ================== |  |  |  |  | 0.601 | CUM | B.W IN C.M(1:5) | #REF! | CUM | #REF! | [13 empty] | ¦
419 | BROSS HEX NIPPLE 20mm DIA | 16 | NO | COLOUR | 10 | Sqm | Cuddappah slab | 227 | Sqm | 2270 |  | 6.35 | SQM | PLASTERING IN C.M(1:3) 12 mmT.K | #REF! | SQM | #REF! | [13 empty] | ¦
420 | E.W.C. WITH S TRAP | 1700 | SET | 2000 | 0.12 | CUM | C.M 1:3 | #REF! | CUM | #REF! |  | 0.032 | CUM | R.C.C(1:2:4) PETTY WORKS | #REF! | CUM | #REF! | [13 empty] | ¦
421 | ANGLO INDIAN WATER CLOSET WITH P OR S TRAP | 805 | SET |  | 1 | No. | Mason Ist | 150 | Each | 150 |  |  |  | (50mmT.K PCC SLAB) | [16 empty] | ¦
422 | I.W.C. 18" WITH P OR S TRAP WITH FOOT REST | 257 | SET |  | 1 | No. | Mazdoor Ist | 95 | Each | 95 |  |  | L.S | SUNDRIES FOR MOULDIN ETC |  | L.S | 2.1 | [13 empty] | ¦
423 | PORCELIN FOOT REAT | 53 | NO |  |  | L.S | Packing with C.M., Scaffolding |  | L.S | 0.33 | [6 empty] | - | [13 empty] | ¦
424 | WASH BASIN 480x400mm | 1050 | NO |  |  |  | and Polishing etc., |  |  | - |  |  |  | TOTAL FOR ONE NUMBER |  |  | #REF! | [13 empty] | ¦
425 | FLATE BACK URINAL FOR MEN | 196 | NO |  |  |  | Total for TEN sqm |  |  | #REF! | [6 empty] | - | [13 empty] | ¦
426 | FLATE BACK URINAL FOR WOMEN | 206.9 | NO | [6 empty] | - |  |  | * | CONSTRUCTION OF LEACH PIT AS | [16 empty] | ¦
427 | P.V.C. SOIL PIPE 110mm DIA | 120 | RMT |  |  |  | RATE for one sqm |  |  | #REF! |  |  |  | PER SD NO 49/77 | [16 empty] | ¦
428 | P.V.C. SOIL PIPE 75mm DIA | 80 | RMT |  |  |  | G.F |  |  | #REF! |  |  |  | - | [16 empty] | ¦
429 | P.V.C. SOIL PIPE 50mm DIA |  | RMT |  |  |  | F.F |  |  | #REF! |  | 10.37 | CUM | E.W ONLY | 50 | CUM | 518.5 | [13 empty] | ¦
430 | P.V.C. SOIL BENDWITH DOOR 110mm DIA | 65 | NO. |  |  |  | S.F |  |  | #REF! |  | 0.65 | CUM | C.C(1:8:16)USING 40mm HBS | #REF! | CUM | #REF! | [13 empty] | ¦
431 | P.V.C. SOIL BENDWITH DOOR 75mm DIA | 40 | NO. |  |  |  | T.F |  |  | #REF! |  | 1.14 | CUM | B.W. IN C.M(1:6) USING COUNTRY BRICK | #REF! | CUM | #REF! | [13 empty] | ¦
432 | P.V.C. SOIL BENDWITH DOOR 50mm DIA |  | NO. |  |  |  | FOURTH FLOOR |  |  | #REF! |  | 0.85 | CUM | DRY BRICK WORK | #REF! | CUM | #REF! | [13 empty] | ¦
433 | P.V.C. SOIL SHOE 110mm DIA | 45 | NO. |  | 16.1 | * | CEMENT CONCRETE(1:2:4) FOR |  |  |  |  | 0.98 | CUM | 40mm HBS JELLY | #REF! | CUM | #REF! | [13 empty] | ¦
434 | P.V.C. SOIL SHOE 75mm DIA | 36.52 | NO. |  |  |  | PETTY WORKS EXCLUDING COST |  |  |  |  | 2.68 | CUM | SAND FOR FILLING | #REF! | CUM | #REF! | [13 empty] | ¦
435 | P.V.C. SOIL SHOE 50mm DIA |  | NO. |  |  |  | OF STEEL |  |  |  |  | 7.24 | SQM | PLASTERING IN C.M(1:5)12mm T.K | #REF! | SQM | #REF! | [13 empty] | ¦
436 | P.V.C. SOIL BEND W.O.D 110mm DIA | 73.48 | 93.72 |  |  |  | - |  |  |  |  | 1 | NO. | SUPPLY OF 100mmS.W TEE | 75 | NO. | 75 | [13 empty] | ¦
437 | P.V.C. SOIL BEND 75mm DIA | 43.12 | NO. |  | 0.01 | CUM | C.C(1:2:4)USING 20mmHB JELLY | #REF! | CUM | #REF! |  | 0.136 | CUM | R.C.C.(1:2:4) FOR PETTY WORK | #REF! | CUM | #REF! | [13 empty] | ¦
438 | P.V.C. SOIL BEND 50mm DIA |  | NO. |  | 0.01 | CUM | SUNDRIES FOR MOULDING |  | L.S | 1.15 |  |  |  | PCC-75MM T.K SLAB | [16 empty] | ¦
439 | P.V.C. SOIL YEE 110mm DIA | 121.88 | NO. |  |  |  | FINISHING,OIL ETC | [5 empty] | L.S | SUNDRIES FOR MOULDIN ETC |  | L.S | 1.5 | [13 empty] | ¦
440 | P.V.C. SOIL YEE 75mm DIA | 66 | NO. | [6 empty] | - | [6 empty] | - | [13 empty] | ¦
441 | P.V.C. SOIL YEE 50mm DIA |  | NO. |  |  |  | TOTAL FOR .01 CUM |  |  | #REF! |  |  |  | TOTAL FOR ONE NUMBER |  |  | #REF! | [13 empty] | ¦::
442 | P.V.C. SOIL YEEWITH DOOR 110mm DIA | 149.16 | NO. | [6 empty] | - | [6 empty] | -
443 | P.V.C. SOIL YEEWITH DOOR 75mm DIA | 84.92 | NO. |  |  |  | RATE PER CUM |  |  | #REF! |  |  | * | CONSTRUCTION OF DISPERSION
444 | P.V.C. SOIL YEEWITH DOOR 50mm DIA |  | NO. | [6 empty] | = |  |  |  | TRENCH OF SIZE 3MX1MX1M | [16 empty] | ¦
445 | P.V.C. SOIL DOUBLE YEE WITH DOOR 110mm | 195.36 | NO. |  |  | ** | CC(1:2:4) USING 20mmHB | [6 empty] | - | [16 empty] | ¦
446 | P.V.C. SOIL DOUBLE YEE WITH DOOR 75mm | 137.28 | NO. |  |  |  | JALLY-50mm THICK |  |  |  |  | 3 | CUM | E.W EXCAVATION | 50 | CUM | 150 | [13 empty] | ¦
447 | P.V.C. SOIL DOUBLE YEE WITH DOOR 50mm |  | NO. |  |  |  | - |  |  |  |  | 2.4 | CUM | SUPPLY OF 40mmB.J. METEL | #REF! | CUM | #REF! | [13 empty] | ¦
448 | P.V.C. SOIL TEE 110mm DIA | 97.68 | NO. |  | 0.014 | CUM | C.C(1:2:4)USING 20mmJELLY | #REF! | CUM | #REF! |  | 5 | NO. | 100mm DIA S.W.PIPE | 40 | NO. | 200 | [13 empty] | ¦
449 | P.V.C. SOIL TEE 75mm DIA | 54.12 | NO. |  |  |  | FOR PETTY WORKS | [6 empty] | SUNDRIES |  | L.S | 0.08 | [13 empty] | ¦
450 | P.V.C. SOIL TEE 50mm DIA |  | NO. |  | 0.5 | NO | MASON I | 150 | NO | 75 | [6 empty] | - | [13 empty] | ¦
451 | P.V.C. SOIL TEE WITH DOOR 110mm DIA | 110 | NO. |  | 0.75 | NO | MAZDOOR I | 95 | NO | 71.25 |  |  |  | TOTAL FOR ONE NUMBER |  |  | #REF! | [13 empty] | ¦
452 | P.V.C. SOIL TEE WITH DOOR 75mm DIA | 70 | NO. |  |  | L.S | SUNDRIES |  | L.S | 0 | [6 empty] | - | [13 empty] | ¦
453 | P.V.C. SOIL TEE WITH DOOR 50mm DIA |  | NO. | [6 empty] | - | [20 empty] | ¦
454 | P.V.C. SOIL SLOTTED COWL 110mm DIA | 12 | NO. |  |  |  | TOTAL FOR0.372 SQM |  |  | #REF! |  |  | * | CONSTRUCTION OF SEPTIC TANK | [16 empty] | ¦
455 | P.V.C. SOIL SLOTTED COWL PIPE 75mm DIA | 7.5 | NO. | [6 empty] | - |  |  |  | OF SIZE 150X75X100cm( BER NO | [16 empty] | ¦
456 | P.V.C. SOIL SLOTTEDCOWL 50mm DIA |  | NO. |  |  |  | RATE PER SQM |  |  | #REF! |  |  |  | 6/91-92) | [16 empty] | ¦
457 | P.V.C. SOIL DOUBLE YEEE 110mm DIA | 155.32 | NO. | [6 empty] | = |  |  |  | - | [16 empty] | ¦
458 | P.V.C. SOIL DOUBLE YEE 75mm DIA | 91.08 | NO. |  |  |  | G.F |  |  | #REF! |  | 9.5 | CUM | E.W EXCAVATION | 50 | CUM | 475 | [13 empty] | ¦
459 | WATER PROOF COMPOUND | 30 | Kg |  |  |  | F.F |  |  | #REF! |  | 0.47 | CUM | CC(1:2:4)IN20mmmHBS(PLAIN) | #REF! | CUM | #REF! | [13 empty] | ¦
460 | ROUND RING | 0.3 | NO. |  |  |  | S.F |  |  | #REF! |  | 1.62 | CUM | B.W IN C.M(1:5) | #REF! | CUM | #REF! | [13 empty] | ¦
461 | A.C. SHEETFULLY CORRUGATED 6mmT.K | 99 | SQM |  |  |  | T.F |  |  | #REF! |  | 15.22 | SQM | PLASTERING IN C.M(1:3)12mmT.K | #REF! | SQM | #REF! | [13 empty] | ¦
462 | A.C. SHEET SEMI CORRUGATED 6mmT.K | 97.31 | SQM |  |  |  | FOURTH FLOOR |  |  | #REF! |  | 0.18 | CUM | R.C.C(1:2:4)USING 20mmHBS | #REF! | CUM | #REF! | [13 empty] | ¦
463 | A.C. RIDGE FOR FULLYCORRUGATED AC SHEET | 105.28 | PAIR |  | 16.2 |  | SUPPLYING & FIXING OF TERRACOTTA |  |  |  |  | 0.36 | SQM | PCC SLAB 50mm T.K | #REF! | SQM | #REF! | [13 empty] | ¦
464 | A.C. RIDGE FOR SEMI CORRUGATED AC SHEET | 106.75 | PAIR |  |  |  | JALLY(NOT BELOW 50MM THICK) OF BEST |  |  |  |  | 1 | NO. | S/F OF S.W. TEE 1000mmmDIA | 75 | NO. | 75 | [13 empty] | ¦
465 | U ORJ BOLT ANDBITUMENWASHERS | 1 | NO. | GI HOT |  |  | QUALITY AND FIXING IN POSITION WITH |  |  |  |  | 1.8 | MTS | S/F OF 50mmDIA A.C PIPE | 14.91 | MTS | 26.838 | [13 empty] | ¦
466 | M.S.WINDOW GRILLS * | 37 | Kg |  |  |  | CEMENT PASTE AND REDOXIDE PUTTY INCLUDING |  |  |  |  | 1 | NO. | S/F OF 50mmDIA A.C COWL | 13.29 | NO. | 13.29 | [13 empty] | ¦
467 | CONVEY,ALAIGN,JIONT ETC UP TO40mmPVC PIPE | 3 | RMT | 5 |  |  | COST OF ALL FLOOR(THE TERRA COTTA JALLY | [5 empty] | L.S | SUNDRIES FOR MOULDIN ETC |  | L.S | 1.6 | [13 empty] | ¦
468 | CONVEY,ALAIGN,JIONT ETC OVER TO40mmPVC PIPE | 2.2 | RMT |  |  |  | QUALITY AND DESIGN SHALL BE GOT APPROVED | [23 empty] | ¦
469 | CUTTING CHARGE OF PVC pipe | 2.2 | 2.7 | 2 |  |  | BY THE DEPARTMENTAL OFFICERS | [9 empty] | - | [13 empty] | ¦
470 | THREADING CHARGES FOR PVC 20mm/25mm | 3.2 | 3.2 |  |  |  | - | - | [5 empty] | TOTAL FOR ONE NUMBER |  |  | #REF! | [13 empty] | ¦
471 | COST OFPVC PIPE JOINTING MATERIALS UPTO 40mm | 4 | L.S |  | 1 | SQM | COST OF TERRACOTTA JALLY OF50mm | 240 | SQM | 240 | [6 empty] | - | [13 empty] | ¦
472 | COST OFPVC PIPE JOINTING MATERIALS OVER 40mm | 5 | L.S |  | 1 | SQM | LABOUR FOR FIXING JALLY | 20 | SQM | 20 |  |  |  | MISCELLANCEOUS ITEMS | [16 empty] | ¦
473 | C.I.DOUBLE YEE JUNCTION WITH DOOR 100mmDIA | 96 | NO. |  | 1 | L.S | FOR PLASTERING & REDOXIDE PUTTY | 15 | L.S | 15 |  |  | * | S.F OF A.C.SPOUT PIPE OF50 mm DIA | [16 empty] | ¦
474 | C.I.DOUBLE YEE JUNCTION WITH DOOR 75mmDIA | 75 | NO. | [6 empty] | - |  |  |  | 18" LONG | [16 empty] | ¦
475 | THREADING CHARGES FOR PVC 32mm/63mm | 6.4 | 12.65 | 3 |  |  | RATE PER SQM |  |  | 275 |  |  |  | - | [16 empty] | ¦
476 | C.I.DOUBLE YEE JUNCTION WITHOUT DOOR 100mmDIA | 80 | NO. | [6 empty] | = |  | 1 | NO. | SPOUT PIPE OF 50mm DIA | 14.91 | NO. | 14.91 | [13 empty] | ¦
477 | C.I.DOUBLE YEE JUNCTION WITHOUT DOOR 75mmDIA | 64 | NO. |  |  |  | G.F |  |  | 275.88 |  |  | L.S | LABOUR FOR FIXING INCLUDING |  | L.S | 2.09 | [13 empty] | ¦
478 | C.I.DOUBLE YEE JUNCTION WITHOUT DOOR 50mmDIA | 40.5 | NO. |  |  |  | F.F |  |  | 277.64 |  |  |  | CLAMP ETC | [16 empty] | ¦
479 | C.I. YEE JUNCTION WITH DOOR 100mmDIA | 92 | NO. |  |  |  | S.F |  |  | 279.4 | [6 empty] | - | [13 empty] | ¦
480 | C.I. YEE JUNCTION WITH DOOR 75mmDIA | 60 | NO. |  |  |  | T.F |  |  | 281.16 |  |  |  | TOTAL FOR ONE NOS. |  |  | 17 | [13 empty] | ¦
481 | C.I. YEE JUNCTION WITH DOOR 50mmDIA | 49.87 | NO. |  |  |  | FOURTH FLOOR |  |  | 282.92 | [6 empty] | - | [13 empty] | ¦
482 | C.I. YEE JUNCTION WITHOUT DOOR 100mmDIA | 80 | NO. |  | 16.3 |  | SUPPLYING & FIXING OF TERRACOTTA | [23 empty] | ¦
483 | C.I. YEE JUNCTION WITHOUT DOOR 75mmDIA | 52 | NO. |  |  |  | JALLY(NOT BELOW 110MM THICK) OF BEST | [5 empty] | * | S.F OF A.C.SPOUT PIPE OF75 mm DIA | [16 empty] | ¦
484 | C.I. YEE JUNCTION WITH OUT DOOR 50mmDIA | 39 | NO. |  |  |  | QUALITY AND FIXING IN POSITION WITH | [6 empty] | 18" LONG | [16 empty] | ¦
485 | C.I. TEE JUNCTION WITH DOOR 100mmDIA | 90 | NO. |  |  |  | CEMENT PASTE AND REDOXIDE PUTTY INCLUDING | [6 empty] | - | [16 empty] | ¦
486 | C.I. TEE JUNCTION WITH DOOR 75mmDIA | 60 | NO. |  |  |  | COST OF ALL FLOOR(THE TERRA COTTA JALLY |  |  |  |  | 1 | NO. | SPOUT PIPE OF 75mm DIA | 17.58 | NO. | 17.58 | [13 empty] | ¦
487 | C.I. TEE JUNCTION WITH DOOR 50mmDIA | 43.5 | NO. |  |  |  | QUALITY AND DESIGN SHALL BE GOT APPROVED | [5 empty] | L.S | LABOUR FOR FIXING INCLUDING |  | L.S | 2.09 | [13 empty] | ¦
488 | C.I. TEE JUNCTION WITHOUT DOOR 100mmDIA | 75 | NO. |  |  |  | BY THE DEPARTMENTAL OFFICERS) | [6 empty] | CLAMP ETC | [16 empty] | ¦
489 | C.I. TEE JUNCTION WITHOUT DOOR 75mmDIA | 52 | NO. |  |  |  | - | - | [8 empty] | - | [13 empty] | ¦
490 | C.I. YEE JUNCTION WITH OUT DOOR 50mmDIA | 35.25 | NO. |  | 1 | SQM | COST OF TERRACOTTA JALLY OF 110mm | 514.62 | SQM | 514.62 |  |  |  | TOTAL FOR ONE NOS. |  |  | 19.67 | [13 empty] | ¦
491 | C.I.SLOTTED COWL 100mmDIA | 37.5 | NO. |  | 1 | SQM | LABOUR FOR FIXING JALLY | 20 | SQM | 20 | [6 empty] | - | [13 empty] | ¦
492 | C.I.SLOTTED COWL 75mmDIA | 24 | NO. |  | 1 | L.S | FOR PLASTERING & REDOXIDE PUTTY | 15 | L.S | 15 | [20 empty] | ¦
493 | C.I.SLOTTED COWL 50mmDIA | 16 | NO. |  |  |  | SUNDRIES |  | L.S | 0 |  |  | * | S.F OF A.C.SPOUT PIPE OF100mm DIA | [16 empty] | ¦
494 | C.I. GREATING 100mmDIA | 18 | NO. | [6 empty] | - |  |  |  | 18" LONG | [16 empty] | ¦
495 | C.I. GREATING 75mmDIA | 6 | NO. |  |  |  | RATE PER SQM |  |  | 549.62 |  |  |  | - | [16 empty] | ¦
496 | G.I PIPE "A"CLASS 80mmDIA | 152.5 | RMT | [6 empty] | = |  | 1 | NO. | SPOUT PIPE OF 100mm DIA | 19.3 | NO. | 19.3 | [13 empty] | ¦
497 | G.I. 80MM DIA BEND | 108.68 | NO. |  |  |  | G.F |  |  | 551.556 |  |  | L.S | LABOUR FOR FIXING INCLUDING |  | L.S | 2.09 | [13 empty] | ¦
498 | G.I. 80MM DIA CUPPLER | 119.89 | NO. |  |  |  | F.F |  |  | 555.428 |  |  |  | CLAMP ETC | [16 empty] | ¦
499 | G.I. 80MM DIA UNION | 297.44 | NO. |  |  |  | S.F |  |  | 559.3 | [6 empty] | - | [13 empty] | ¦::
500 | G.I. 80MM DIA PLUG | 28.6 | NO. |  |  |  | T.F |  |  | 563.172 |  |  |  | TOTAL FOR ONE NOS. |  |  | 21.39
501 | G.I. 80MM DIA TEE | 228.86 | NO. |  |  |  | FOURTH FLOOR |  |  | 567.044 | [6 empty] | -
502 | G.I. 80MM DIA HEX.NIPPLE | 70.47 | NO. | [27 empty] | ¦
503 | G.I. 80MM X50mm REDUCER | 133.62 | NO. |  | 17. |  | PROVIDING FORM WORK AND CENTERING FOR | [5 empty] | * | S.F OF G.I OUT LET PIPE OF 25mm DIA | [16 empty] | ¦
504 | G.I. 80MM X65mm REDUCER | 133.62 | NO. |  |  |  | PLAIN CONCRETE SURFACES FOR ALL R.C.C | [6 empty] | 30cm LONG | [16 empty] | ¦
505 | G.I. 80MM X50mm REDUCER TEE | 215 | NO. |  |  |  | WORKS(beams & lintels) | [6 empty] | - | [16 empty] | ¦
506 | G.I. 80MM X65mm REDUCER TEE | 215 | NO. |  |  |  | - |  |  |  |  | 1 | NO. | PIPE COST 25mm DIA | 14.613 | NO. | 14.613 | [13 empty] | ¦
507 | PLAIN GLASS | 107.64 | SQM |  | 0.4 | CUM | C.W BOARDING 40mm T.K | 10705 | CUM | 4282 |  |  | L.S | LABOUR FOR FIXING INCLUDING |  | L.S | 1.65 | [13 empty] | ¦
508 | P.V.C BEND |  |  |  | 0.12 | CUM | C.W JOIST(AVE.SIZE 100X6.5mm | 9395 | CUM | 1127.4 |  |  |  | CLAMP ETC | [16 empty] | ¦
509 | 15mm DIA | 11.55 | NO. |  |  |  | @90cm C/C) | [9 empty] | - | [13 empty] | ¦
510 | 20mm DIA | 16.4 | NO. |  | 98.5 | RMT | CASURNA POST 10TO 13cmDIA | 15 | RMT | 1477.5 |  |  |  | TOTAL FOR ONE NOS. |  |  | 16.263 | [13 empty] | ¦
511 | 25mm DIA | 27.85 | NO. |  |  |  | AT75cm CENTERS | [9 empty] | - | [13 empty] | ¦
512 | 32mm DIA | 49.9 | NO. | [6 empty] | - |  |  |  | COUNTRY WOOD ITEM | [16 empty] | ¦
513 | 40mm DIA | 69.25 | NO. |  |  |  | TOTAL FOR 5 Operations for 10 sqm |  |  | 6886.9 |  |  |  | ================= | [16 empty] | ¦
514 | P.V.C. COUPLER | [8 empty] | - |  | *** | a. | DOOR OF SIZE 100X200Cm | [16 empty] | ¦
515 | 75mm DIA | 20 | NO. |  | 10 | SQM | COST OF ONE OPERATION | 137.738 | SQM | 1377.38 |  |  |  | - | [16 empty] | ¦
516 | 100mm DIA | 45 | NO. |  | 3.8 | NO | CARPENTER I | 150 | NO | 570 |  | 0.0269 | CUM | C.W.SCANTLING(PLLLI,KARIMURUTH) | 23105 | CUM | 621.5245 | [13 empty] | ¦
517 | P.V.C ELBOW |  |  |  | 5.4 | NO | MAZDOOR I | 95 | NO | 513 |  | 1.295 | SQM | MARINE PLYWOOD 12mm THICK | 381.37 | SQM | 493.8741 | [13 empty] | ¦
518 | 75mm DIA | 19.09 | NO. |  |  | L.S | SUNDRIES FOR WEDGES,NAILS,COIR |  | L.S | 5 |  | 1.815 | SQM | LABOUR CHARGE | 342 | SQM | 620.73 | [13 empty] | ¦
519 | 100mm DIA | 50.66 | NO. | [6 empty] | - |  | 2 | NO. | 6"X1/2" I.O.TOWER BOLT | 10.5 | NO. | 21 | [13 empty] | ¦
520 | PLYWOOD FLUSH DOOR 30mm T.K FOR ALL SIZE | 1183.82 | SQM |  |  |  | TOTAL FOR 10 SQM |  |  | 2465.38 |  | 3 | NO. | 5" I.O.BUTT HINGS | 8.5 | NO. | 25.5 | [13 empty] | ¦
521 | P.V.C.FLUSH D/F & D/S 20mm T.K FOR 75X200cm | 1605 | SQM | [6 empty] | - |  | 1 | NO. | 10"X5/8" I.O ALDROP | 21 | NO. | 21 | [13 empty] | ¦
522 | SINTEX WATER TANK OF 750 LIT | 3.25/lit | EACH |  |  |  | RATE PER SQM |  |  | 246.538 |  | 1 | NO. | NYLON BUSH | 4 | NO. | 4 | [13 empty] | ¦
523 | STEEL DOOR FRAMEOF SIZE 100X200 | 147.6 | RMT | [6 empty] | = |  |  | L.S | SUNDRIES |  | L.S | 0 | [13 empty] | ¦
524 | STEEL DOOR FRAMEOF SIZE 90X200 | 147.6 | RMT | [13 empty] | - | [13 empty] | ¦
525 | STEEL DOOR FRAMEOF SIZE 75X200 | 147.6 | RMT |  | 18. | * | Centering for soffits for R.C.C.Slabs or | [6 empty] | TOTAL FOR 1.815 SQM |  |  | 1807.6287 | [13 empty] | ¦
526 | STEEL WINDOW FRAME&SHUTTER WITHOUT GLASS | 1250 | SQM |  |  |  | plane surfaces including shuttering up to 3m | [9 empty] | - | [13 empty] | ¦
527 | " OF SIZE 132.5X120cm | 1250 | SQM |  |  |  | height using M.S sheets of size 90mmx60mm and | [6 empty] | RATE PER SQM |  |  | 1395.8522 | [13 empty] | ¦
528 | " OF SIZE 90X120cm | 1250 | SQM |  |  |  | HP 10G stiffened with welded M.S angle of | [9 empty] | = | [13 empty] | ¦
529 | " OF SIZE 47.5X120cm | 1250 | SQM |  |  |  | size 25x25x3mm laid over silver oak (C.W) |  |  |  |  | *** | b. | DOOR OF SIZE 90X200Cm | [16 empty] | ¦
530 | " OF SIZE 90X105cm | 1250 | SQM |  |  |  | joist 10cmx6.5cm spaced at75cm c/c complying | [6 empty] | - | [16 empty] | ¦
531 | " OF SIZE 47.5X105cm | 1250 | SQM |  |  |  | with standard specification |  |  |  |  | 0.0255 | CUM | C.W.SCANTLING(PLLLI,KARIMURUTH) | 23105 | CUM | 589.1775 | [13 empty] | ¦
532 | " OF SIZE 90X90cm | 1250 | SQM |  |  |  | - | - | - |  |  | 1.13 | SQM | MARINE PLYWOOD 12mm THICK | 381.37 | SQM | 430.9481 | [13 empty] | ¦
533 | " OF SIZE 47.5X90cm | 1250 | SQM |  | 13.46 | Kg. | Cost of M.S sheet of size | 30 | Kg. | 403.8 |  | 1.6191 | SQM | LABOUR CHARGE | 342 | SQM | 553.7322 | [13 empty] | ¦
534 | STEEL VENTILATTER FRAME&SHUTTER WITHOUT GLASS | 1250 | SQM |  |  |  | 90x60cm of 10 gauge |  |  |  |  | 2 | NO. | 6"X1/2" I.O.TOWER BOLT | 10.5 | NO. | 21 | [13 empty] | ¦
535 | " OF SIZE 75X47.5cm | 1250 | SQM |  | 4 | Kg. | Cost of M.S angle of size | 30 | Kg. | 120 |  | 3 | NO. | 5" I.O.BUTT HINGS | 8.5 | NO. | 25.5 | [13 empty] | ¦
536 | " OF SIZE 90X47.5cm | 1250 | SQM |  |  |  | 25x25x3mm |  |  |  |  | 1 | NO. | 10"X5/8" I.O ALDROP | 21 | NO. | 21 | [13 empty] | ¦
537 | " OF SIZE 90X90cm | 1250 | SQM |  |  | L.S | Add for cutting, bending, |  | L.S | 40 |  | 1 | NO. | NYLON BUSH | 4 | NO. | 4 | [13 empty] | ¦
538 | P.V.C REDUCER ELBOW | [5 empty] | welding charges etc. |  |  | - |  |  | L.S | SUNDRIES |  | L.S | 0 | [13 empty] | ¦
539 | 50X25MM | 65 | EACH |  |  |  | Total for 40 operations |  |  | 563.8 | [6 empty] | - | [13 empty] | ¦
540 | 50X40MM | 64.55 | EACH | [6 empty] | - |  |  |  | TOTAL FOR 1.6191 SQM |  |  | 1645.3578 | [13 empty] | ¦
541 | PORCELINE WHITE GLASED SOAP DISH 200X100mm | 110.95 | EACH |  |  |  | Cost of one operation |  |  | 14.095 | [6 empty] | - | [13 empty] | ¦
542 | PORCEINE WASH BASIN OVAL SHAPE 480X400mm | 399 | EACH | [6 empty] | - |  |  |  | RATE PER SQM |  |  | 1016.2175 | [13 empty] | ¦
543 | END CAP SULATED P.V.C. MANHOLE STEP | 92 | EACH |  |  |  | Adopting 40 uses for steel sheet and | [9 empty] | = | [13 empty] | ¦
544 | P.V.C. DOUBLE TEE WITH DOOR 75mm DIA | 174.24 | EACH |  |  |  | angles and 5 uses for C.W.joist and | [23 empty] | ¦
545 | P.V.C. DOUBLE TEE WITH DOOR 100mm DIA | 215.06 | EACH |  |  |  | casurina props |  |  |  |  | *** | c. | DOOR OF SIZE 75X200Cm | [16 empty] | ¦
546 | P.V.C. DOUBLE TEE WITH OUT DOOR 75mm DIA | 97.24 | EACH | [10 empty] | - | [16 empty] | ¦
547 | P.V.C. DOUBLE TEE WITH OUT DOOR 100mm DIA | 168.96 | EACH |  | 19 | Nos | Cost of M.S Sheet and Angles | 14.095 | 1Use | 267.805 |  | 0.0235 | CUM | C.W.SCANTLING(PLLLI,KARIMURUTH) | 23105 | CUM | 542.9675 | [13 empty] | ¦
548 | POISHED CUDDAPAH SLAB 20mmTHICK WELL POISHED | 227 | 247 |  |  |  | for one operation |  |  |  |  | 0.872 | SQM | MARINE PLYWOOD 12mm THICK | 381.37 | SQM | 332.5546 | [13 empty] | ¦
549 | CUDDAPAH SLAB SINK 60X45cm,20mmT.K | 250 | EACH |  | 0.12 | Cum | Cost of silver oak | 1879 | 1Use | 225.48 |  | 1.3247 | SQM | LABOUR CHARGE | 342 | SQM | 453.0474 | [13 empty] | ¦
550 | CUDDAPAH SLAB SINK 45X45cm,20mmT.K | 210 | EACH |  | 98.5 | Rmt | Casurnia props 10 to 13cm dia | 3 | 1Use | 295.5 |  | 1 | NO. | 6"X1/2" I.O.TOWER BOLT | 10.5 | NO. | 10.5 | [13 empty] | ¦
551 | GRANITE SLAB 20mm THICK OF BEST QUALITY | 1022.58 | SQM |  | 1 | L.S | Add for Silver oak planks | 11 | L.S | 11 |  | 3 | NO. | 4" I.O.BUTT HINGS | 5.75 | NO. | 17.25 | [13 empty] | ¦
552 | ELECTRICAL ARRANGEMENT:- BOARD APPROVED RATES |  |  |  | 3.8 | No | Carpenter Ist | 150 | Each | 570 |  | 1 | NO. | 6"X1/2" I.O ALDROP | 10 | NO. | 10 | [13 empty] | ¦
553 | WRING WITH 1.5SQMM COPPER WIRE CONCELLED |  |  |  | 5.4 | No | Mazdoor Ist | 95 | Each | 513 |  | 1 | NO. | NYLON BUSH | 4 | NO. | 4 | [13 empty] | ¦
554 | TYPE FOR LIGHT POINT WITH CEILING ROSE | 300 | POINT |  | 1 | No | Fitter IInd | 120 | Each | 120 |  |  | L.S | SUNDRIES |  | L.S | 0 | [13 empty] | ¦
555 | ---DO---FOR LIGHT POINT WITH BATTERN HODER | 302 | POINT |  | 1 | L.S | Add for nails, wedges,oils etc | 10 | L.S | 10 | [6 empty] | - | [13 empty] | ¦
556 | ---DO---FOR FAN POINT | 382 | POINT |  | 19 | Nos | Add for periodical cleaning, | 2 | Nos | 38 |  |  |  | TOTAL FOR 1.3247 SQM |  |  | 1370.3195 | [13 empty] | ¦
557 | --DO--FOR 5AMP 5PIN PLUG AT SWITCH BOARD | 140 | POINT |  |  |  | painting etc for M.S. Sheet |  |  | - | [6 empty] | - | [13 empty] | ¦::
558 | --DO--FOR 5AMP 5PIN PLUG AT CONVENTENT PLACE | 222 | POINT |  |  |  | TOTAL FOR 10 SQM |  |  | 2050.785 |  |  |  | RATE PER SQM |  |  | 1034.4376
559 | ---DO---FOR STAIR CASE LIGHT POINT | 505 | POINT | [6 empty] | - | [6 empty] | =
560 | S/F OF BULKHEAD FITTING SUITABLE FOR 100/60W | 75 | EACH |  |  |  | RATE PER SQM |  |  | 205.0785 |  |  | * | FLUSH SHUTTER P.V.C. 30mm THICK | [16 empty] | ¦
561 | RUN OF MAINS 2-1.5 SQMM COPPER CONCELLED TYPE | 43.3 | RMT | [6 empty] | = |  |  |  | SOLIDCORE OF BLACKBOARD | [16 empty] | ¦
562 | S/F OF 16 AMP DPIC MAIN SWITCH | 218 | EACH |  | 19. | * | PROVIDING FORMWORK AND | [6 empty] | TYPE WITH COMMERCIAL TYPE | [16 empty] | ¦
563 | EARTHING STATION ASPER IS3043 | 926 | EACH |  |  |  | CENTERING FOR PLAIN CONCRETE | [6 empty] | LIPPING BOTH SIDES | [16 empty] | ¦
564 | S/L OF 8SWG G.I WIRE FOREARTH TO MAIN | 5.15 | RMT |  |  |  | SURFACES FOR SMALL QTY such as sunshade etc | [6 empty] | - | [16 empty] | ¦
565 | SUPPLY OF 5-10AMP/10-20AMP ELE. ENERGY METER | 550 | EACH |  |  |  | - | [23 empty] | ¦
566 | S/F OF CONSUMER UNIT OF 4NO OF 16AMP WAY | 286 | EACH |  | 10 | SQM | MS angles & sheets for one | 321.366 | 1Use | 321.366 |  |  |  | FOR ALL SIZE OF DOORS/SQM |  |  | 1183.82 | [13 empty] | ¦
567 | RUN OF MAINS 4-4 SQMM COPPER CONCELLED TYPE | 96.3 | RMT |  |  |  | use (1.2 times of operation | [9 empty] | = | [13 empty] | ¦
568 | LABOUR FOR FIXING CEIING FAN OF AL SWEEP | 51 | EACH |  |  |  | for plain surface) | [23 empty] | ¦
569 | S/F OF S.C TW BOARD,3-30AMPFUSE, EARTHPLATE | 181 | SET |  | 10 | SQM | C.W Joist for one use (1.2 | 270.576 | 1Use | 270.576 |  |  | * | STEEL DOOR FRAMES AND WINDOW FRAMES WITH SHUTTER | [16 empty] | ¦
570 | RUN OF S.C WIRING WITH 2-4 SQMM COPPER ,7/20 GI | 36.2 | RMT |  |  |  | times of operation for plain | [6 empty] | = | = | = | ==== | [13 empty] | ¦
571 | S/F OF AERI FUSE UNIT 30AMP 500V AT E.B POLE | 98 | EACH |  |  |  | surface) | [6 empty] | ITEM NO 1:-MANUFACTURING AND |  | Rmt | 147.6 | [13 empty] | ¦
572 | S/F OF 40mmDIA B-CASS G.I PIPE | 92 | RMT |  | 98.5 | Rmt | Casurnia props 10 to 13cm dia | 3 | 1Use | 295.5 |  |  |  | SUPPLYING OF STEEL DOOR frame OF | [16 empty] | ¦
573 | S/F OF 40mmDIA B-CASS G.I COUPLER | 49.42 | EACH |  | 3.8 | NO | CARPENTER I | 150 | NO | 570 |  |  |  | ALL SIZES WITH OUT SHUTTER | [16 empty] | ¦
574 | S/F OF 40mmDIA B-CASS G.I BEND | 53.2 | EACH |  | 5.4 | NO | MAZDOOR I | 95 | NO | 513 |  |  |  | MADE OF 100X50 18GAUGE CRCA | [16 empty] | ¦
575 | S/F OF 40X40X6mmANGLE TO SUPPORT G.I.PIPE. | 59 | EACH |  | 1 | NO | Fitter IInd | 120 | Each | 120 |  |  |  | STELL WITH ALL FOURNITURE AND | [16 empty] | ¦
576 | S/F OF 15AMP 3PIN POWER PLUG WITH SWITCH | 100 | EACH |  | 1 | L.S | ADD FOR SILVER OKE PLANKS | 11 | Each | 11 |  |  |  | FITTINGS. | [16 empty] | ¦
577 | RUN OF MAINS 2-2.5 SQMM COPPER CONCELLED TYPE | 49.52 | RMT |  | 1 | L.S | SUNDRIES FOR WEDGES,NAILS,COIR | 10 | L.S | 10 | [20 empty] | ¦
578 | S/F OF SINGE PHASE ELCB OF CONCEAED TYPE | 1080 | EACH |  | 19 | Nos | Add for periodical cleaning | 2 | Nos | 38 | [20 empty] | ¦
579 | MARINE PLYWOOD OF 12mm THICK OF BWR GRADE L.R | 381.37 | SQM |  |  |  | and painting etc for M.S. Sheet | [5 empty] | * | Manufacturing and supplying of |  | Sqm | 1250 | [13 empty] | ¦
#REF! | WRING WITH 1.5SQMM COPPER WIRE CONCELLED | [8 empty] | - |  |  |  | m.s.angle window shutter and | [16 empty] | ¦
| TYPE FOR LIGHT POINT WITH CEILING ROSE | 300 |  |  |  |  | TOTAL FOR 10 SQM |  |  | 2149.442 |  |  |  | m.s grills with out glass of | [16 empty] | ¦
| ---DO---FOR LIGHT POINT WITH BATTERN HODER | 302 | [7 empty] | - |  |  |  | all sizes of windows,ventilaters. | [16 empty] | ¦
| ---DO---FOR CALLING BELL POINT | 324 |  |  |  |  | RATE PER SQM |  |  | 214.9442 | [20 empty] | ¦
| ---DO---FOR FAN POINT | 382 | [7 empty] | = |  |  | * | Supply and fixing of window | [16 empty] | ¦
| ---DO---FOR STAIR CASE LIGHT POINT | 505 | [11 empty] | glass panels of 3mm thick for | [16 empty] | ¦
| --DO--FOR 5AMP 5PIN PLUG AT SWITCH BOARD | 140 |  |  | 20. | * | PROVIDING FORMWORK AND | [6 empty] | steel window and ventilaters. | [16 empty] | ¦
| --DO--FOR 5AMP 5PIN PLUG AT CONVENTENT PLACE | 222 |  |  |  |  | CENTERING FOR PLAIN CONCRETE | [6 empty] | - | [16 empty] | ¦
| --DO--FOR 15AMP OWER PLUG | 100 |  |  |  |  | SURFACES FOR PLINTH BEAM ETC. | [5 empty] | sqm | Cost of 3mm window glass | 160 | sqm | #VALUE! | [13 empty] | ¦
| S/F OF BULK HEAD FITTING | 75 |  |  |  |  | - | [23 empty] | ¦
| S/F OF DOUBLE POLE MAIN SWITCH | 218 |  |  |  |  | HALF THE RATE OF F.W USING C.W.PLANKS |  |  | 123.269 |  |  | nos. | Carpenter I class | 150 | nos. | #VALUE! | [13 empty] | ¦
| S/F OF 6 WAY D.B | 1854 |  |  |  |  | FOR LINTEL & BEAMS |  |  | = | [20 empty] | ¦
| LABOUR CHARGE FOR FIXING FAN | 51 |  |  | 4.2 | * | R.C.C 1:1.5:3 USING 20mmHBG | [6 empty] | Cost of binding meterials etc., | L.S |  | 0.64 | [13 empty] | ¦
| SUPPLY AND DELIVERY OF FAN 48"SWEEP | 915 |  |  |  |  | JELLY FOR ALL WATER RETAINING | [9 empty] | - | [13 empty] | ¦
| SUPPLY AND DELIVERY OF FAN 42"SWEEP | 890 |  |  |  |  | STRUCTURES AND R.C.C DOOR FRAMES | [6 empty] | total for 0.4sqm |  |  | #VALUE! | [13 empty] | ¦
| S/F OF 8SWG G.I WIRE | 5.15 |  |  |  |  | - | [9 empty] | - | [13 empty] | ¦
| RUN OFF MAIN WITH 2NO OF 1.50sq.mm WIRE | 43.3 |  |  | 9 | CUM | 20mmH.B.JELLY | #REF! | CUM | #REF! |  |  |  | Rate for one sqm |  |  | #VALUE! | [13 empty] | ¦
| EARTHING STATION AS PER ISI | 920 |  |  | 4.308 | M.T | CEMENT | 3800 | M.T | 16370.4 | [6 empty] | = | [13 empty] | ¦
| S/F OF 1 NO OF 30 AMP FUSE UNIT. | 98 |  |  | 4.5 | CUM | SAND | #REF! | CUM | #REF! |  |  | * | Manufactoring and supplying of | [16 empty] | ¦
| S/F OF 375mmX300mmX20mmT.W.PLANK FOR S.C. | 181 |  |  | 3.5 | NO. | MASON II | 135 | NO. | 472.5 |  |  |  | steel window, confirming to | [16 empty] | ¦
| S/F OF METRE CUPBOARD | 1148.76 |  |  | 21.2 | NO. | MAZDOOR I | 95 | NO. | 2014 |  |  |  | IS 1038/1983. | [16 empty] | ¦
| S/F OF STREET LIGHTS. | 967 |  |  | 35.3 | NO. | MAZDOOR II | 85 | NO. | 3000.5 |  |  |  | - | [16 empty] | ¦
| PROVIDING ANTI-TERMITE TREATMENT | 30 |  |  | L.S |  | SUNDRIES |  | L.S | 0 |  |  | a. | Window size 90x120cm | [16 empty] | ¦
| PROVIDING ELCB WITH MCB IN MS BOX | 2107 | [7 empty] | - |  |  |  | --------------------- | [16 empty] | ¦
| Flat back urinal WITH ALL ACCESSORIES | 650 |  |  |  |  | TOTAL FOR 10 CUM |  |  | #REF! |  |  | Kg. | Steel window with 10mm square | 43 |  | #VALUE! | [13 empty] | ¦
| WIRE MAN GR-I | 160 | [7 empty] | = |  |  |  | horizontal with one coat of | [16 empty] | ¦
| HELPER | 110 |  |  |  |  | RATE PER CUM |  |  | #REF! |  |  |  | red oxide primer paint. | [16 empty] | ¦
[13 empty] | SQM | Frosted glass 3mmthick | 160 |  | #VALUE! | [13 empty] | ¦
|  | 3.05 |  |  | 1 | CUM | VIBRATING CHARGES | 20.7 |  | 20.7 |  |  | NO. | Iron hinge special type | 5 |  | #VALUE! | [13 empty] | ¦
|  | 30 | [7 empty] | - |  |  | NO. | Stays and pegs | 10 |  | #VALUE! | [13 empty] | ¦
|  | 35 | [7 empty] | #REF! |  |  | NO. | Locking arrangements | 8 |  | #VALUE! | [13 empty] | ¦
|  | 125 | [7 empty] | - |  |  | Rmt | 12x12mm thick alu.beedings | 13.66 |  | #VALUE! | [13 empty] | ¦
| Mason II / I | 162 | 179
| MAISTRY | 185 |  |  |  |  | G.F |  |  | #REF! |  |  | SQM | Labour Charges for fixing | 25.46 |  | #VALUE! | [13 empty] | ¦
| WIREMEN GRADE I | 170 |  |  |  |  | F.F |  |  | #REF! |  |  | NO. | Alu. bolt and nuts | 0.5 |  | #VALUE! | [13 empty] | ¦
| WIREMEN GRADE Ii | 160 |  |  |  |  | S.F |  |  | #REF! | [6 empty] | 0.54 | [13 empty] | ¦::
| HELPER | 121 |  |  |  |  | T.F |  |  | #REF! | [6 empty] | -
| GI PIPE 40 MM DIA | 120 |  |  |  |  | Fourth Floor |  |  | #REF! |  |  |  | Total for 1No |  |  | #VALUE!
| GI PIPE 20 MM DIA | 70
| 15 mm dia GI pipe | 35 |  |  |  | * | R.C.C DOOR FRAME | [9 empty] | - | [13 empty] | ¦
| GI PIPE 25 MM | 90 |  |  |  |  | = | [23 empty] | ¦
| GI PIPE 40 MM | 140 | [10 empty] | b. | Window size 90x105cm | [16 empty] | ¦
1 | INCANDESCENT BULBS 230 V / 250 V GRADE B.C / E.S WITH ISI |  |  |  | 21.1 | * | SUPPLYING AND FIXING MONOLITHIC RCC DOOR | [6 empty] | --------------------- | [16 empty] | ¦
| 15 Watts | 11 |  |  |  |  | FRAME OF SIZEM 100MMX75MM WITH ONE EDGE | [5 empty] | Kg. | Steel window with 10mm square | 43 |  | #VALUE! | [13 empty] | ¦
| 25 Watts | 11 |  |  |  |  | GROOVE OF SIZE 30MMX20MM IN RCC(1:1.5:3)USING | [6 empty] | horizontal with one coat of | [16 empty] | ¦
| 40 Watts | 11 |  |  |  |  | 20MM HBS JELLY INCLUDING COST OF STEEL AND | [6 empty] | red oxide primer paint. | [16 empty] | ¦
| 60 Watts | 11 |  |  |  |  | FABRICATION OF REINFORCEMENT WITH -6MM M.S | [5 empty] | SQM | Frosted glass 3mmthick | 160 |  | #VALUE! | [13 empty] | ¦
| 100 Watts | 12 |  |  |  |  | ROD AROUND AND 3MM STEEL STIRRUP AT 30CM C/C | [5 empty] | NO. | Iron hinge special type | 5 |  | #VALUE! | [13 empty] | ¦
| 150 Watts | Deleted |  |  |  |  | INCLUDING FIXING OF 3NOS OF IRON BRACKET OF | [5 empty] | NO. | Stays and pegs | 10 |  | #VALUE! | [13 empty] | ¦
| 200 Watts | 25 |  |  |  |  | SIZE 100MMX100MMX5MM, 6NOS OF HOLDFAST | [5 empty] | NO. | Locking arrangements | 8 |  | #VALUE! | [13 empty] | ¦
| 300 Watts | Deleted |  |  |  |  | CHECKNUTS AND ALUMINIUM SLEEVES AND 2 NOS OF | [5 empty] | Rmt | 12x12mm thick alu.beedings | 13.66 |  | #VALUE! | [13 empty] | ¦
| 500 Watts | Deleted |  |  |  |  | I.O.TOWER BOLT RECEIVER ALL AS PER DRAWING | [5 empty] | SQM | Labour Charges for fixing | 25.46 |  | #VALUE! | [13 empty] | ¦
| 1000 Watts | Deleted |  |  |  |  | INCLUDING MOULDING INSTEEL MOULD PRECASTING | [5 empty] | NO. | Alu. bolt and nuts | 0.5 |  | #VALUE! | [13 empty] | ¦
2 | INCANDESCENT BULBS 230 V / 250 V GRADE B.C / E.S | [5 empty] | WITH SMOOTH SURFACE AND FINE EDGES, CURING, | [9 empty] | 0.7 | [13 empty] | ¦
| Colour 15 Watts | 12.5 |  |  |  |  | TRANSPORTING ETC., ALL COMPLETE, AS DIRECTED | [9 empty] | - | [13 empty] | ¦
3 | Blended Lamp 160 Watts | 242 |  |  |  |  | BY DEPT.OFFICERS. | [6 empty] | Total for 1No |  |  | #VALUE! | [13 empty] | ¦
3a | PLLAMP ( PHILIPS/ OSRAM) | [15 empty] | - | [13 empty] | ¦
| 9 Watts | 75
| 11 Watts | 80 |  |  |  | c. | 1000MMX2100MM SIZE OF DOOR FRAME
4 | FLUORESCENT TUBULAR LAMPS WITH ISI MARK | [5 empty] | -------------------------------
| Cool Day light 2 Ft 20 Watts | 42 |  |  | 0.0388 | CUM | R.C.C.IN C.C 1:1.5:3 | #REF! | CUM | #REF!
| Cool Day light and 4 Ft 40 Watts | 46 |  |  | 5.01 | Kg | FAB OF M.S STEEL | 33174.4 | M.T | 166.2037
| Cool Day light and 4 Ft 36 Watts | 42 |  |  | 3 | NO. | HANGER BRACKET | 16.5 | NO. | 49.5
5 | MERCURY VAPOUR DISCHARGE LAMP 230 V GRADE 3 PIN BC |  |  |  | 12 | NO. | ALU.SLEEVES | 3.85 | NO. | 46.2
| 80 Watts | 174 |  |  | 2 | NO. | TOWER BOLT RECEIVER | 5 | NO. | 10
| 125 Watts | 182 |  |  | 6 | NO. | TAILNUT FOR BOLT | 3.85 | NO. | 23.1
| 250 Watts | 444 |  |  | 1 | NO. | MASON Ist | 150 | NO. | 150
| 400 Watts | 626 |  |  | 1 | NO. | MAZDOOR Ist | 95 | NO. | 95
6 | BOX TYPE SINGLE FLUORESCENT FITTING WITH COPPER CHOKE AND CONDENSOR COMPLETE WITH ISI MARK |  |  |  | 1 | NO. | MOULDING CHARGES | 25 | NO. | 25
| 2 Ft 20 Watts | Deleted |  |  | 0.5 | NO. | HANDLING CHARGES MAZDOOR-II | 85 | NO. | 42.5
| 4 Ft 40 Watts | 306 |  |  |  | L.S | ADD FOR OIL,CONVEYANCE ETC., |  | L.S | 0.5
| 4 Ft 40 Watts Box type of ( Philips, Crompton,Wipro ) without Ballast | 450 | [7 empty] | -
7 | BOX TYPE TWIN FLUORESCENT FITTING WITH COPPER CHOKE AND CONDENSOR COMPLETE WITH ISI MARK | [5 empty] | TOTAL FOR 1 NO |  |  | #REF!
| 4 Ft 40 Watts | 575 | [7 empty] | -
| 4 Ft 40 Watts Box type of ( Philips, Crompton,Wipro ) without Ballast | 750
8 | INDUSTRIAL TYPE FLUORESCENTFITTING STOVE ENAMELLED WITH COPPER CHOKE AND CONDENSOR (HPF)
| 4 Ft 40 W single type suitable for 1 No tube | 850 |  |  |  | a. | 900MMX2100MM SIZE OF DOOR FRAME | [23 empty] | ¦
| 4 Ft 40 W Twin type suitable for 2 Nos tube | 1050 |  |  |  |  | ------------------------------- | [5 empty] | c. | Window size 60x120cm | [16 empty] | ¦
9 | DECORATIVE & SINGLE FLUORESCENT TYPE FITTING WITH COPPER CHOKE & CONDENSOR (HPF)COMPLETE SUITABLE FOR 2 NOS FLUORESCENT TUBES. |  |  |  | 0.0376 | CUM | R.C.C.IN C.C 1:1.5:3 | #REF! | CUM | #REF! |  |  |  | --------------------- | [16 empty] | ¦
| 2 Ft 20 Watts with perspex | Deleted |  |  | 4.87 | Kg | FAB OF M.S STEEL | 33174.4 | M.T | 161.5593 |  |  | Kg. | Steel window with 10mm square | 43 |  | #VALUE! | [13 empty] | ¦
| 4 Ft 40 Watts with perspex | Deleted |  |  | 3 | NO. | HANGER BRACKET | 16.5 | NO. | 49.5 |  |  |  | horizontal with one coat of | [16 empty] | ¦
10 | DECORATIVE TWIN FLUORESCENT TYPE FITTING WITH COPPER CHOKE & CONDENSOR COMPLETE SUITABLE FOR 2 NOS FLUORESCENT TUBES. |  |  |  | 12 | NO. | ALU.SLEEVES | 3.85 | NO. | 46.2 |  |  |  | red oxide primer paint. | [16 empty] | ¦
| 4 Ft 40 Watts with louvers | Deleted |  |  | 2 | NO. | TOWER BOLT RECEIVER | 5 | NO. | 10 |  |  | SQM | Frosted glass 3mmthick | 160 |  | #VALUE! | [13 empty] | ¦
| 4 Ft 40 Watts with perspex | Deleted |  |  | 6 | NO. | TAILNUT FOR BOLT | 3.85 | NO. | 23.1 |  |  | NO. | Iron hinge special type | 5 |  | #VALUE! | [13 empty] | ¦
| 4 Ft 40 Watts ( philip, Crompton, Wipro ) | Deleted |  |  | 1 | NO. | MASON Ist | 150 | NO. | 150 |  |  | NO. | Stays and pegs | 10 |  | #VALUE! | [13 empty] | ¦
| 4'40" Wtwin Recessed mounting fitting with perpex cover | Deleted |  |  | 1 | NO. | MAZDOOR Ist | 95 | NO. | 95 |  |  | NO. | Locking arrangements | 8 |  | #VALUE! | [13 empty] | ¦
| 4'40 W Twin mirror optic Recessed mounting fitting | 1459 |  |  | 1 | NO. | MOULDING CHARGES | 25 | NO. | 25 |  |  | Rmt | 12x12mm thick alu.beedings | 13.66 |  | #VALUE! | [13 empty] | ¦
| 4'40 W Twin mirror optic Recessed mounting fitting(Philips, Crompton,Wipro) | 1930
| 4'40 W Twin mirror optic Recessed Suspension type fitting ( Philips, Crompton, Wipro ). | 2630 |  |  | 0.5 | NO. | HANDLING CHARGES MAZDOOR-II | 85 | NO. | 42.5 |  |  | SQM | Labour Charges for fixing | 25.46 |  | #VALUE! | [13 empty] | ¦
11 | SINGLE TYPE STREET LIGHT FLUORESCENT FITTING SUITABLE FOR THE ONE NO FLUORSCENT TUBES WITH COPPER CHOKE & CONDENSOR COMPLETE. |  |  |  |  | L.S | ADD FOR OIL,CONVEYANCE ETC., |  | L.S | 0.5 |  |  | NO. | Alu. bolt and nuts | 0.5 |  | #VALUE! | [13 empty] | ¦
| 4 Ft 40 Watts type | 642 | [7 empty] | - | [6 empty] | 0.97 | [13 empty] | ¦
12 | TWIN TYPE STREET LIGHT FLUORESCENT FITTING SUITABLE FOR THE 2 NOS FLUORSCENT TUBES WITH COPPER CHOKE & CONDENSOR COMPLETE. | [5 empty] | TOTAL FOR 1 NO |  |  | #REF! | [6 empty] | - | [13 empty] | ¦
| 4 Ft 40 Watts type | 864 | [7 empty] | - |  |  |  | Total for 1No |  |  | #VALUE! | [13 empty] | ¦
13 | POST TOP LANTHERN FITTING OF ( INTEGRAL TYPE ) WITH COPPER CHOKE & CONDENSOR & NECESSARY ACCESSORIES (PHILIPS/CROMPTONGREAVES). (SPHERICAL,RIBBED,CONICALACRYLIC COVER) |  |  |  |  | b. | 700MMX2100MM SIZE OF DOOR FRAME | [9 empty] | - | [13 empty] | ¦
| Suitable for 125 Watts M.V.Lamp | 3100 |  |  |  |  | -------------------------------
| Suitable for 70 Watts S.V.Lamp | 3267 |  |  | 0.0353 | CUM | R.C.C.IN C.C 1:1.5:3 | #REF! | CUM | #REF! |  | 21.2 | * | SUPPLING AND FIXING OF BEST T.W.WROUGHT AND
| Post top lanthern fitting with S.C holder suitable for 160 W blended lamp/ incandescent lamp. | 1790 |  |  | 4.59 | Kg | FAB OF M.S STEEL | 33174.4 | M.T | 152.2705 |  |  |  | PUTUP FOR DOORS, WINDOWS AND VENTILATERS ETC
14 | CUT OFF TYPE STREET LIGHT LANTHERN COMPLETE WITH COPPER CHOKE AND CONDENSOR.
| Suitable for 1 No 400 W HP MV lamp | Deleted |  |  | 3 | NO. | HANGER BRACKET | 16.5 | NO. | 49.5 |  |  |  | - | -
| Suitable for 1 No 250 W HPMV lamp | Deleted |  |  | 12 | NO. | ALU.SLEEVES | 3.85 | NO. | 46.2 |  |  |  | LABOUR CHARGES:-
| Siuiitable for 1 No 125 W HPMV lamp | Deleted |  |  | 2 | NO. | TOWER BOLT RECEIVER | 5 | NO. | 10 |  | 0.5 | NO | CARPENTER-I | 150 | EACH | 75
15 | SEMI CUT OFF TYPE STREET LIGHT LANTHERN COMPLETE WITH COPPER CHOKE AND CONDENSOR. |  |  |  | 6 | NO. | TAILNUT FOR BOLT | 3.85 | NO. | 23.1 |  | 0.25 | NO | MAZDOOR-I | 85 | EACH | 21.25
| Siuiitable for 1 No 125 W MV lamp | Deleted |  |  | 1 | NO. | MASON Ist | 150 | NO. | 150 | [6 empty] | -
| Suitable for 1 No 250 W MV lamp | Deleted |  |  | 1 | NO. | MAZDOOR Ist | 95 | NO. | 95 |  |  |  | TOTAL FOR .0283 CUM |  |  | 96.25
| Suitable for 1 No 400 W MV lamp | Deleted |  |  | 1 | NO. | MOULDING CHARGES | 25 | NO. | 25 | [6 empty] | -
16 | STARTERS FOR FLUORESCENT TUBES |  |  |  | 0.5 | NO. | HANDLING CHARGES MAZDOOR-II | 85 | NO. | 42.5 |  |  |  | TOTAL FOR ONE CUM |  |  | 3401.0601
| Starter capacity 20 Watts | 10 |  |  |  | L.S | ADD FOR OIL,CONVEYANCE ETC., |  | L.S | 0.5 | [6 empty] | -
| Starter capacity 40 Watts | 10 | [7 empty] | -
17 | POLYSTER FILLED COPPER CHOKE 250 V/50 HZ GRADE SUITABLE FOR | [5 empty] | TOTAL FOR 1 NO |  |  | #REF!
| 20 Watts fluorescent tube | 170 | [7 empty] | -
| 40 Watts fluorescent tube | 170
| 36/40w Electronic Ballast for Flu.tube(Phylips/Crompton) | 295
| 36/40w Electronic Ballast for Flu.tube(Indo Asean/Equivalent) | 240
[5 empty] | 21.3 | * | S&F P.V.C. 20mmTHICK DOOR SHUTTER WITH DOOR FRAME OF SIZE 40mmX57mm FOR OUTER FRAME AND THE SINGLE LEAF SHUTTER MADEOF PLASTIC SHEET 20mmX200mm FOR SHUTTER PANNEL AND SHUTTER FRAME OF PLASTIC 24mmX59mm WITH 8 NOS OF 3 HINGS ALU,2N0S OFAL. HANDLES | [23 empty] | ¦
| HP 80 Watts MV Lamp | Deletd |  |  |  |  | FOR DOORS OF ALL SIZE |  |  |  |  | 11.64 | Rmt | 12x12mm thick alu.beedings | 13.66 |  | 159.0024 | [13 empty] | ¦
| HP 125 Watts MV Lamp | Deletd |  |  |  |  | - |  |  |  |  | 1.62 | SQM | Labour Charges for fixing | 25.46 |  | 41.2452 | [13 empty] | ¦
| HP 250 Watts MV Lamp | Deletd | [9 empty] | 48 | NO. | Alu. bolt and nuts | 0.5 |  | 24 | [13 empty] | ¦
| HP 400 Watts MV Lamp | Deletd |  |  |  |  | FOR DOORS OF ALL SIZE |  | SQM | 1450 | [6 empty] | 0.23 | [13 empty] | ¦
18 | CONDENSOR FOR SV/MV LAMP
| 8 Mfd for 80 Watts bulb | 113 |  |  |  |  | TEAK WOODS |  |  | = | [6 empty] | - | [13 empty] | ¦
| 10 Mfd for 125 Watts bulb | 135 |  |  |  |  | ========= | [6 empty] | Total for 1No |  |  | 224.4776 | [13 empty] | ¦
| 15 Mfd for 250 Watts bulb | 180 |  |  | 21.2 |  | TEAK WOOD WROUGHT & PUT UP | [23 empty] | ¦
| 20 Mfd for 400 Watts | 248 |  |  |  |  | -
19 | Vitreous EI Conical Lamp Holder 250 x 90 mm | Deletd |  |  |  | A | T.W.SCANTLING 2M-3M LONG | [23 empty] | ¦
| Vitreous EI Conical Lamp Holder 280 x 120 mm | Deletd |  |  |  |  | - | [23 empty] | ¦
20 | C.G. Lamp Holder 40 mm size | Deletd |  |  | 1 | CUM | LABOUR CHARGE FOR WROUGHT & PUTUP | 3035 | CUM | 3035 | [20 empty] | ¦
21 | Pendent type Brass Holder | Deletd |  |  | 1 | CUM | T.W.SCANTLING 2M-3M LONG | 65420 | CUM | 65420 | [20 empty] | ¦
22 | Battern type Brass Holder | Deletd | [7 empty] | = | [20 empty] | ¦
23 | S.L. BRACKET | [5 empty] | RATE FOR T.W.SCANDLING 2M-3M LONG |  |  | 68455 | [20 empty] | ¦
| 225 mm Size | Deletd | [7 empty] | = | [20 empty] | ¦
| 300 mm size | Deletd |  |  |  | B | T.W.SCANTLING UP TO 2M LONG | [23 empty] | ¦
24 | Battern type Backelite Holder for lamp | 18 |  |  |  |  | - | [23 empty] | ¦
25 | Water tight bulk head fitting suitable for 100/ 600 Watts lamp with guard heavy type ( PHILIPS/BAJAJ/CROMPTON GREAVES | 300 |  |  | 1 | CUM | LABOUR CHARGE FOR WROUGHT & PUTUP | 3035 | CUM | 3035 | [20 empty] | ¦
26 | Ceiling Rose | 15 |  |  | 1 | CUM | T.W.SCANTLING 2M-3M LONG | 57165 | CUM | 57165 | [20 empty] | ¦
27 | Ceiling fixtures 250 / 300 mm complete with Gallery etc.,clear glass opal/ crystal suitable for 40/60 Watts bulb | 178 | [7 empty] | = | [20 empty] | ¦
| Ceiling luminaire with mirror optics suitable for 2 Nos. 9 Watts/11 Watts ( Philips/ Crompton/Bajaj) | 1120 |  |  |  |  | RATE FOR T.W.SCANTLING 2M LONG |  |  | 60200 | [20 empty] | ¦
| (For items 6 to 15, 25 & 27 the rates are exclusive of cost of tubes and lamps) | [8 empty] | = | [20 empty] | ¦
| Lamp lock screw type | Deletd | [28 empty] | ¦
| Lamp lock mesh type | Deletd |  |  | 22.1 (a) | * | T.W.SINGLY LEAF FULLY PANELLED | [23 empty] | ¦
| Fan clamp Fasteners complete | Deletd |  |  |  |  | DOOR SHUTTER FOR DOOR OF SIZE | [23 empty] | ¦
| Fan clamp (12mm dia) with 6mm side plates & 45 cm cross arm | 120 |  |  |  |  | 1000 X 2100MM | [23 empty] | ¦
| Call Bells | [5 empty] | - | [23 empty] | ¦
| Call bell / Buzzer 6 mm suitable for AC/DC | 45 |  |  |  |  | SHUTTER SIZE-.9X2.025 =1.823M2
| Push bell | 18 |  |  |  |  | STYLES(OVER 2M) -1X2X2.025X0.075X0.0375=0.0114
| Gang bell 9" size suitable for 250 V | 450 | [6 empty] | -
| Gang bell 12" size suitable for 250 V | 650 |  |  |  |  | RAILS(BELOW 2M)- 1X4X0.9X0.15X0.0375= 0.0203
| Automatic Electrical water Heater with copper container with Glass wool/ Puf insulation with MS powder coated cell suitable for 25 litres capacity 230 V/ 1000 W | 5000 |  |  |  |  | - 1X2X0.70625X0.075X0.0375 =0.0040 |  |  | 0.0243
| Automatic Electrical water Heater with copper container with Glass wool/ Puf insulation with MS powder coated cell suitable for 25 litres capacity 230 V/ 1500 W (Venus/Racold) | 6750 | [7 empty] | -
| Automatic Electrical water Heater with copper container with Glass Wool /Puf insulation with MS powder coated cell suitable for 35 litres capacity,230V/1000W | 5800 |  |  |  |  | PLANKS -1X4X0.58125X0.3375X0.01875= |  |  | 0.0147
| FANS - CONFORMING TO ISS 374 / 1979 | [5 empty] | -1X1X0.725X0.3375X0.01875= |  |  | 0.0046
| A.C Ceiling fan complete 1200 mm (48") sweep ( with steped electronic 300W regulator ) with 300mm down rod. | [8 empty] | -
| A.C Ceiling fan complete 1200 mm (48") sweep ( with steped electronic 300W regulator ) with 300mm down rod. | [8 empty] | 0.0193
| A.C Ceiling fan complete 1400 mm (56") sweep ( with steped electronic 300W regulator ) with 300mm down rod. | [8 empty] | -
EXHAUST FAN S
A.C Exaust Fan 225 mm (9") sweep (light duty)
| A.C Exaust Fan 300 mm (12") sweep (light duty) |  |  |  | 0.0114 | CUM | T.W SCANTLING ABOVE 2M LONG | 65420 | CUM | 745.788 | [20 empty] | ¦
| A.C Exaust Fan 375 mm (15") sweep (light duty) |  |  |  | 0.0243 | CUM | T.W SCANTLING BELOW 2M LONG | 57165 | CUM | 1389.1095 | [20 empty] | ¦
| A.C Exaust Fan 450 mm (18") sweep (light duty) |  |  |  | 0.0193 | CUM | T.W PLANKS OVER 15TO 30cm | 63870 | CUM | 1232.691 | [20 empty] | ¦
| A.C Exaust Fan 375 mm (15") sweep (Heavy duty) | [5 empty] | WIDE&12TO15mm T.K | [23 empty] | ¦
| A.C Exaust Fan 450 mm (18") sweep (Heavy duty) |  |  |  | 1.823 | SQM | LABOUR FOR WROUGHT&PUTUP | 342 | SQM | 623.466 | [20 empty] | ¦
| LOUVER SHUTTERS ARRANGEMENTS |  |  |  | 1 | NO | DOOR HANDLE WITH CP SCREWS | 30 | NO. | 30 | [20 empty] | ¦
| MS/Fibre Louvers shutters arrangements for 300mm A.C Exaust Fan |  |  |  | 3 | NO. | 5"BUTT HINGS | 45 | NO. | 135 | [20 empty] | ¦
| MS/Fibre Louvers shutters arrangements for 375mm A.C Exaust Fan |  |  |  | 2 | NO. | 6"X1/2"TOWER BOLT | 30 | NO. | 60 | [20 empty] | ¦
| MS/Fibre Louvers shutters arrangements for 450mm A.C Exaust Fan |  |  |  | 1 | NO. | 10"X5/8"ALDROP | 95 | NO. | 95 | [20 empty] | ¦
| TABLE FANS |  |  |  | 1 | NO. | NYLONBUSH | 8 | NO. | 8 | [20 empty] | ¦
| Cabin Fan 400mm (16") osillating type |  |  |  | 1 | NO. | DOOR STOPPER | 25 | NO. | 25 | [20 empty] | ¦
| Pedestal Fan 400mm (16")Sweep osillating type | [8 empty] | - | [20 empty] | ¦
| Air circulators, 600mm (24") sweep (Domestic purpose) with speed regulators (2 blades) pedestal type | [5 empty] | TOTAL FOR 1.8230SQM |  |  | 4344.0545 | [20 empty] | ¦
| 400mm Wall mounted oscillating type fan | [8 empty] | - | [20 empty] | ¦
| SWITCHES | [5 empty] | RATE PER SQM |  |  | 2382.9152 | [20 empty] | ¦
5 Amps SP switches with porcelain base
| 5 Amps (flush type) | [8 empty] | = | [20 empty] | ¦
5 Amps (staircase) with porcelain base
5 Amps (flush type stair case)
| DOUBLE SWITCHES |  |  |  | 22.1 (b) | * | T.W.SINGLY LEAF FULLY PANELLED | [23 empty] | ¦
| 16 Amps DPIC switch with fuse and neutral (side Handle) | [5 empty] | DOOR SHUTTER FOR DOOR OF SIZE | [23 empty] | ¦
| 32 Amps DPIC switch with fuse and neutral (side Handle) | [5 empty] | 900 X 2100MM | [23 empty] | ¦
| 16 Amps DP switch with metal clade (Front Handle) | [5 empty] | - | [23 empty] | ¦
32 Amps DP switch with metal clade (Front Handle)
| 16 Amps DP switch with metal clade (side Handle) | [5 empty] | SHUTTER SIZE0-.8X2.05 =1.64M2
| 32 Amps DP switch with metal clade (side Handle) | [5 empty] | STYLES(OVER 2M) -1X2X2.05X0.075X0.0375=0.0115
| TRIPLE POLE SWITCHES (SIDE HANDLE) | [7 empty] | -
| 16 Amps TPIC switch with fuse and neutral (500 V) | [5 empty] | RAILS(BELOW 2M)- 1X4X0.8X0.15X0.0375= 0.018
| 32 Amps TPIC switch with fuse and neutral (500 V) | [5 empty] | - 1X2X0.73125X0.075X0.0375 =0.0040 |  |  | 0.022
| 63 Amps TPIC switch with fuse and neutral (500 V) | [8 empty] | -
| 100 Amps TPN switch with HRC fuses sheet steel double break | [5 empty] | PLANKS -1X4X0.60625X0.2875X0.01875= |  |  | 0.0131
| 200 Amps TPN switch with HRC fuses sheet steel double break | [5 empty] | -1X1X0.625X0.2875X0.01875= |  |  | 0.0034
| 315 Amps TPN switch with HRC fuses sheet steel double break | [8 empty] | -
| 400 Amps TPN switch with HRC fuses sheet steel double break | [8 empty] | 0.0165
| 16 Amps TPN metal clad switch | [8 empty] | -
| 32 Amps TPN metal clad switch |  |  |  | 0.0115 | CUM | T.W SCANTLING ABOVE 2M LONG | 65420 | CUM | 752.33 | [20 empty] | ¦
| 63 Amps TPN metal clad switch |  |  |  | 0.022 | CUM | T.W SCANTLING BELOW 2M LONG | 57165 | CUM | 1257.63 | [20 empty] | ¦
| 100 Amps metal clad switch |  |  |  | 0.0165 | CUM | T.W PLANKS OVER 15TO 30cm | 63870 | CUM | 1053.855 | [20 empty] | ¦
| SWITCH DISCONNECTOR FUSE (SDF)(L&T/SIEMENS) | [5 empty] | WIDE&12TO15mm T.K | [23 empty] | ¦
| 63A TPN switch disconnector fuse in sheet steel enclosure with HRC fuses |  |  |  | 1.64 | SQM | LABOUR FOR WROUGHT&PUTUP | 342 | SQM | 560.88 | [20 empty] | ¦
| 63A TPN switch disconnector fuse interior only with HRC fuses |  |  |  | 1 | NO | DOOR HANDLE WITH CP SCREWS | 30 | NO. | 30 | [20 empty] | ¦
| 100A TPN switch disconnector fuse in sheet steel enclosure with HRC fuses |  |  |  | 3 | NO. | 5"BUTT HINGS | 45 | NO. | 135 | [20 empty] | ¦
| 100A TPN switch disconnector fuse interior only with HRC fuses |  |  |  | 2 | NO. | 6"X1/2"TOWER BOLT | 30 | NO. | 60 | [20 empty] | ¦::
| 125A TPN switch disconnector fuse in sheet steel enclosure with HRC fuses |  |  |  | 1 | NO. | 10"X5/8"ALDROP | 95 | NO. | 95
| 125A TPN switch disconnector fuse interior only with HRC fuses |  |  |  | 1 | NO. | NYLONBUSH | 8 | NO. | 8
| 200A TPN switch disconnector fuse in sheet steel enclosure with HRC fuses |  |  |  | 1 | NO. | DOOR STOPPER | 25 | NO. | 25 | [20 empty] | ¦
| 200A TPN switch disconnector fuse interior only with HRC fuses | [8 empty] | - | [20 empty] | ¦
| 250A TPN switch disconnector fuse in sheet steel enclosure with HRC fuses | [5 empty] | TOTAL FOR 1.6400SQM |  |  | 3977.695 | [20 empty] | ¦
| 250A TPN switch disconnector fuse interior only with HRC fuses | [8 empty] | - | [20 empty] | ¦
| 315A TPN switch disconnector fuse in sheet steel enclosure with HRC fuses | [5 empty] | RATE PER SQM |  |  | 2425.4238 | [20 empty] | ¦
| 315A TPN switch disconnector fuse interior only with HRC fuses | [8 empty] | = | [20 empty] | ¦
| 400A TPN switch disconnector fuse in sheet steel enclosure with HRC fuses |  |  |  | 22.1 (c) | * | T.W.SINGLY LEAF FULLY PANELLED
| 400A TPN switch disconnector fuse interior only with HRC fuses | [5 empty] | DOOR SHUTTER FOR DOOR OF SIZE
| FUSE UNITS | [5 empty] | 700 X 2100MM
| 16Amps porcelin Fuse unit (250V) | [5 empty] | -
| 16Amps porcelin Fuse unit (500V) | [5 empty] | SHUTTER SIZE0-.6X2.025 =1.215M2
| 32Amps porcelin Fuse unit (500V) | [5 empty] | STYLES(OVER 2M) -1X2X2.025X0.075X0.0375=0.0114
| 63Amps porcelin Fuse unit (500V) | [7 empty] | -
| 100Amps porcelin Fuse unit (500V) | [5 empty] | RAILS(BELOW 2M)- 1X2X0.6X0.15X0.0375= 0.0068
| SINGLE PHASE DBS | [5 empty] | - 1X3X0.6X0.075X0.0375 =0.0051 |  |  | 0.0119
| 4 way DB 16Amps / ways with fuse & Neutral each (250V) | [8 empty] | -
| 6 way DB 16Amps / ways with fuse & Neutral each (250V) | [5 empty] | PLANKS -1X5X0.425X0.295X0.01875= |  |  | 0.0118
| 8 way DB 16Amps / ways with fuse & Neutral each (250V) | [8 empty] | -
THREE PHASE DBS
| 4 way TPDB 16A / ways with fuse & Neutral link |  |  |  | 0.0114 | CUM | T.W SCANTLING ABOVE 2M LONG | 65420 | CUM | 745.788
| 6 way TPDB 16A / ways with fuse & Neutral link |  |  |  | 0.0119 | CUM | T.W SCANTLING BELOW 2M LONG | 57165 | CUM | 680.2635
| 8 way TPDB 16A / ways with fuse & Neutral link |  |  |  | 0.0118 | CUM | T.W PLANKS OVER 15TO 30cm | 63870 | CUM | 753.666
| 4 way TPDB 32A / ways with fuse & Neutral link | [5 empty] | WIDE&12TO15mm T.K
| 6 way TPDB 32A / ways with fuse & Neutral link |  |  |  | 1.215 | SQM | LABOUR FOR WROUGHT&PUTUP | 342 | SQM | 415.53
| 8 way TPDB 32A / ways with fuse & Neutral link |  |  |  | 1 | NO | DOOR HANDLE WITH CP SCREWS | 30 | NO. | 30
| 12 way TPDB 32A / ways with fuse & Neutral link |  |  |  | 3 | NO. | 5"BUTT HINGS | 45 | NO. | 135
| 4 way TPDB 63A / ways with fuse & Neutral link |  |  |  | 2 | NO. | 6"X1/2"TOWER BOLT | 30 | NO. | 60
| 6 way TPDB 63A / ways with fuse & Neutral link |  |  |  | 1 | NO. | 10"X5/8"ALDROP | 95 | NO. | 95
| CHANGE OVER SWITCHES (GEM HAVELLS /STANDARD /EQUIVALENT) |  |  |  | 1 | NO. | NYLONBUSH | 8 | NO. | 8
| 16 Amps three phase 500V 4 pole change over switch |  |  |  | 1 | NO. | DOOR STOPPER | 25 | NO. | 25
| 32 Amps three phase 500V 4 pole change over switch | [8 empty] | -
| 63 Amps three phase 500V 4 pole change over switch | [5 empty] | TOTAL FOR 1.215SQM |  |  | 2948.2475
| 100 Amps three phase 500V 4 pole change over switch | [8 empty] | -
| 200 Amps three phase 500V 4 pole change over switch | [5 empty] | RATE PER SQM |  |  | 2426.5412
| 5Amps /15Amps 3 pin combined flush type wall sacket only | [8 empty] | =
5Amps 3 pin top
| 15Amps 3 pin top |  |  |  | 23.1. | * | S/F OF BWR PLYWOOD DOOR | [23 empty] | ¦
| 15Amps flush type switch | [5 empty] | SHUTTER WITH VERTICALS AND | [23 empty] | ¦
| 10Amps M.C plug with 3 pin top | [5 empty] | TOP RAIL AND BOTTOM RAILS | [23 empty] | ¦
| 20Amps M.C plug with 3 pin top | [5 empty] | WITH 9mm THICK MARINE GRADE | [23 empty] | ¦
| METERS | [5 empty] | BWR PLYWOOD WITH | [23 empty] | ¦
| A.C single phase 230V/250V/50HZ 5Amps Meter | [5 empty] | I.O FITTINGS AS PER SCHEDULE E | [23 empty] | ¦
| A.C single phase 230V/250V/50HZ 10Amps Meter | [5 empty] | - | [23 empty] | ¦
| A.C single phase 230V/250V/50HZ 20Amps Meter | [5 empty] | SHUTTER SIZE0-.8X2.05 =1.64M2 | [23 empty] | ¦
| A.C 3 phase 400V 50HZ unbalanced load 4 wire 10 Amps watt hour meter | [5 empty] | STYLES(OVER 2M) -1X2X2.05X0.075X0.0375=0.01153 | [23 empty] | ¦
| A.C 3 phase 400V 50HZ unbalanced load 4 wire 25 Amps watt hour meter | [7 empty] | - | [21 empty] | ¦
| A.C 3 phase 400V 50HZ unbalanced load 4 wire 50 Amps watt hour meter | [5 empty] | RAILS(BELOW 2M)- 1X3X0.8X0.15X0.0375= 0.0135 | [23 empty] | ¦
| SERVICE CONNECTION ACCESSORIES L.T 1100V PVC ARMOURED UNDER GROUND CABLE WITH ISI MARK | [29 empty] | ¦
| 1 core 4 sq mm pvc armoured UG cable | [29 empty] | ¦
| 2 core 6 sq mm pvc armoured UG cable | [5 empty] | PLANKS -1X1X0.625X0.64=0.40 | [23 empty] | ¦
| 2 core 10 sq mm pvc armoured UG cable | [5 empty] | PLANKS -1X1X0.985X0.625=0.616 |  |  | 1.016M2 | [20 empty] | ¦
| 2 core 16 sq mm pvc armoured UG cable | [29 empty] | ¦
| 2 core 25 sq mm pvc armoured UG cable | [29 empty] | ¦
| 3 1/2 core 25 sq mm pvc armoured UG cable | [29 empty] | ¦
| 3 1/2 core 35 sq mm pvc armoured UG cable |  |  |  | (a) |  | DOOR OF SIZE 900 X2100 MM | [23 empty] | ¦
| 3 1/2 core 50 sq mm pvc armoured UG cable | [5 empty] | - | [23 empty] | ¦
| 3 1/2 core 70 sq mm pvc armoured UG cable |  |  |  | 0.01153 | CUM | T.W.SCANTLING above 2M length | 65420 | CUM | 754.2926 | [20 empty] | ¦
| 3 1/2 core 95 sq mm pvc armoured UG cable |  |  |  | 0.0135 | CUM | T.W.SCANTLING below 2M length | 57165 | CUM | 771.7275 | [20 empty] | ¦
| 3 1/2 core 120 sq mm pvc armoured UG cable |  |  |  | 1.016 | SQM | Phenol bonded BWR Plywood 9mm | 381.37 | SQM | 387.4719 | [20 empty] | ¦
| 3 1/2 core 150 sq mm pvc armoured UG cable |  |  |  | 1.64 | SQM | LABOUR CHARGE | 287 | SQM | 470.68 | [20 empty] | ¦
| 3 1/2 core 185 sq mm pvc armoured UG cable |  |  |  | 2 | NO. | 6"X1/2"ALU.TOWER BOLT | 30 | NO. | 60 | [20 empty] | ¦
| 3 1/2 core 225 sq mm pvc armoured UG cable |  |  |  | 3 | NO. | 5" ALU BUTT HINGES | 45 | NO. | 135 | [20 empty] | ¦
| 3 1/2 core 240 sq mm pvc armoured UG cable |  |  |  | 1 | NO. | 10"X5/8" ALU. ALDROP | 95 | NO. | 95 | [20 empty] | ¦
| 3 1/2 core 300 sq mm pvc armoured UG cable |  |  |  | 1 | NO. | NYLON BUSH | 8 | NO. | 8 | [20 empty] | ¦
| 3 1/2 core 400 sq mm pvc armoured UG cable |  |  |  | 1 | NO. | ALU.HANDLE WITH C.P.SCREWS | 30 | NO. | 30 | [20 empty] | ¦
| 4 core 6 sq mm pvc armoured UG cable |  |  |  | 1 | NO. | DOOR STOPPER | 25 | NO. | 25 | [20 empty] | ¦
| 4 core 10 sq mm pvc armoured UG cable | [8 empty] | - | [20 empty] | ¦
| 4 core 16 sq mm pvc armoured UG cable | [5 empty] | TOTAL FOR 1.64 SQM |  |  | 2737.172 | [20 empty] | ¦
| PVC SHEATHED CABLE ALUMINIUM SC CONDUCTOR | [8 empty] | - | [20 empty] | ¦
| 1.5 sq mm (1/1.4) cable 250V Grade | [5 empty] | RATE PER SQM |  |  | 1669.0073 | [20 empty] | ¦
| 2.5 sq mm (1/1.8) cable 1100V Grade | [8 empty] | = | [20 empty] | ¦
| 4 sq mm (1/2.24) cable 1100V Grade |  |  |  | 22.2(a) |  | TW single leaf glazed window
| 6 sq mm (1/2.8) cable 1100V Grade | [5 empty] | shutter for frame of overall height 135cm
| 10 sq mm (1/3.5) cable 1100V Grade | [5 empty] | -
| 16 sq mm (7/1.7) cable 1100V Grade |  |  |  | 0.00665 | cum | TW scantling below 2m length | 57165 | CUM | 380.1472
| 25 sq mm (7/2.14) cable 1100V Grade |  |  |  | 0.32346 | SQM | frosted glass 3mmthick | 160 | CUM | 51.7536
| PVC SHEATHED CABLE SC ALUMINIUM CONDUCTOR |  |  |  | 0.4766 | SQM | LABOUR CHARGE | 320 | SQM | 152.512
| 1.5 sq mm 1/1.4 or equivalent multi core cable 1100V Grade |  |  |  | 3 | NO. | 3" ALU BUTT HINGES | 25 | NO. | 75
| 2.5 sq mm 1/1.8 or equivalent multi core cable 1100V Grade |  |  |  | 2 | NO. | 2"X5/16" ALU. TOWERBOLT | 20 | NO. | 40
| 4 sq mm 1/2.24 or equivalent multi core cable 1100V Grade |  |  |  | 1 | NO. | NYLON BUSH with screws | 8 | NO. | 8
| 6 sq mm 1/2.8 or equivalent multi core cable 1100V Grade |  |  |  | 1 | NO. | 6" hooks and eyes | 15.6 | NO. | 15.6
| 10 sq mm 1/2.8 or equivalent multi core cable 1100V Grade | [8 empty] | -
| 16 sq mm 1/1.7 or equivalent multi core cable 1100V Grade | [5 empty] | TOTAL FOR .4766 SQM |  |  | 723.0128
| 25 sq mm 7/2.14 or equivalent multi core cable 1100V Grade | [8 empty] | -
| 25 sq mm 7/2.14 or equivalent multi core cable 1100V Grade | [5 empty] | RATE PER SQM |  |  | 1517.0223
| 35 sq mm 7/2.5 or equivalent multi core cable 1100V Grade | [8 empty] | =
| 50 sq mm 7/3.06 or equivalent multi core cable 1100V Grade |  |  |  | 22.2(c) | * | TW single leaf glazed window
shutter for frame of overall height 105cm
-
[5 empty] | 0.0054 | cum | TW scantling below 2m length | 57165 | CUM | 308.691
[5 empty] | 0.23871 | SQM | frosted glass 3mmthick | 160 | CUM | 38.1936
[5 empty] | 0.362 | SQM | LABOUR CHARGE | 320 | SQM | 115.84
[5 empty] | 3 | NO. | 3" ALU BUTT HINGES | 25 | NO. | 75
[5 empty] | 2 | NO. | 2"X5/16" ALU. TOWERBOLT | 20 | NO. | 40
[5 empty] | 1 | NO. | NYLON BUSH with screws | 8 | NO. | 8
[5 empty] | 1 | NO. | 6" hooks and eyes | 15.6 | NO. | 15.6
-
[7 empty] | TOTAL FOR .362 SQM |  |  | 601.3246
-
[7 empty] | RATE PER SQM |  |  | 1661.1177
=
[5 empty] | 22.2(d) | * | TW Swing type ventilater
of size 90x 60cm
-
[5 empty] | 0.0053 | cum | TW scantling below 2m length | 57165 | CUM | 302.9745
[5 empty] | 0.2745 | SQM | frosted glass 3mmthick | 160 | CUM | 43.92
[5 empty] | 0.4 | SQM | LABOUR CHARGE | 267 | SQM | 106.8
[5 empty] | 2 | pair | pivoted hinges with screw | 8.5 | pair | 17
[5 empty] | 1 | NO. | 3" hooks and eyes | 12.6 | NO. | 12.6
[5 empty] | 1 | NO. | 8" hooks and eyes | 20.6 | NO. | 20.6
-
[7 empty] | TOTAL FOR .362 SQM |  |  | 503.8945
-
[7 empty] | RATE PER SQM |  |  | 1259.7363
=
[5 empty] | 22.3 |  | TW double leaf shutter for ward robe / cup board
[7 empty] | - | - | -
SHUTTER SIZE 1.2X2.1 =2.52M2
TW scantling(OVER 2M) -1X2X2.1X0.075X0.0375=0.0118
TW scantling(below 2M) -1X2X1.2X0.075X0.0375=0.00675
Shutter styles(vertical) -1X4X1.95X0.075X0.0375=0.02194
Shutter styles(Horizantal) -2X2X0.4X0.075X0.0375=0.0045
0.0332
Shutter(OSL Board) -1X2X1.825X0.4=1.46m2
Shutter area -1X1X1.05X1.95=2.05 m2
[5 empty] | 0.0118 | CUM | T.W.SCANTLING above 2M length | 65420 | CUM | 771.956
[5 empty] | 0.0332 | CUM | T.W.SCANTLING below 2M length | 57165 | CUM | 1897.878
[5 empty] | 0.01855 | CUM | LABOUR FOR WROUGHT &PUTUP | 3035 | CUM | 56.2993
[5 empty] | 1.46 | SQM | BISON PANEL 8MMTK. OSL | 385.89 | SQM | 563.3994
[5 empty] | 2.05 | SQM | LABOUR CHARGE FOR SHUTTER | 287 | SQM | 588.35
[5 empty] | 2 | NO. | 3"X5/8"ALU.TOWER BOLT | 7.5 | NO. | 15
[5 empty] | 6 | NO. | 3" ALU BUTT HINGES | 25 | NO. | 150
[5 empty] | 2 | NO. | ORNAMENTAL; HANDLE WITH SCREWS | 50 | NO. | 100
[5 empty] | 1 | NO. | LOCKS &KEY | 50 | NO. | 50
[5 empty] | 2.52 | SQM | VARNISH TWO COATS | 51.25 | SQM | 129.15
[7 empty] | SUNDRIES FOR NAILS,PLUGS ETC. | L.S |  | 0.21
-
[7 empty] | TOTAL FOR 2.52 SQM |  |  | 4322.2426
-
[7 empty] | RATE PER SQM |  |  | 1715.1757
=
[6 empty] | * | BEST VARNISHING ONE COAT OVER WOOD WORK
[7 empty] | - | -
[5 empty] | 0.77 | Lit. | BEST VARNISH | 210 | Lit. | 161.7
[5 empty] | 0.61 | Lit. | LINSEED OIL BOILED | 25 | Lit. | 15.25
[5 empty] | 0.7 | No. | PAINTER-I | 120 | EACH | 84
[5 empty] | 0.7 | No. | MAZDOOR-I | 95 | EACH | 66.5
[6 empty] | L.S | SUNDRIES FOR BRUSHES,ETC |  | L.S | 1.5
-
[7 empty] | TOTAL FOR TEN SQM |  |  | 328.95
-
[7 empty] | RATE PER SQM |  |  | 32.895
=
[6 empty] | * | BEST VARNISHING TWO COAT OVER WOOD WORK
[7 empty] | - | -
[5 empty] | 1.2 | Lit. | BEST VARNISH | 210 | Lit. | 252
[5 empty] | 0.9 | Lit. | LINSEED OIL BOILED | 25 | Lit. | 22.5
[5 empty] | 1.1 | No. | PAINTER-I | 120 | EACH | 132
[5 empty] | 1.1 | No. | MAZDOOR-I | 95 | EACH | 104.5
[6 empty] | L.S | SUNDRIES FOR BRUSHES,ETC |  | L.S | 1.5
-
[7 empty] | TOTAL FOR TEN SQM |  |  | 512.5
-
[7 empty] | RATE PER SQM |  |  | 51.25
=
[5 empty] | 23.3 |  | Supplying and fixing of Magnetic Door Catches |  |  | 35
[5 empty] | 23.2 | * | Supplying and fixing 3mm thick pin | [23 empty] | ¦
[7 empty] | headed glass panels 450x1350 | [23 empty] | ¦
[7 empty] | - | - | [22 empty] | ¦
[5 empty] | 0.5334 | Sqm | 3mm glass frosted | 160 | Sqm | 85.344 | [20 empty] | ¦
[5 empty] | 4.24 | Rmt | 12x12mm Alu.Beedings | 13.66 | Rmt | 57.9184 | [20 empty] | ¦
[5 empty] | 16 | No. | Alu. bolts and nuts | 0.5 | Each | 8 | [20 empty] | ¦::
[5 empty] | 0.5334 | Sqm | Labour for fixing glass paneles | 31.25 | Sqm | 16.6687
[6 empty] | L.S | Sundries |  | L.S | 0
[7 empty] | (1.08SQM LABOUR =.25CARPENTER-II) | [23 empty] | ¦
[10 empty] | - | [20 empty] | ¦
[7 empty] | Total for 0.5334 Sqm |  |  | 167.9312 | [20 empty] | ¦
[10 empty] | - | [20 empty] | ¦
[7 empty] | Rate for one Sqm. |  |  | 314.8 | [20 empty] | ¦
=
[5 empty] | 24. | * | STEEL GRILLS FOR WINDOWS & VENTILATER | [23 empty] | ¦
[7 empty] | WITH SUITABLE LEDGES | [23 empty] | ¦
[7 empty] | - | [23 empty] | ¦
[5 empty] | 1 | Kg | RATE AS PER SR | 37 | Kg | 37 | [20 empty] | ¦
[10 empty] | = | [20 empty] | ¦
¦
[5 empty] | 25. | * | Supplying and fixing M.S.Hold |  | EACH | 3.7 | [20 empty] | ¦
[7 empty] | fast with screws |  |  | = | [20 empty] | ¦
¦
[5 empty] | 28. | * | FINISHING THE TOP OF FLOORING | [23 empty] | ¦
[7 empty] | WITH C.M(1:4)20mm THICK | [23 empty] | ¦
[7 empty] | - | [23 empty] | ¦
[5 empty] | 0.22 | CUM | CEMENT MORTAR(1:4) | #REF! | CUM | #REF! | [20 empty] | ¦
[5 empty] | 2.2 | NO | MASON I | 150 | NO | 330 | [20 empty] | ¦
[5 empty] | 0.5 | NO | MAZDOOR I | 95 | NO | 47.5 | [20 empty] | ¦
[5 empty] | 3.2 | NO | MAZDOOR II | 85 | NO | 272 | [20 empty] | ¦
[6 empty] | L.S | SUNDRIES |  | L.S | 0 | [20 empty] | ¦
[10 empty] | - | [20 empty] | ¦
[7 empty] | TOTAL FOR 10 SQM |  |  | #REF! | [20 empty] | ¦
[10 empty] | - | [20 empty] | ¦
[7 empty] | RATE PER SQM |  |  | #REF! | [20 empty] | ¦
[10 empty] | = | [20 empty] | ¦
[5 empty] | 29.2 | * | MOSAIC FLOORING IN C.M(1:3) | [23 empty] | ¦
[7 empty] | USING GREY COLOUR TILES | [23 empty] | ¦
[7 empty] | - | [23 empty] | ¦
[5 empty] | 160 | NOS | COST OF GRAY COLOUR TILES | 8240 | 1000 Nos | 1318.4 | [20 empty] | ¦::
25X25X2cm
[5 empty] | 0.21 | CUM | C.M(1:3) | #REF! | CUM | #REF!
[7 empty] | LABOUR FOR LAYING & POINTING | [23 empty] | ¦
[5 empty] | 1.1 | NO | MASON I | 150 | NO | 165 | [20 empty] | ¦
[5 empty] | 1.1 | NO | MASON II | 135 | NO | 148.5 | [20 empty] | ¦
[5 empty] | 2.2 | NO | MAZDOOR I | 95 | NO | 209 | [20 empty] | ¦
[5 empty] | 2.2 | NO | MAZDOOR II | 85 | NO | 187 | [20 empty] | ¦
[5 empty] | 22 | Kg | CEMENT | 3800 | M.T | 83.6 | [20 empty] | ¦
[5 empty] | 1.6 | NO | MASON II | 135 | NO | 216 | [20 empty] | ¦
[5 empty] | 0.5 | NO | MAZDOOR I | 95 | NO | 47.5 | [20 empty] | ¦
[5 empty] | 1.1 | NO | MAZDOOR II | 85 | NO | 93.5 | [20 empty] | ¦
[7 empty] | POLISHING | [23 empty] | ¦
[5 empty] | 1 | L.S | HIRE CHARGES FOR POWER POLISH | 35 | L.S | 35 | [20 empty] | ¦
[5 empty] | 1 | L.S | ELCT.CHARGES | 15 | L.S | 15 | [20 empty] | ¦
[5 empty] | 1 | L.S | COST OF POLISHING STONE | 58.33 | L.S | 58.33 | [20 empty] | ¦
[5 empty] | 1.1 | NO | MOSAIC POLISHER FOR POLISHING | 120 | NO | 132 | [20 empty] | ¦
[5 empty] | 2.2 | NO | MAZDOORII FOR WATER,WASHING ETC | 85 | NO | 187 | [20 empty] | ¦
[6 empty] | L.S | SUNDRIES |  | L.S | 0 | [20 empty] | ¦
[10 empty] | - | [20 empty] | ¦
[7 empty] | TOTAL FOR 10 SQM |  |  | #REF! | [20 empty] | ¦
[10 empty] | - | [20 empty] | ¦
[7 empty] | RATE PER SQM |  |  | #REF! | [20 empty] | ¦
[10 empty] | = | [20 empty] | ¦
[5 empty] | 29.5 | * | Providing White/Color ceramic floor tiles (Anti-skid)of | [23 empty] | ¦
[7 empty] | any size 0f 6mm T.K including pointing etc., | [23 empty] | ¦
[7 empty] | as directed by the Dept.Officers. | [23 empty] | ¦
[7 empty] | - | - | [22 empty] | ¦
[5 empty] | 10 | SQM | COST OF CERAMIC FLOOR TILES | 301 | SQM | 3010 | [20 empty] | ¦
[5 empty] | 0.21 | CUM | C.M(1:3) | #REF! | CUM | #REF! | [20 empty] | ¦
[7 empty] | LABOUR FOR LAYING & POINTING | [23 empty] | ¦
[5 empty] | 1.1 | NO | MASON I | 150 | NO | 165 | [20 empty] | ¦
[5 empty] | 1.1 | NO | MASON II | 135 | NO | 148.5 | [20 empty] | ¦
[5 empty] | 2.2 | NO | MAZDOOR I | 95 | NO | 209 | [20 empty] | ¦
[5 empty] | 2.2 | NO | MAZDOOR II | 85 | NO | 187
[5 empty] | 20 | Kg | CEMENT | 3800 | M.T | 76
[5 empty] | 2 | Kg | WHITE CEMENT/COLOUR CEMENT | 19 | Kg | 38
[5 empty] | 1.6 | NO | MASON II | 135 | NO | 216
[5 empty] | 0.5 | NO | MAZDOOR I | 95 | NO | 47.5
[5 empty] | 1.1 | NO | MAZDOOR II | 85 | NO | 93.5
[6 empty] | L.S | SUNDRIES |  | L.S | 0
-
[7 empty] | TOTAL FOR 10 SQM |  |  | #REF!
-
[7 empty] | RATE PER SQM |  |  | #REF!
=
[5 empty] | 29.4 | * | Suppling and laying White/Plain colour
Glazed tiles in C.M(1:2)
-
[5 empty] | 1.86 | SQM | COST OF GLAZED TILES | 325 | SQM | 604.5
[5 empty] | 0.4 | Kg | White Cement / Colour cement | 19 | Kg | 7.6
[5 empty] | 0.02 | CUM | C.M(1:2) | #REF! | CUM | #REF!
[5 empty] | 1 | NO | MASON I | 150 | NO | 150
[5 empty] | 1 | NO | Mazdoor-I | 95 | NO | 95
[6 empty] | L.S | SUNDRIES |  | L.S | 0
-
[7 empty] | TOTAL FOR 1.860 SQM |  |  | #REF!
-
[7 empty] | RATE PER SQM |  |  | #REF!
=
[5 empty] | 30. | * | FINISHING THE TOP OF FLOORING
WITH C.M(1:4)20mm THICK
(NO SAND)USING GRANITECHIPS
OF 10mm&BELOW (ELLISPATTERN)
-
[5 empty] | 0.24 | CUM | STONE JELLY 3mm to 10mm | #REF! | CUM | #REF!
[5 empty] | 0.117 | M.T | CEMENT | 3800 | M.T | 444.6
[5 empty] | 0.5 | NO | MASON I | 150 | NO | 75
[5 empty] | 1.1 | NO | MAZDOOR I | 95 | NO | 104.5
[5 empty] | 4.3 | NO | MAZDOOR II | 85 | NO | 365.5
[6 empty] | L.S | SUNDRIES |  | L.S | 0
-
[7 empty] | TOTAL FOR 10 SQM |  |  | #REF!
-
[7 empty] | RATE PER SQM |  |  | #REF!
=
[5 empty] | 31. | * | WEATHERING COURSE WITH BRICK
JELLY LIME IN RATIO 32:121/2
BY VOLUMN WELL WATERING
CONSOLIDATED WITH WOODEN
BEATERS TO REQUIRED SLOP
-
[5 empty] | 12.8 | CUM | BROKEN BRICKJELLY2OmmGAUGE | #REF! | CUM | #REF!
[5 empty] | 5 | CUM | COST OF LIME STONE | #REF! | CUM | #REF!
[5 empty] | 1.8 | NO | MASON I | 150 | NO | 270
[5 empty] | 17.7 | NO | MAZDOOR I | 95 | NO | 1681.5
[5 empty] | 14.1 | NO | MAZDOOR II | 85 | NO | 1198.5
[6 empty] | L.S | SUNDRIES |  | L.S | 0
-
[7 empty] | TOTAL FOR 10 CUM |  |  | #REF!
-
[7 empty] | RATE PER CUM |  |  | #REF!
=
[6 empty] | ** | POINTING WITH C.M.(1:3)FOR
PRESSED TILES
-
[5 empty] | 0.04 | CUM | CEMENT MORTER(1:3) | #REF! | CUM | #REF!
[5 empty] | 2.2 | NO | MASON II | 135 | NO | 297
[5 empty] | 0.5 | NO | MAZDOOR I | 95 | NO | 47.5
[5 empty] | 1.1 | NO | MAZDOOR II | 85 | NO | 93.5
[6 empty] | L.S | SUNDRIES |  | L.S | 0
-
[7 empty] | TOTAL FOR 10 SQM |  |  | #REF!
-
[7 empty] | RATE PER SQM |  |  | #REF!
=
[5 empty] | 32.1 | * | FINISHING TOP OF ROOF WITH
ONE COURSE OF PRESSED TILES
OVER A BED OF C.M(1:3),
20mmTHICK MIXED WITH WATER PROOF COMPOUND
AT 2% BY WEIGHT OF CEMENT
-
[5 empty] | 190 | NOS | PRESSED TILES 23X23X2cm | 4500 | 1000 Nos | 855
[5 empty] | 0.12 | CUM | C.M(1:3) | #REF! | CUM | #REF!
[5 empty] | 10 | SQM | POINTING WITH C.M(1:3) | #REF! | SQM | #REF!
[5 empty] | 1.54 | Kg | WPC | 30 | Kg | 46.2
[5 empty] | 1.1 | NO | MASON I | 150 | NO | 165
[5 empty] | 2.1 | NO | MASON II | 135 | NO | 283.5
[5 empty] | 2.2 | NO | MAZDOOR I | 95 | NO | 209
[5 empty] | 1.1 | NO | MAZDOOR II | 85 | NO | 93.5
[6 empty] | L.S | SUNDRIES |  | L.S | 0
-
[7 empty] | TOTAL FOR 10 SQM |  |  | #REF!
-
[7 empty] | RATE PER SQM |  |  | #REF!
=
[5 empty] | 32.2 | * | FINISHING TOP OF ROOF WITH
ONE COURSE OF PRESSED TILES
OVER A BED OF C.M(1:3),
20mmTHICK MIXED WITH WATER PROOF COMPOUND
AT 2% BY WEIGHT OF CEMENT
-
[5 empty] | 190 | NOS | PRESSED TILES 23X23X18MM | 3550 | 1000 Nos | 674.5
[5 empty] | 0.12 | CUM | C.M(1:3) | #REF! | CUM | #REF!
[5 empty] | 10 | SQM | POINTING WITH C.M(1:3) | #REF! | SQM | #REF!
[5 empty] | 5.8 | Kg | WPC | 30 | Kg | 174
[5 empty] | 1.1 | NO | MASON I | 150 | NO | 165
[5 empty] | 2.1 | NO | MASON II | 135 | NO | 283.5
[5 empty] | 2.2 | NO | MAZDOOR I | 95 | NO | 209
[5 empty] | 1.1 | NO | MAZDOOR II | 85 | NO | 93.5
[6 empty] | L.S | SUNDRIES |  | L.S | 0
-
[7 empty] | TOTAL FOR 10 SQM |  |  | #REF!
-
[7 empty] | RATE PER SQM |  |  | #REF!
=
[5 empty] | 33. | * | PLASTERING C.M(1:5) 12mmTHICK
-
[5 empty] | 0.14 | CUM | CEMENT MORTAR(1:5) | #REF! | CUM | #REF!
[5 empty] | 1.1 | NO. | MASON I | 150 | NO. | 165
[5 empty] | 0.5 | NO. | MAZDOOR I | 95 | NO. | 47.5
[5 empty] | 1.1 | NO. | MAZDOOR II | 85 | NO. | 93.5
[6 empty] | L.S | SUNDRIES |  | L.S | 0
-
[7 empty] | TOTAL FOR 10 SQM |  |  | #REF!
-
[7 empty] | RATE PER SQM |  |  | #REF!
=
[5 empty] | 34. | * | PLASTERING C.M(1:4) 12mmTHICK
-
[5 empty] | 0.14 | CUM | CEMENT MORTAR(1:4) | #REF! | CUM | #REF!
[5 empty] | 1.1 | NO. | MASON I | 150 | NO. | 165
[5 empty] | 0.5 | NO. | MAZDOOR I | 95 | NO. | 47.5
[5 empty] | 1.1 | NO. | MAZDOOR II | 85 | NO. | 93.5
[6 empty] | L.S | SUNDRIES |  | L.S | 0
-
[7 empty] | TOTAL FOR 10 SQM |  |  | #REF!
-
[7 empty] | RATE PER SQM |  |  | #REF!
=
[5 empty] | 35. | * | PLASTERING C.M(1:3) 10mmTHICK
-
[5 empty] | 0.1 | CUM | CEMENT MORTAR(1:3) | #REF! | CUM | #REF!
[5 empty] | 1.1 | NO. | MASON I | 150 | NO. | 165
[5 empty] | 1.1 | NO. | MAZDOOR I | 95 | NO. | 104.5
[5 empty] | 1.1 | NO. | MAZDOOR II | 85 | NO. | 93.5
[6 empty] | L.S | SUNDRIES |  | L.S | 0
-
[7 empty] | TOTAL FOR 10 SQM |  |  | #REF!
-
[7 empty] | RATE PER SQM |  |  | #REF!
=
[6 empty] | * | PLASTERING C.M(1:3)12mmTHICK
MIXEDWITH WATER PROOF COMPOUND
2Kg/10 SQM
-
[5 empty] | 0.14 | CUM | CEMENT MORTAR(1:3) | #REF! | CUM | #REF!
[5 empty] | 1.1 | NO. | MASON I | 150 | NO. | 165
[5 empty] | 0.5 | NO. | MAZDOOR I | 95 | NO. | 47.5
[5 empty] | 1.1 | NO. | MAZDOOR II | 85 | NO. | 93.5
[5 empty] | 2 | Kg | WATER PROOF COMPOUNDS | 30 | Kg | 60
[6 empty] | L.S | SUNDRIES |  | L.S | 0
-
[7 empty] | TOTAL FOR 10 SQM |  |  | #REF!
-
[7 empty] | RATE PER SQM |  |  | #REF!
=
[5 empty] | 36. | * | Providing Band with C.M 1:5, 12mm thick
and 75mmwide in all floors including
finishing with neat cement scaffolding
curing etc complete.
[7 empty] | - | -
[6 empty] | a. | 150mm Thick Band
[6 empty] | - | -
[5 empty] | 0.014 | Cum | Cement mortar1:5 | #REF! | Cum | #REF!
[5 empty] | 0.3 | No. | Masn Ist | 150 | No. | 45
[5 empty] | 0.3 | No. | Mazdoor Ist | 95 | No. | 28.5
[6 empty] | L.S | Sundries |  | L.S | 0
-
[7 empty] | Total for 6.77Rmt |  |  | #REF!
-
[7 empty] | Rate per Rmt. |  |  | #REF!
=
[6 empty] | b. | 75mm Thick Band
[6 empty] | - | -
[5 empty] | 0.007 | Cum | Cement mortar1:5 | #REF! | Cum | #REF!
[5 empty] | 0.2 | No. | Masn Ist | 150 | No. | 30
[5 empty] | 0.2 | No. | Mazdoor Ist | 95 | No. | 19
[7 empty] | Sundries |  |  | 0
-
[7 empty] | Total for 6.77Rmt |  |  | #REF!
-
[7 empty] | Rate per Rmt. |  |  | #REF!
=
[6 empty] | c. | 50mm Thick Band
[6 empty] | - | -
[5 empty] | 0.0047 | Cum | Cement mortar1:5 | #REF! | Cum | #REF!
[5 empty] | 0.15 | No. | Masn Ist | 150 | No. | 22.5
[5 empty] | 0.15 | No. | Mazdoor Ist | 95 | No. | 14.25
[7 empty] | Sundries |  |  | 0
-
[7 empty] | Total for 6.77Rmt |  |  | #REF!
-
[7 empty] | Rate per Rmt. |  |  | #REF!
=
[5 empty] | 37.1 | * | WHITE WASHING THREE COAT
-
[5 empty] | 0.09 | CUM | SLACKED SHELL LIME | 773 | CUM | 69.57
[5 empty] | 2.2 | NO. | MASON II | 135 | NO. | 297
[5 empty] | 0.5 | NO. | MAZDOOR I | 95 | NO. | 47.5
[5 empty] | 3.8 | NO. | MAZDOOR II | 85 | NO. | 323
[6 empty] | L.S | SUNDRIES FOR BRUSH,BLUE,GUM ETC |  | L.S | 1.5
-
[7 empty] | TOTAL FOR 100 SQM |  |  | 738.57
-
[7 empty] | RATE PER SQM |  |  | 7.3857
=
[5 empty] | 38.1. | * | CEMENT PAINTING TWO COATS
OVER THE PRIMER COAT OF
APPROVED CEMENT PAINT FOR NEW
PLASTERED SURFACES
-
[5 empty] | 4.8 | Kg | CEMENT PAINT | 35 | Kg | 168
[5 empty] | 0.75 | NO. | PAINTER I | 120 | NO. | 90
[5 empty] | 0.75 | NO. | MAZDOOR I | 95 | NO. | 71.25
[5 empty] | 1.2 | NO. | MAZDOOR II | 85 | NO. | 102
[6 empty] | L.S | SUNDRIES FOR BRUSH ETC |  | L.S | 1.45
-
[7 empty] | TOTAL FOR 10 SQM |  |  | 432.7
-
[7 empty] | RATE PER SQM |  |  | 43.27
=
[5 empty] | 38.2 | * | Matt paint
===========
[5 empty] | 3.08 | Lts | Matt paint | 120 | Lts | 369.6
[5 empty] | 0.5 | No. | Painter Ist | 120 | No. | 60
[5 empty] | 0.5 | No. | Mazdoor Ist | 95 | No. | 47.5
[5 empty] | 0.8 | No. | Mazdoor IInd | 85 | No. | 68
[6 empty] | L.S | SUNDRIES FOR BRUSH ETC |  | L.S | 1.5
-
[7 empty] | Total for 10 Sqm |  |  | 546.6
-
[7 empty] | Rate for one Sqm. |  |  | 54.66
=
[5 empty] | 40. | * | PAINTING TWO COATS OVER NEW
WOOD WORKS WITH IIND CLASS
SYNTHETIC ENAMEL PAINT
-
[5 empty] | 1.44 | LIT | READY MIXED PRIMER PAINT | 100 | LIT | 144
[5 empty] | 0.7 | NO | PAINTER I | 120 | NO | 84
[5 empty] | 2.55 | LIT | READY MIXED IIND CLASS PAINT | 160 | LIT | 408
[5 empty] | 1.2 | NO | PAINTER I | 120 | NO | 144
[6 empty] | L.S | SUNDRIES FOR BRUSHES,ETC |  | L.S | 1.5
-
[7 empty] | TOTAL FOR 10 SQM |  |  | 781.5
-
[7 empty] | RATE PER SQM |  |  | 78.15
=
[5 empty] | 41 | * | PAINTING TWO COATS OVER NEW
IRON WORKS WITH IIND CLASS
SYNTHETIC ENAMEL PAINT
-
[5 empty] | 2.22 | LIT | READY MIXED IIND CLASS PAINT | 150 | LIT | 333
[5 empty] | 1.1 | NO | PAINTER I | 120 | NO | 132
[6 empty] | L.S | SUNDRIES FOR BRUSHES,ETC |  | L.S | 1.5
-
[7 empty] | TOTAL FOR 10 SQM |  |  | 466.5
-
[7 empty] | RATE PER SQM |  |  | 46.65
[5 empty] | 238 | * | ANTI-CORROSIVE TREATMENT FOR STEEL
FEBRICATION (RCC WORKS)
-
[5 empty] | 20 | LIT | ANTI-CORROSIVE(COROLOK-CP | 105.45 | LIT | 2109
/PROTEKLOL) CHEMICALS
[5 empty] | 50 | Kg | CEMENT | 3.8 | Kg | 190
[5 empty] | 1 | L.S | BRUSHES GLOVES ETC | 75 | L.S | 75
[5 empty] | 1 | L.S | TRANSPORTING AND HANDLING | 40 | L.S | 40
[5 empty] | 2.5 | L.S | PAINTERII | 110 | L.S | 275
[6 empty] | L.S | SUNDRIES FOR BRUSHES,CLOTH ETC |  | L.S | 1.5
-
[7 empty] | TOTTAL FOR 1 MT |  |  | 2690.5
-
[5 empty] | 42. | * | SUPPLYING AND FABRICATING AND
PLACING M.S RODS/RTS ROD (upto 16mm dia)
-
[5 empty] | 1 | QUTL | R.T.S RODS/M.S.RODS UPTO 16MM DIA | 28000 | MT | 2800
[5 empty] | 0.01 | QUTL | BINDING WIRE | 30000 | MT | 30
[5 empty] | 3.5 | NO | FITTER I | 130 | Each | 455 |  |  |  | 110.4
[5 empty] | 1.3 | Kg | Cement for slurry | 3.8 | Kg | 4.94 |  |  |  | 114
[5 empty] | 0.25 | NO | Painter-II | 110 | Each | 27.5
[6 empty] | L.S | SUNDRIES |  | L.S | 0
-
[7 empty] | TOTTAL FOR 1 QTL |  |  | 3317.44
-
[7 empty] | RATE PER M.T |  |  | 33174.4
=
b. above 16mm dia
[5 empty] | 1 | QUTL | R.T.S RODS/M.S.RODS ABOVE 16MM DIA | 26500 | MT | 2650
[5 empty] | 0.01 | QUTL | BINDING WIRE | 30000 | MT | 30
[5 empty] | 3.5 | NO | FITTER I | 130 | Each | 455
[5 empty] | 1.3 | Kg | Cement for slurry | 3.8 | Kg | 4.94
[5 empty] | 0.25 | NO | Painter-II | 110 | Each | 27.5
[6 empty] | L.S | SUNDRIES |  | L.S | 0
-
[7 empty] | TOTTAL FOR 1 QTL |  |  | 3167.44
-
[7 empty] | RATE PER M.T |  |  | 31674.4
=
[5 empty] | 43. | a. | SUPPLYING AND FABRICATING AND
PLACING R.T.S RODS/MS RODS upto 16mm dia(without cement slurry)
-
[5 empty] | 1 | QUTL | R.T.S RODS/M.S.RODS UPTO 16MM DIA | 28000 | MT | 2800
[5 empty] | 0.01 | QUTL | BINDING WIRE | 30000 | MT | 30
[5 empty] | 3.5 | NO | FITTER I | 130 | NO | 455
[6 empty] | L.S | SUNDRIES |  | L.S | 0
-
[7 empty] | TOTTAL FOR 1 QTL |  |  | 3285
-
[7 empty] | RATE PER M.T |  |  | 32850
[6 empty] | b. | SUPPLYING AND FABRICATING AND
PLACING R.T.S RODS/MS RODS above 16mm dia(without cement slurry)
-
[5 empty] | 1 | QUTL | R.T.S RODS/M.S.RODS ABOVE 16MM DIA | 26500 | MT | 2650
[5 empty] | 0.01 | QUTL | BINDING WIRE | 30000 | MT | 30
[5 empty] | 3.5 | NO | FITTER I | 130 | NO | 455
[6 empty] | L.S | SUNDRIES |  | L.S | 0
-
[7 empty] | TOTTAL FOR 1 QTL |  |  | 3135
-
[7 empty] | RATE PER M.T |  |  | 31350
[5 empty] | 44.1 | * | SUPPLY AND FIXING OF
110mmDIA P.V.C RAIN WATER
DOWN FALL PIPE
-
[5 empty] | 3 | RMT | 110mmDIA P.V.C PIPE | 120 | RMT | 360
[5 empty] | 1 | NO. | 110mmDIA P.V.C PLAIN BEND | 65 | NO. | 65
[5 empty] | 1 | NO. | 110mmDIA P.V.C SHOE | 45 | NO. | 45
[5 empty] | 2 | NO. | SPECIAL CLAMP | 16.44 | NO. | 32.88
[5 empty] | 1 | NO. | C.I. GRATING 100mm DIA | 18 | NO. | 18
[5 empty] | 0.5 | NO. | PLUMBER I | 130 | NO. | 65
[6 empty] | L.S | COST OF PLUG SCREWS , RUBBER |  | L.S | 0.75
LUBRICANT ETC
-
[7 empty] | TOTAL FOR 3 RMT |  |  | 586.63
-
[7 empty] | RATE PER RMT |  |  | 195.5433
=
[5 empty] | 45. |  | STUCCO PLASTERING 12mm tk.
CHIPSUSING 86.5KgCEMENT AND
.15CUM FOR 10 SQM
-
[5 empty] | 0.15 | CUM | BLUE METEL 3-10mm HBG | #REF! | CUM | #REF!
[5 empty] | 0.0865 | M.T | CEMENT | 3800 | M.T | 328.7
[5 empty] | 1.6 | NO | MASON I | 150 | NO | 240
[5 empty] | 0.5 | NO | MAZDOOR I | 95 | NO | 47.5
[5 empty] | 1.1 | NO | MAZDOOR II | 85 | NO | 93.5
[6 empty] | L.S | SUNDRIES |  | L.S | 0
-
[7 empty] | TOTAL FOR 10 SQM |  |  | #REF!
-
[7 empty] | RATE PER SQM |  |  | #REF!
=
[5 empty] | 46. | * | SUPPLYING AND FIXING OF 20MM
DIA ALUMINIUM HANGER ROD TO
THE REQUIRED LENGTH WITH
ALUMINUM END BRACKETS INCLUDING
COST OF SCREWS TW PLUGS AND
LABOUR CHARGES FOR FIXING IN
POSTION COMPLETE IN ALL RESPECT
AND AS DIRECTED BY THE DEPT,
OFFICERS
=
[5 empty] | 1 | Rmt | 2omm alu. hanger rod | 50 | Rmt | 50
[5 empty] | 1 | Set | Alu.Bracket with screws | 9 | Set | 9
[6 empty] | L.S | Sundries FOR PLUGS ,NAILS AND LABOUR ETC., |  | L.S | 7
-
[7 empty] | Total for 1 Rmt |  |  | 66
=
[5 empty] | 47. | * | SUPPLY AND FIXING ALUMINUM TOWEL RAIL OF
70CM LONG INCLUDING COST OF SCREW TW
PLUGS AND LABOURS CHARGES FOR FIXING IN
POSITION ETC COMPLETE IN ALL RESPECT AND
AS DIRECTED BY THE DEPT OFFICERS.
[7 empty] | - | -
[5 empty] | 1 | no | Alu.Towel rail 75Cm long | 27.3 | Each | 27.3
[6 empty] | L.S | Alu. Bolt With screws |  | L.S | 7.5
[6 empty] | L.S | Labour for fixing and cost of |  | L.S | 1.2
[7 empty] | T.W.Pluges |  |  | -
[7 empty] | Total for 1 Rmt |  |  | 36
=
[5 empty] | 48. | * | SUPPLING AND FIXING COAT STAND
WITH FIVE PINS
-
[5 empty] | 1 | no | Cost of Coat stand | 20 | Each | 20
[6 empty] | L.S | Labour for fixing |  | L.S | 5
-
[7 empty] | Total for 1 No. |  |  | 25
=
[5 empty] | 49. | * | SUPPLING AND FIXING OF PICTURE HOOKS
[7 empty] | - | -
[5 empty] | 1 | no | Cost of Picture hooks | 1 | Each | 1
[6 empty] | L.S | Labour for fixing |  | L.S | 0.25
-
[7 empty] | Total for 1 No. |  |  | 1.25
-
[5 empty] | 50.1 | * | Supplying and fixing of Precast slab
50mm thick made in C.C 1:3:6 using 20mm
Hbs jelly ,moulding the slab, laying,
curing,transporting and placing in
possition etc complete
[7 empty] | - | -
[5 empty] | 9 | Cum | 20mm HBS Jelly | #REF! | Cum | #REF!
[5 empty] | 4.5 | Cum | C.M. 1:3 | #REF! | Cum | #REF!
[5 empty] | 1.8 | No. | Mason IInd | 135 | Each | 243
[5 empty] | 17.7 | No. | Mazdoor Ist | 95 | Each | 1681.5
[5 empty] | 14.1 | No. | Mazdoor IInd | 85 | Each | 1198.5
-
[7 empty] | Total for 10 cum |  |  | #REF!
-
[7 empty] | Rate per cum |  |  | #REF!
=
[6 empty] | ** | PRECAST Plain cement concrete P.C.C
Slabs of 50mm thick (precast slab 50mm Thick)
[7 empty] | - | -
[5 empty] | 0.314 | Cum | C.C. 1:3:6 using 20mm HBS | #REF! | Cum | #REF!
[5 empty] | 18 | No. | Precasting Charges | 2 | Each | 36
[5 empty] | 18 | No. | Transporting | 1 | Each | 18
[5 empty] | 18 | No. | Laying and Pointing | 2 | Each | 36
-
[7 empty] | Total for 6.28 Sqm |  |  | #REF!
-
[7 empty] | Rate per Sqm |  |  | #REF!
=
PCC 1:3:6, for petty works
-
[5 empty] | 0.01 | Cum | C.C. 1:3:6 using 20mm HBS | #REF! | Cum | #REF!
[5 empty] | 0.01 | cum | moulding charges | LS |  | 1.2
-
[7 empty] | Total for .01 cum |  |  | #REF!
-
[7 empty] | Rate per cum |  |  | #REF!
=
[5 empty] | 50.2 | ** | PRECAST Plain cement concrete P.C.C
KERB STONE 450x300x150mm
[7 empty] | - | -
[5 empty] | 0.405 | Cum | C.C. 1:3:6 using 20mm HBS | #REF! | Cum | #REF!
[7 empty] | 'including Transporting charges | LS
-
[7 empty] | Total for 9 m |  |  | #REF!
-
[7 empty] | Rate per M |  |  | #REF!
=
[5 empty] | 50.3 |  | PLANTING AVENUE TREES
-
[5 empty] | 4.32 | CUM | Earth work excavation | 25 | CUM | 108
[5 empty] | 1.44 | CUM | Manure | 60.5 | CUM | 87.12
[5 empty] | 1.44 | CUM | RED EARTH | 169 | CUM | 243.36
[5 empty] | 1.44 | CUM | River sand | #REF! | CUM | #REF!
[5 empty] | 2.88 | CUM | mixing charges | 10 | CUM | 28.8
[5 empty] | 20 | nos | Avenue trees | 40 | nos | 800
[5 empty] | 42 | RM | Casurina props | 10 | RM | 420
[5 empty] | 4.32 | CUM | filling chares | 7.8 | CUM | 33.696
[5 empty] | l.s |  | Maintenance charges |  |  | 2000
-
[7 empty] | Total for 20 no. |  |  | #REF!
-
[7 empty] | Total for 1 no. |  |  | #REF!
=
[5 empty] | 50.4 |  | AVENUE TREE GUARD
-
[5 empty] | 0.1 | CUM | Earth work excavation | 50 | CUM | 5
[5 empty] | 6.3 | RM | CW reepers 50x25 cm | 21 | RM | 132.3
[5 empty] | 6.3 | RM | Casurina props | 10 | RM | 63
[5 empty] | 3.15 | sqm | Chicken mesh | 22.6 | sqm | 71.19
[5 empty] | 0.25 | no | Carpenter II | 135 | no | 33.75
[5 empty] | 0.2 | no | Fitter I | 130 | no | 26
[7 empty] | sundries |  |  | 0
-
[7 empty] | Total for 1 no. |  |  | 331.24
-
[5 empty] | 50.5 |  | PROVIDING SCHME NAME BOARD
-
[5 empty] | 0.486 | cum | Earth work excavation | 25 | cum | 12.15
[5 empty] | 0.486 | cum | CC 1:5:10 | #REF! | cum | #REF!
[5 empty] | 81.75 | KG | MS angle | 30 | KG | 2452.5
[5 empty] | 7.2 | KG | MS Stiffner | 30 | KG | 216
[5 empty] | 43.68 | KG | MS Sheet | 30 | KG | 1310.4
[5 empty] | 132.63 | KG | Welding charges | 12.3 | KG | 1631.349
[5 empty] | 2.2 | sqm | Painting charges | 360 | sqm | 792
[5 empty] | LS |  | Labour for erection of board | LS |  | 250
[5 empty] | LS |  | Bolts &nuts | LS |  | 20
-
#REF!
-
[5 empty] | 86 |  | PROVIDING ANTI-TERMITE TREATMENT |  |  | 30
[5 empty] | 51. |  | PVC WATER TANK OF 700 LITRE CAPACITY |  |  | 3135
[7 empty] | Ex. free board with ISI mark |  |  | 3135
[6 empty] | * | LABOUR CHARGE FOR LAYING
JOINTING P.V.C PIPE AND SPECIALS
ABOVE G.L
-
[6 empty] | c | ABOVE G.L |  |  | 20mm Dia
[7 empty] | - |  |  | =
[5 empty] | 30 | RMT | LAYING JOINTING INCLUDING | 3 | RMT | 90
ALIGNING
[5 empty] | 8 | NO. | CUTTING CHARGES | 2.2 | NO. | 17.6
[5 empty] | 8 | NO. | THREADING CHARGES | 3.2 | NO. | 25.6
[5 empty] | 3 | NO. | STONE CUTTER II | 110 | NO. | 330
[5 empty] | 1 | NO. | MASAN I | 150 | NO. | 150
[5 empty] | 2 | NO. | MAZDOOR I | 95 | NO. | 190
[5 empty] | 1 | NO. | MAZDOOR II | 85 | NO. | 85
[6 empty] | L.S | COST OF CLAMPS PLUGS |  | L.S | 5
JOINTING MATERIALS ETC
[6 empty] | L.S | SUNDRIES |  | L.S | 0
-
[7 empty] | TOTAL FOR 30 M |  |  | 893.2
-
[7 empty] | RATE PER RMT |  |  | 29.7733
-
[6 empty] | b. | ABOVE G.L |  |  | 25mm
[7 empty] | - |  |  | =
[5 empty] | 30 | RMT | LAYING JOINTING INCLUDING | 3 | RMT | 90
ALIGNING
[5 empty] | 8 | NO. | CUTTING CHARGES | 2.2 | NO. | 17.6
[5 empty] | 8 | NO. | THREADING CHARGES | 3.2 | NO. | 25.6
[5 empty] | 3 | NO. | STONE CUTTER II | 110 | NO. | 330
[5 empty] | 1 | NO. | MASAN I | 150 | NO. | 150
[5 empty] | 2 | NO. | MAZDOOR I | 95 | NO. | 190
[5 empty] | 1 | NO. | MAZDOOR II | 85 | NO. | 85
[6 empty] | L.S | COST OF CLAMPS PLUGS |  | L.S | 5
JOINTING MATERIALS ETC
[6 empty] | L.S | SUNDRIES |  | L.S | 0
-
[7 empty] | TOTAL FOR 30 M |  |  | 893.2
-
[7 empty] | RATE PER RMT |  |  | 29.7733
-
[6 empty] | a. | ABOVE G.L |  |  | 32mm
[7 empty] | - |  |  | =
[5 empty] | 30 | RMT | LAYING JOINTING INCLUDING | 3 | RMT | 90
ALIGNING
[5 empty] | 8 | NO. | CUTTING CHARGES | 2.7 | NO. | 21.6
[5 empty] | 8 | NO. | THREADING CHARGES | 6.4 | NO. | 51.2
[5 empty] | 3 | NO. | STONE CUTTER II | 110 | NO. | 330
[5 empty] | 1 | NO. | MASAN I | 150 | NO. | 150
[5 empty] | 2 | NO. | MAZDOOR I | 95 | NO. | 190
[5 empty] | 1 | NO. | MAZDOOR II | 85 | NO. | 85
[6 empty] | L.S | COST OF CLAMPS PLUGS |  | L.S | 5
JOINTING MATERIALS ETC
[6 empty] | L.S | SUNDRIES |  | L.S | 0
-
[7 empty] | TOTAL FOR 30 M |  |  | 922.8
-
[7 empty] | RATE PER RMT |  |  | 30.76
-
[5 empty] | 52 | * | SUPPLYING AND LAYING THE FOLLOWING PVC
PIPES WITH NECESSARY SPECIALS ELBOWS,
TEE,REDUCE ,PLUG,UNION,BEND,COUPLE,
NIPPLE,GATE VLVE,CHECK AND WHEEL VALVE
WHEREVER NECESSARY INCLUDING LABOUR BELOW
GROUND LEVEL(OR) FIXING ON WALLS TO THE
PROPER GRADIENT AND ALIGNMENT ETC.ALL
COMPLETE AS DIRECTED BY DEPT. OFFICERS.
[7 empty] | = | =
[6 empty] | * | ASTM-D SCHEDULE- 40 THREADED PVC PIPE
WITH NECESSARY PVC-GI SPECIALS
[6 empty] | c. | 20MM DIA PVC PIPE ABOVE G.L:-
-
[5 empty] | 1 | Rmt | COST OF 20MM DIA PVC PIPE | 32.9 | Rmt | 32.9
[5 empty] | 1 | L.S | ADD 70% FOR PVC/GI SPECIALS | 23.03 | L.S | 23.03
[5 empty] | 1 | Rmt | LABOUR FOR LAYING & FIXING | 29.7733 | Rmt | 29.7733
-
[7 empty] | TOTAL FOR 1 RMT |  |  | 85.7033
=
[6 empty] | b. | 25MM DIA PVC PIPE ABOVE G.L:-
-
[5 empty] | 1 | Rmt | COST OF 25MM DIA PVC PIPE | 48.8 | Rmt | 48.8
[5 empty] | 1 | L.S | ADD 40% FOR PVC/GI SPECIALS | 19.52 | L.S | 19.52
[5 empty] | 1 | Rmt | LABOUR FOR LAYING & FIXING | 29.7733 | Rmt | 29.7733
-
[7 empty] | TOTAL FOR 1 RMT |  |  | 98.0933
=
[6 empty] | a. | 32MM DIA PVC PIPE ABOVE G.L:-
-
[5 empty] | 1 | Rmt | COST OF 32MM DIA PVC PIPE | 65.7 | Rmt | 65.7
[5 empty] | 1 | L.S | ADD 20% FOR PVC/GI SPECIALS | 13.14 | L.S | 13.14
[5 empty] | 1 | Rmt | LABOUR FOR LAYING & FIXING | 30.76 | Rmt | 30.76
-
[7 empty] | TOTAL FOR 1 RMT |  |  | 109.6
=
[5 empty] | 52.1 |  | S & F of GI Pipe 20mm dia for Hot Water line Pipe Fully Consealed in Wall
LABOUR CHARGE FOR LAYING
GI PIPE 20MM DIA
-
[5 empty] | 30 | RMT | LAYING,FIXING AND CONSELING GI PIPE | 5 | RMT | 150
[5 empty] | 8 | NO. | CUTTING CHARGES | 2.2 | NO. | 17.6
[5 empty] | 8 | NO. | THREADING CHARGES | 3.2 | NO. | 25.6
[5 empty] | 3 | NO. | STONE CUTTER II | 110 | NO. | 330
[5 empty] | 1 | NO. | MASAN I | 150 | NO. | 150
[5 empty] | 2 | NO. | MAZDOOR I | 95 | NO. | 190
[5 empty] | 1 | NO. | MAZDOOR II | 85 | NO. | 85
-
[7 empty] | TOTAL FOR 30 M |  |  | 948.2
-
[7 empty] | RATE PER RMT |  |  | 31.6067
-
20MM DIA GI PIPE FOR HOT WATER LINE
-
[5 empty] | 1 | Rmt | COST OF 20MM DIA GI PIPE | 70 | Rmt | 70
[5 empty] | 1 | L.S | ADD 20% FOR GI SPECIALS | 14 | L.S | 14
[5 empty] | 1 | Rmt | LABOUR FOR LAYING & FIXING | 31.6067 | Rmt | 31.6067
[7 empty] | L.S FOR CONSEALING GI PIPE IN WALLS PAKING ETC., |  | L.S | 1.25
-
[7 empty] | TOTAL FOR 1 RMT |  |  | 116.8567
=
[5 empty] | 53.1 | * | SUPPLYING AND FIXING
WASHBASIN 22"X16" INCLUDING
COST OF ALL MATERIALS AND
FIXING CHARGES
-
[5 empty] | 1 | NO. | WASHBASIN 22"X16" INCLUDING ALL ACCESSORIES SUCH AS C.I BRACKETS 32MM DIA ETC., | 1050 | NO. | 1050
[5 empty] | 0.5 | NO. | PLUMBER I | 130 | NO. | 65
[5 empty] | 1 | NO. | MAZDOOR I | 95 | NO. | 95
[5 empty] | 0.5 | NO. | MASON I | 150 | NO. | 75
[6 empty] | L.S | SUNDRIES FOR PLUGSCREW,PAINT |  | L.S | 0.5
-
[7 empty] | TOTAL FOR ONE NUMBER |  |  | 1285.5
-
[5 empty] | 53.2 |  | CI MANHOLE COVER 45CMX45CMX20KG |  |  | 538/EACH
[5 empty] | 53.3 |  | CI STEPS (5Kg) |  |  | 90/EACH
[5 empty] | 54 | * | Brass Tap with ISI Mark |  | Each | 140
=
[5 empty] | 54.1 | * | CP TAP (LONG BODY) |  | Each | 240
=
[5 empty] | 54.2 | * | CP TAP (SHORT BODY) |  | Each | 270
=
[5 empty] | 56.1. | * | SUPPLYING AND FIXING OF I.W.C
20"WITH TOP LEFT ROUGH TO RECEIVE
FLOOR FINISH
IN G.FLOOR.
-
[5 empty] | 1 | NO. | I.W.C 20"SIZE(Orissa pan) | 750 | NO. | 750
[5 empty] | 0.65 | CUM | E.W EXCAVATION | 50 | CUM | 32.5
[5 empty] | 0.57 | CUM | REFILLING | 8.8 | CUM | 5.016
[5 empty] | 0.081 | CUM | BRICK JELLY CONCRETE USING 40mm(1:8:16) | #REF! | CUM | #REF!
[5 empty] | 1 | NO. | PLUMBER I | 130 | NO. | 130
[5 empty] | 0.5 | NO. | MASON II | 135 | NO. | 67.5
[5 empty] | 0.5 | NO. | MAZDOOR I | 95 | NO. | 47.5
[6 empty] | L.S | SUNDRIES |  | L.S | 0
-
[7 empty] | TOTAL FOR ONE NUMBER |  |  | #REF!
=
[5 empty] | 56.2. | * | SUPPLYING AND FIXING OF I.W.C
[7 empty] | 20"WITH TOP LEFT ROUGH TO RECEIVE | [13 empty] | 20mm Dia
FLOOR FINISH
IN OTHER THAN G.FLOOR.
-
[5 empty] | 1 | NO. | I.W.C 20"SIZE(Orissa pan) | 750 | NO. | 750
[5 empty] | 0.405 | CUM | WEATERING COURSE | #REF! | CUM | #REF!
USING20mmBRICK JELLY
[5 empty] | 1.89 | SQM | PLASTERING IN C.M(1:3) | #REF! | SQM | #REF!
12mMT.K MIXED WITH W.P.C.
[5 empty] | 0.081 | CUM | BRICK JELLY CONCRETE (1:8:16) | #REF! | CUM | #REF!
USING 40 mm BRICK JELLY
[5 empty] | 1 | NO | PLUMBER I | 130 | NO | 130
[5 empty] | 0.5 | NO. | MASON II | 135 | NO. | 67.5
[5 empty] | 0.5 | NO. | MAZDOOR I | 95 | NO. | 47.5
[6 empty] | L.S | SUNDRIES |  | L.S | 0
-
[7 empty] | TOTAL FOR ONE NUMBER |  |  | #REF!
=
[5 empty] | 57 | * | SUPPLY AND FIXING OF E.W.C. 18" SIZE (WHITE)
WITH DOUBLE FLAPPED PLASTIC SEAT COVER
LOW LEVEL FLUSHING CISTERN 10 LIT.
-
[5 empty] | 1 | SET | EUROPEAN WATER CLOSET WITH "P" OR "S" TRAP WITH DOUBLE FLAPPED SEAT AND SEAT COVER WITH BRASS HINGES AND 10LIT CAPACITY PVC L;OW LEVEL FLUSHING TANK WITH ALL INTERNAL FITTINGS | 1700 | SET | 1700
LABOUR FOR FIXING OF EWC
[5 empty] | 1 | NO. | MASON I | 150 | NO. | 150
[5 empty] | 2 | NO. | PLUMBER I | 130 | NO. | 260
[5 empty] | 1 | NO. | MAZDOOR II | 85 | NO. | 85
LABOUR FOR FIXING OF FLUSHING TANK
[5 empty] | 0.5 | NO. | PLUMBER I | 130 | NO. | 65
[5 empty] | 0.5 | NO. | MAZDOOR I | 95 | NO. | 47.5
[6 empty] | L.S | SUNDRIES |  | L.S | 0
-
[7 empty] | TOTAL FOR ONE NUMBER |  |  | 2307.5
-
[5 empty] | 57.1 | * | SUPPLY AND FIXING OF E.W.C. 18" SIZE (COLOUR)
WITH DOUBLE FLAPPED PLASTIC SEAT COVER
LOW LEVEL FLUSHING CISTERN 10 LIT.
-
[5 empty] | 1 | SET | EUROPEAN WATER CLOSET WITH "P" OR "S" TRAP WITH DOUBLE FLAPPED SEAT AND SEAT COVER WITH BRASS HINGES AND 10LIT CAPACITY PVC L;OW LEVEL FLUSHING TANK WITH ALL INTERNAL FITTINGS | 2000 | SET | 2000
LABOUR FOR FIXING OF EWC
[5 empty] | 1 | NO. | MASON I | 150 | NO. | 150
[5 empty] | 2 | NO. | PLUMBER I | 130 | NO. | 260
[5 empty] | 1 | NO. | MAZDOOR II | 85 | NO. | 85
LABOUR FOR FIXING OF FLUSHING TANK
[5 empty] | 0.5 | NO. | PLUMBER I | 130 | NO. | 65
[5 empty] | 0.5 | NO. | MAZDOOR I | 95 | NO. | 47.5
[6 empty] | L.S | SUNDRIES |  | L.S | 0
-
[7 empty] | TOTAL FOR ONE NUMBER |  |  | 2607.5
-
[5 empty] | 58.1(a) | * | SUPPLY AND FIXING P.V.C.SOIL
PIPESPECIALS OF FOLLOWING DIA:-
-
[6 empty] | A. | SUPPLY AND FIXING OF PVC soil PIPE
110MM DIA OF 4Kg/sqmINCLUDING
PACKING THE JOINTS WITH RUBBER
LUBRICANT AND FIXING IN TO
WALL WITH WOODEN PLUGS
SCREWSHOLDING CLAMPSETC
COMPLETE
-
[5 empty] | 3 | RMT | P.V.C. PIPE 110mm DIA | 120 | RMT | 360
[5 empty] | 1 | NO | P.V.C BEND WITH DOOR 110MM | 65 | EACH | 65
[5 empty] | 1 | NO | P.V.C COWL 110MM | 12 | EACH | 12
[5 empty] | 1 | NO | P.V.C DOOR TEE 110MM | 110 | EACH | 110
[5 empty] | 0.5 | NO. | PLUMBER I | 130 | EACH | 65
[5 empty] | 0.5 | NO. | MASON II | 135 | EACH | 67.5
[5 empty] | 0.5 | NO. | MAZDOOR I | 95 | EACH | 47.5
[6 empty] | L.S | COST OF RUBBER | 2.79 | L.S | 2.79
LUBRICANTT.W.PLUGS AND
C.I.CLAMPS ETC
[7 empty] | SUNDERS |  | L.S | 0
-
[7 empty] | TOTAL FOR 3 RMT |  |  | 729.79
-
[7 empty] | RATE PER RMT |  |  | 243.2633
-
[5 empty] | 58.1(b) | B. | SUPPLY AND FIXING OF PVC PIPE
75MM DIA OF 4Kg/sqmINCLUDING
PACKING THE JOINTS WITH RUBBER
LUBERICANT AND FIXING IN TO
WALL WITH WOODEN PLUGES
SCREWSHOLDING CLAMPSETC
COMPLETE
-
[5 empty] | 3 | RMT | P.V.C. PIPE 75mm DIA | 80 | RMT | 240
[5 empty] | 1 | NO | P.V.C BEND WITH DOOR | 40 | NO | 40
[5 empty] | 1 | NO | P.V.C COWL | 7.5 | NO | 7.5
[5 empty] | 1 | NO | P.V.C DOOR TEE | 70 | NO | 70
[5 empty] | 0.5 | NO. | PLUMBER I | 130 | NO. | 65
[5 empty] | 0.5 | NO. | MASON II | 135 | NO. | 67.5
[5 empty] | 0.5 | NO. | MAZDOOR I | 95 | NO. | 47.5
[6 empty] | L.S | COST OF RUBBER |  | L.S | 2.73
LUBRICANTT.W.PLUGS AND
C.I.CLAMPS ETC
[7 empty] | SUNDERS |  | L.S | 0
-
[7 empty] | TOTAL FOR 3 RMT |  |  | 540.23
-
[7 empty] | RATE PER RMT |  |  | 180.0767
-
[5 empty] | 58.2 |  | Supplying &fixing 110mm dia PVC
SWR pipe for ventilating shaft
of 3M length with cowl
-
[5 empty] | 3 | RM | 110mm dia PVC SWR pipe | 108 | RM | 324
[5 empty] | 1 | no | 110mm dia cowl | 12 | no | 12
[5 empty] | 1 | no | Labour for fixing | 8 | no | 8
[5 empty] | l.s |  | Sundries for PVC solution etc. | l.s |  | 1.21
-
[7 empty] | Rate for 1 no. |  |  | 345.21
-
[5 empty] | 59. | * | SUPLY ING AND FIXING OF
150X100mm S.W. GULLY TRAPS
-
[5 empty] | 1 | NO. | 150X100mm S.W. GULLY TRAPS | 115 | NO. | 115
[5 empty] | 0.05 | CUM | BRICK JELLY CONCRETE (1:8:16)40MM | #REF! | CUM | #REF!
[5 empty] | 0.5 | NO. | PLUMBER I | 130 | NO. | 65
[5 empty] | 1 | NO. | MAZDOOR I | 95 | NO. | 95
[5 empty] | 1 | NO. | MAZDOOR II | 85 | NO. | 85
[6 empty] | L.S | SUNDRIES |  | L.S | 0
-
[7 empty] | TOTAL FOR ONE NUMBER |  |  | #REF!
=
[5 empty] | 60. | * | SUPPLY AND FIXING OF P.V.C.
NAHANI TRAP 63mm DIA
-
[5 empty] | 1 | NO. | PVC NAHANI TRAP (4WAY/2WAY) | 90 | NO. | 90
[6 empty] | L.S | SUNDRIES FOR B.J.C,PLASTERING ETC |  | L.S | 4
-
[7 empty] | TOTAL FOR ONE NUMBER |  |  | 94
-
[5 empty] | 61.1(a) | * | SUPPLY AND FIXING OF 100mm
DIA S.W.PIPE
-
[5 empty] | 50 | NO. | 100mmDIA S.W.PIPE WITH ISI MARK | 40 | NO. | 2000
[5 empty] | 21.6 | CUM | E.W. EXCAVATION | 50 | CUM | 1080
[5 empty] | 21.6 | CUM | REFILLING | 8.8 | CUM | 190.08
[5 empty] | 45 | Kg | CEMENT | 3.8 | Kg | 171
[5 empty] | 0.04 | CUM | SAND | #REF! | CUM | #REF!
[5 empty] | 3.63 | Kg | TAARRED HOMP YARN | 7 | Kg | 25.41
[5 empty] | 2 | NO. | MASON I | 150 | NO. | 300
[5 empty] | 1 | NO. | FITTER II | 120 | NO. | 120
[5 empty] | 5 | NO. | MAZDOOR I | 95 | NO. | 475
[5 empty] | 2 | NO. | MAZDOOR II | 85 | NO. | 170
[6 empty] | L.S | TESTING CHARGES 10%of LABOUR |  | L.S | 106.5
-
[7 empty] | TOTAL FOR 30RMT |  |  | #REF!
-
[7 empty] | RATE PER RMT |  |  | #REF!
=
[5 empty] | 61.2(b) | * | SUPPLY AND FIXING OF 150mm
DIA S.W.PIPE
-
[5 empty] | 50 | NO. | 150mmDIA S.W.PIPE WITH ISI MARK | 65 | NO. | 3250
[5 empty] | 21.6 | CUM | E.W. EXCAVATION | 50 | CUM | 1080
[5 empty] | 21.6 | CUM | REFILLING | 8.8 | CUM | 190.08
[5 empty] | 68 | Kg | CEMENT | 3.8 | Kg | 258.4
[5 empty] | 0.07 | CUM | SAND | #REF! | CUM | #REF!
[5 empty] | 5.45 | Kg | TAARRED HOMP YARN | 7 | Kg | 38.15
[5 empty] | 3 | NO. | MASON I | 150 | NO. | 450
[5 empty] | 2 | NO. | FITTER II | 120 | NO. | 240
[5 empty] | 6 | NO. | MAZDOOR I | 95 | NO. | 570
[5 empty] | 3 | NO. | MAZDOOR II | 85 | NO. | 255
[6 empty] | L.S | TESTING CHARGES 10%of LABOUR |  | L.S | 151.5
-
[7 empty] | TOTAL FOR 30RMT |  |  | #REF!
-
[7 empty] | RATE PER RMT |  |  | #REF!
=
[5 empty] | 61.2(a) | * | SUPPLY AND FIXING OF 100mm
DIA S.W.PIPE(LOOSE JOINTING)
-
[5 empty] | 50 | NO. | 100mmDIA S.W.PIPE | 40 | NO. | 2000
[5 empty] | 1 | NO. | FITTER II | 120 | NO. | 120
[5 empty] | 5 | NO. | MAZDOOR I | 95 | NO. | 475
-
[7 empty] | TOTAL FOR 30RMT |  |  | 2595
-
[7 empty] | RATE PER RMT |  |  | 86.5
=
[5 empty] | 61.2(b) | * | SUPPLY AND FIXING OF 150mm
DIA S.W.PIPE(LOOSE JOINTING)
-
[5 empty] | 50 | NO. | 150mmDIA S.W.PIPE | 65 | NO. | 3250
[5 empty] | 2 | NO. | FITTER II | 120 | NO. | 240
[5 empty] | 6 | NO. | MAZDOOR I | 95 | NO. | 570
-
[7 empty] | TOTAL FOR 30RMT |  |  | 4060
-
[7 empty] | RATE PER RMT |  |  | 135.3333
=
[7 empty] | Total for One Number |  |  | 135.3333
=
[5 empty] | 62.1(a) | * | SUPPLY AND FIXING OF 100mm
STONEWARE BEND
-
[5 empty] | 1 | NO. | 100mmDIA S.W.BEND | 65 | NO. | 65
EXCAVATION,REFILLING,JOINTING
[7 empty] | AND CONCRETING | L.S |  | 2.5
-
[7 empty] | TOTAL FOR 30RMT |  |  | 67.5
[5 empty] | 62.1(a) | * | SUPPLY AND FIXING OF 150mm |  |  | -
STONEWARE BEND
[7 empty] | - |  |  | -
[5 empty] | 1 | NO | 150mmDIA S.W.BEND |  | No | 92.5
-
[5 empty] | 62.2.a. | * | SUPPLY AND FIXING OF 100mm
STONEWARE TEE
-
[5 empty] | 1 | NO. | 100mmDIA S.W.TEE | 75 | NO. | 75
EXCAVATION,REFILLING,JOINTING
[7 empty] | AND CONCRETING | L.S |  | 3
-
[7 empty] | TOTAL FOR 30RMT |  |  | 78
-
[5 empty] | 62.2.b. | * | SUPPLY AND FIXING OF 150mm
STONEWARE TEE
-
[5 empty] | 1 | NO. | 150mmDIA S.W.TEE | 100 | NO. | 100
EXCAVATION,REFILLING,JOINTING
[7 empty] | AND CONCRETING | L.S |  | 3
-
[7 empty] | TOTAL FOR 30RMT |  |  | 103
-
[5 empty] | 63 |  | 32mm dia P.V.C Waste Pipe and
C.P.Coupling of best quality.
-
[5 empty] | 2.5 | Rft | 32mm dia P.V.C Waste Pipe and | 28.5 | 2.5 | 28.5
[7 empty] | C.P.Coupling |  | Rft
[6 empty] | L.S | Labour Charge for fixing |  | L.S | 1.5
-
[7 empty] | Total for One Number |  |  | 30
=
[5 empty] | 81 | * | Supplying and fixing B.I.C.W.Meter cupboard with
shutter double leaves with 230mmx25mm size CW
plank for alround sides 62.5x31.25mm styles and
rails for shutters and 75x25mm weldmesh of bamd
10 gauge for panels including labour charges for
fixing inposition of shutters and cost of
L-clamps 6nos of size 150x150mm size with
25mmx4mm MS flats 1 no 6"x1/2" alumium aldrop
with bolt and nuts 6 nos of 2" size I.O. hooks
and eyes T.W.plugs screws etc complete and as
directed by the Departmental Officers as per
Drawings
[7 empty] | - | -
[5 empty] | 0.0174 | Cum | C.W.Scantling for Shutter | 20605 | Cum | 358.527
[5 empty] | 0.0293 | Cum | C.W.Planks | 23685 | Cum | 693.9705
[5 empty] | 1.093 | Sqm | Weldmesh | 212 | Sqm | 231.716
[5 empty] | 6 | No. | 3"ButtHinges | 3.25 | Each | 19.5
[5 empty] | 1 | No. | 6"x1/2" Aldrops | 80 | Each | 80
[5 empty] | 2 | No. | 2" I.O.Hooks and Eyes | 0.9 | Each | 1.8
[5 empty] | 6 | No. | M.S."L" Clamps | 8 | Each | 48
[5 empty] | 1.62 | Sqm | Labour Charges | 240 | Sqm | 388.8
[6 empty] | L.S | SUNDRIES FOR T.W.Plugs etc |  | L.S | 0.25
-
[7 empty] | Total for 1.62 Sqm |  |  | 1822.5635
-
[7 empty] | Total for 1.00 Sqm |  |  | 1125.0392
[6 empty] | *** | ELECTRICAL ARRANGEMENT:- BOARD APPROVED RATES
================================================
WIRING WITH 1.5SQMM COPPER WIRE CONCEALED
[5 empty] | 64.a. |  | TYPE FOR LIGHT POINT WITH CEILING ROSE |  |  | 1376.7295
[5 empty] | 64.b |  | ---DO---FOR LIGHT POINT WITH BATTERN HODER |  |  | 1379.7295
[5 empty] | 64.c |  | ---DO---FOR CALLING BELL POINT |  |  | 1375.9995
[5 empty] | 65 |  | ---DO---FOR FAN POINT |  |  | 1427.7295
[5 empty] | 66 |  | ---DO---FOR STAIR CASE LIGHT POINT |  |  | 2542.73
[5 empty] | 67 |  | --DO--FOR 5AMP 5PIN PLUG AT SWITCH BOARD |  |  | 688
[5 empty] | 68 |  | --DO--FOR 5AMP 5PIN PLUG AT CONVENTENT PLACE |  |  | 936.9993
[5 empty] | 69 |  | --DO--FOR 15AMP POWER PLUG |  |  | 131.995
[5 empty] | 70.1 |  | S/F OF BULK HEAD FITTING |  |  | 452.13
[5 empty] | 70.2 |  | S/F OF TUBELIGHT FITTING
[5 empty] | 70.3 |  | S/F OF 40W/60W BULB |  |  | 10
[5 empty] | 70.4 |  | S/F OF PLASTIC SHADE |  |  | 8
[5 empty] | 71 |  | S/F OF DOUBLE POLE MAIN SWITCH |  |  | 698
[5 empty] | 72 |  | S/F of Fibre Fan Hook |  |  | 31
[5 empty] | 73.1 |  | S/F OF 6 WAY D.B |  |  | 3931.0063
[5 empty] | 73.2 |  | S/F OF 4 WAY D.B |  |  | 3194.0063
[5 empty] | 74 |  | LABOUR CHARGE FOR FIXING FAN |  |  | 466.601
[5 empty] | 75(a) |  | SUPPLY AND DELIVERY OF FAN 48"SWEEP |  |  | 1283.8
[5 empty] | 75(b) |  | SUPPLY AND DELIVERY OF FAN 42"SWEEP |  |  | 0
[5 empty] | 112 |  | SUPPLY AND FIXING EXSAUST FAN 300MM SWEEP |  |  | 1791.705
[5 empty] | 76 |  | S/F OF 8SWG G.I WIRE |  |  | 21.1889
[5 empty] | 77 |  | RUN OF MAIN WITH 2NO OF 1.50sq.mm WIRE |  |  | 171.0711
[5 empty] | 77.1 |  | RUN OF 2 WIRES OF 4 SQMM WITH CONTINUOUS EARTHING BY MEANS OF 2.5SQMM FOR A/C |  |  | 215.6167
[5 empty] | 77.2 |  | SUPPLYING AND FIXING OF A/C METAL CLAD |  |  | 500
[5 empty] | 77.3 |  | SUPPLYING AND FIXING OF TV/TELEPHONE LINE SOCKET |  |  | 75.91
[5 empty] | 78 |  | EARTHING STATION AS PER ISI |  |  | 2354.75
[5 empty] | 80 |  | S/F OF 375mmX300mmX20mmT.W.PLANK FOR S.C. |  |  | 726.995
[5 empty] | 81 |  | S/F OF METRE CUPBOARD |  |  | 1125.0392
[5 empty] | 82 |  | S/F OF STREET LIGHTS. |  |  | 2572.4613
[5 empty] | 87 |  | PROVIDING ELCB WITH MCB IN MS BOX |  |  | 2344.4
[5 empty] | 77.4 |  | SUPPLYING AND FIXING OF 20MM DIA PVC PIPE FOR TV/TELEPHONE LINE
================================================
[5 empty] | 90 | Mtr | PVC RIGID CONDUIT PIPE 19M/20MM HEAVY DUTY WITH ISI | 16.95 | Mtr | 1525.5
[5 empty] | 0.15 | MT | CEMENT | 3800 | MT | 570
[5 empty] | 1 | NO | WIREMAN GR-I | 160 | NO | 160
[5 empty] | 2 | NO | MASON II | 135 | NO | 270
[5 empty] | 4 | NO | HELPER | 110 | NO | 440
[7 empty] | SUNDRIES FOR PVC SPECIALS & FISH WIRE ETC., |  |  | 8.5
-
[7 empty] | TOTAL FOR 90RMT |  |  | 2974
-
[7 empty] | RATE PER RMT |  |  | 33.0444
=
[5 empty] | 78.1 |  | EARTHING STATION (TYPE II)
================================================
[5 empty] | 2.5 | NO | GI PIPE 40MM DIA | 120 | NO | 300
[5 empty] | 20 | KG | CHARCOAL | 4 | KG | 80
[5 empty] | 9 | KG | SALT | 4 | KG | 36
[5 empty] | 0.5 | KG | GI WIRE 8 GAUGE | 30 | KG | 15
[5 empty] | 0.5 | NO | WIRE MAN GR-I | 160 | NO | 80
[5 empty] | 1 | NO | HELPER | 110 | NO | 110
[6 empty] | LS | CIVIL WORK SUCH AS EXCAVATION FILLING MASONRY WORK, COVER SLAB ETC., |  | LS | 165
[6 empty] | LS | BOLTS,NUTS & CHOCK NUTS ETC., |  | LS | 9.5
-
[7 empty] | TOTAL FOR 1 NO |  |  | 795.5
-
ANNEXURE
[5 empty] | 53.3 |  | CI MANHOLE COVER 60 CMX60 CMX50KG |  |  | 957
[5 empty] | 22.3.1 |  | TW double leaf shutter for ward robe / cup board
[7 empty] | - | - | -
SHUTTER SIZE 1.2X2.1 =2.52M2
TW scantling(OVER 2M) -1X2X2.1X0.075X0.0375=0.0118
TW scantling(below 2M) -1X2X1.2X0.075X0.0375=0.00675
Shutter styles(vertical) -1X4X1.95X0.075X0.0375=0.02194
Shutter styles(Horizantal) -2X2X0.4X0.075X0.0375=0.0045
[7 empty] | Shutter middle rails ( Horizontal) - 1x2x0.4x.15x.375=.0045 |  |  | 0.0332
Shutter(OSL Board) -2X2X0.85X0.4=1.36m2
Shutter area -1X1X1.05X1.95=2.05 m2
[5 empty] | 0.0118 | CUM | T.W.SCANTLING above 2M length | 65420 | CUM | 771.956
[5 empty] | 0.0377 | CUM | T.W.SCANTLING below 2M length | 57165 | CUM | 2155.1205
[5 empty] | 0.01855 | CUM | LABOUR FOR WROUGHT &PUTUP | 3035 | CUM | 56.2993
[5 empty] | 1.36 | SQM | BISON PANEL 8MMTK. OSL | 385.89 | SQM | 524.8104
[5 empty] | 2.05 | SQM | LABOUR CHARGE FOR SHUTTER | 287 | SQM | 588.35
[5 empty] | 2 | NO. | 4"X5/8"ALU.TOWER BOLT | 25 | NO. | 50
[5 empty] | 6 | NO. | 3" ALU BUTT HINGES | 25 | NO. | 150
[5 empty] | 2 | NO. | ORNAMENTAL; HANDLE WITH SCREWS | 35 | NO. | 70
[5 empty] | 1 | NO. | LOCKS &KEY | 60 | NO. | 60
[5 empty] | 2.52 | SQM | VARNISH TWO COATS | 51.25 | SQM | 129.15
[7 empty] | SUNDRIES FOR NAILS,PLUGS ETC. | L.S |  | 0.28
-
[7 empty] | TOTAL FOR 2.52 SQM |  |  | 4555.9661
-
[7 empty] | RATE PER SQM |  |  | 1807.9231
[7 empty] | S/ F of Cuddapah Sink of Size 600x600x200 mm with 32 mm G.I waste pipe and 32 mm C.P waste coupling |  | Each | 600
[7 empty] | S/ F of Wash basin mirror Size 600x 450 mm |  | Each | 300
[7 empty] | S/ F of Wash basin mirror Size 500x 400 mm |  | Each | 260
[7 empty] | S/ F of Flushing Tank with all fittings 10 litres Capacity |  | Each | 650
[7 empty] | S/ F of Tube light ( Patty Type ) |  | Each | 436
[7 empty] | S / F of Tube light ( Box Type ) |  | Each | 518
Pre cast slab 50 mm thick in C.C1:3:6 mixed with Fibre of size 0.28x0.28 m, 50 mm thick
PCC slab = 500* 0.28*0.28=39.20 Sqm
=39.20*0.05=1.96Cum
[5 empty] | 1.96 | Cum | C.C 1:3:6 using 20mm HBS Jelly | #REF! | Cum | #REF!
[5 empty] | 2 | No | Mason 1 st Class | 150 | No | 300
[5 empty] | 2 | No | Mazdoor II nd class | 85 | No | 170
[5 empty] | 500 | No | Cutting, Transporting, Laying & Pointing charges | 2 | No | 1000
[5 empty] | 8.5 | Packet | Fibre (125g/ Packet ) | 25 | Packet | 212.5
[5 empty] | 0.28 | Sqm | Moulding Charges | 168.1185 | Sqm | 47.0732
……………………….
[8 empty] | Rate for = | 39.2 | #REF!
………………………..
[8 empty] | Rate for 1 Sqm |  | #REF!
=
Supplying, Manufacturing and fixing of Colth drying arrangements data for 1 Set
[5 empty] | 4 | Rmt | Cost of 32 mm dia G.I pipe | 110 | Rmt | 440
[5 empty] | 2.52 | Kg | Cost of MS angle 35x35x4mm (2x0.6x2.1 kg/m) | 30 | Kg | 75.6
[5 empty] | 1.13 | Kg | Cost of Square bars (2x0.5x1.13 kg/m) | 30 | Kg | 33.9
[5 empty] | 0.35 | Kg | Cost of 1 clamp 10 mm (3x0.15x0.78) | 30 | Kg | 10.5
[5 empty] | 4 | Kg | Labour charges for welding | 12.25 | Kg | 49
[5 empty] | 6 | Nos | Cost of Fixture hooks | 1 | Each | 6
[5 empty] | 0.5 | Nos | Mazdoor I Class | 95 | Each | 47.5
[5 empty] | 0.5 | Nos | Mazdoor II Class | 85 | Each | 42.5
[5 empty] | L.S |  | Fixing of screws, painting etc, |  | L.S | 19.22
…………………………….
[8 empty] | Rate for = | ( 1 Set ) | 724.22
[8 empty] | 2 | Nos | ………………………..
[8 empty] | Rate for 1 No |  | 362.11
=
Data for form works using M.S sheet
[5 empty] | Qty |  | Description | Rate | per | Amount
|  |  |  | 18.1 | e |  | Grid beam and slabs
Grid floor
Grid floor Area 7.75 mm x8 mm =68 m2
Grid clear size 0.98 x1.01=0.99 m2
No. of grid 49 Nos
Centering for floor slab Area 7.75 mm x8 mm =68 m2
Centering for sides of grid beam 49x2 x0.98x0.375=36.02 49x2x1.01x3.75=37.12 Total 73.14
Centering for bottom of grid slab 49x0.98x1.01=48.50
Total Centering area 73.14+48.50 = 121.64 m2
[5 empty] | 62 | m2 | Slab centering up to 4 m height | 217.3985 | m2 | 13478.707
[5 empty] | 121.64 | m2 | Centring with out strutting | 168.1185 | m2 | 20449.9343
[7 empty] | Total for 62m2 |  |  | 33928.6413
[7 empty] | Rate for 1m2 |  |  | 547.2362
|  |  |  | 18.1 | b |  | Form work for Plain surfaces such as Roof slab
[5 empty] | 13.46 | Kg | Cost of M.S Sheet BG 10 | 30 | Kg | 403.8
[5 empty] | 4 | Kg | Cost of M.S angle 25x25x3mm | 30 | Kg | 120
[5 empty] | 1 | L.s | Add for Centring bending including labour charges | 40 | L.S | 40
[7 empty] | For 40 operation |  |  | 563.8
[7 empty] | For 1 operation | 14.095
[5 empty] | 19 | No | Cost of 1 operation | 14.095 | no | 267.805
[5 empty] | 0.12 | M3 | Cost of silver oke | 1879 | M3 | 225.48
[5 empty] | 98.5 | m | Casurina props 10 to 13 cm dia | 3 | m | 295.5
[5 empty] | L.S |  | Add for silver plank | 11 | L.S | 11
[5 empty] | 3.8 | No | Carpenter Ist class | 150 | No | 570
[5 empty] | 5.4 | No | Mazdoor I st class | 95 | No | 513
[5 empty] | 1 | No | Fitter II nd class | 120 | No | 120
[5 empty] | L.S |  | For welding rails etc., | L.S |  | 10
[5 empty] | 19 | no | Periodical cleaning | 2 | L.S | 38
2050.785
[7 empty] | Rate per 1 m2 | 205.0785
[7 empty] | Rate for 4m height ( 202.09+12.32 ) =214.40 | 205.0785 | 12.32 | 217.3985
|  |  |  | 18.1 | a |  | Form work for Column footings, plinthbeam, Grade beam, Raft slab, Raft beam etc.,
[7 empty] | Form work with Casurina props | 2050.785
[7 empty] | Casurina props 10 to 13 cm dia | 369.6 | ( - )
1681.185
[7 empty] | Rate per 1 m2 | 168.1185
Sub - data
Strutting to centering of R.C.C plane surfaces 3.00m height in all floors
[5 empty] | 98.5 | m | Props 10 to 13 cm dia @ 75 Cm c/c ( cost of 1 operation Rs.15/5=3) | 3 | m | 295.5
[5 empty] | 0.3 | no | Carpenter Ist Class | 150 | no | 45
[5 empty] | 0.3 | no | Mazdoor I st Class | 95 | no | 28.5
[7 empty] | Add for sundries | L.S |  | 0.6
[7 empty] | Rate for 10 m2 |  |  | 369.6
[7 empty] | Rate for 1m 2 | 36.96
[7 empty] | For 1 m height | 12.32
|  |  |  | 18.1 | c |  | For square & rectangular columns and small quantities extra 20 % of Form work using M.S sheet | 246.0942
|  |  |  | 18.1 | d |  | For Vertical walls extra 10 % of Form work using M.S sheet | 225.5864
Annexure Items
[5 empty] | 18.1 | * | Centering for soffits for R.C.C.Slabs or
plane surfaces including shuttering up to 3m
height using M.S sheets of size 90mmx60mm and
HP 10G stiffened with welded M.S angle of
size 25x25x3mm laid over silver oak (C.W)
joist 10cmx6.5cm spaced at75cm c/c complying
with standard specification
[7 empty] | - | - | -
[5 empty] | 13.46 | Kg. | Cost of M.S sheet of size | 30 | Kg. | 403.8
90x60cm of 10 gauge
[5 empty] | 4 | Kg. | Cost of M.S angle of size | 30 | Kg. | 120
25x25x3mm
[6 empty] | L.S | Add for cutting, bending, |  | L.S | 40
[7 empty] | welding charges etc. |  |  | -
[7 empty] | Total for 40 operations |  |  | 563.8
-
[7 empty] | Cost of one operation |  |  | 14.095
-
Adopting 40 uses for steel sheet and
angles and 5 uses for C.W.joist and
casurina props
[5 empty] | 19 | Nos | Cost of M.S Sheet and Angles | 14.095 | 1Use | 267.805
for one operation
[5 empty] | 0.12 | Cum | Cost of silver oak | 1879 | 1Use | 225.48
[5 empty] | 98.5 | Rmt | Casurnia props 10 to 13cm dia | 3 | 1Use | 295.5
[5 empty] | 1 | L.S | Add for Silver oak planks | 11 | L.S | 11
[5 empty] | 3.8 | No | Carpenter Ist | 150 | Each | 570
[5 empty] | 5.4 | No | Mazdoor Ist | 95 | Each | 513
[5 empty] | 1 | No | Fitter IInd | 120 | Each | 120
[5 empty] | 1 | L.S | Add for nails, wedges,oils etc | 10 | L.S | 10
[5 empty] | 19 | Nos | Add for periodical cleaning, | 2 | Nos | 38
[7 empty] | painting etc for M.S. Sheet |  |  | -
[7 empty] | TOTAL FOR 10 SQM |  |  | 2050.785
-
[7 empty] | RATE PER SQM |  |  | 205.0785
=
[5 empty] | a |  | From work for Column footings, plinthbeam, Grade beam, Raft slab, Raft beam etc.,
[5 empty] | 98.5 | Rmt | Casurnia props 10 to 13cm dia | 3 | 1Use | 295.5
[5 empty] | 0.3 | No | Carpenter Ist | 150 | Each | 45
[5 empty] | 0.3 | No | Mazdoor Ist | 95 | Each | 28.5
[7 empty] | Sundries |  | Ls | 0.6
[7 empty] | TOTAL FOR 10 SQM |  |  | 369.6
-------------------
[7 empty] | RATE PER SQM |  |  | 36.96
[7 empty] | Rate for From work for Column footings, plinthbeam, Grade beam, Raft slab, Raft beam etc., |  | 1 Sqm | 168.1185
===========
[5 empty] | b |  | Form work for Plain surfaces such as Roof slab,floor slab,beams, lintels, loft,sill slab,Stair case waist, portico slab and other similar works |  | 1 Sqm | 205.0785
===========
[5 empty] | c |  | For square & rectangular columns and small quantities extra 20 % of Form work using M.S sheet |  | 1 Sqm | 246.0942
==========
[5 empty] | d |  | For Vertical walls extra 10 % of Form work using M.S sheet |  | 1 Sqm | 225.5864
==========
[5 empty] | 50.6 | ** | PRECAST Plain cement concrete P.C.C
Slabs of 50mm thick (precast slab 50mm Thick) Precast Pavement Fibre mixed concrete slab
[7 empty] | - | -
PCC Slab = 500 x 0.28 x 0.28 = 39.20 m2
39.20 x 0.05 =1.96m2
[5 empty] | 1.96 | Cum | C.C. 1:3:6 using 20mm HBS | #REF! | Cum | #REF!
[5 empty] | 2 | No. | Mason I class | 150 | Each | 300
[5 empty] | 2 | No. | Mazdoor II class | 85 | Each | 170
[5 empty] | 0.28 | Sqm | Moulding charges | 168.1185 | Sqm | 47.0732
[5 empty] | 500 | Nos | Curing, Transporting, Laying and Pointing charges | 2 | Each | 1000
[5 empty] | 8.5 | Packets | Fibre | 25 | Packet | 212.5
-
[7 empty] | Rate for 39.20 Sqm |  |  | #REF!
---------------
[7 empty] | Rate for 1 Sqm |  |  | #REF!
==========
Sub-Data
[7 empty] | C.W.Planks Moulding | 100 Operations
[8 empty] | 500/100 | 5 sets
[7 empty] | 5 x 1.12 x 0.05 | 0.28 Sqm
Cement Adequacy
[7 empty] | 1 m3 of CC 1:3:6 | 216 Kg
[7 empty] | 1.96m3 | 423.36 Kg (ie) 8.5 Bags of Cement
1 Fibre packet for 1 bag of cement
[5 empty] | 83 |  | Supply of MS angle 40 X 40 X 6mm for above data to support the above GI pipe and fixing the GI stay wire service connection wire .
------------------------------------------------------------------
[5 empty] | 3.25 | Kg( 1 Rmt = 3.25 Kg )] | 40 X 40 X 6mm | 27 | Kg | 87.75
[7 empty] | M.S Angle |  |  | 0.25
-
[7 empty] | Rate Per Rmt |  |  | 88
=
[5 empty] | 79.1 |  | S&F of 1 No of 30amps Fuse Unit
------------------------------------------------
[5 empty] | 1 | No | 30 amps 500V Fuse Unit | 75 | Each | 75
[5 empty] | 1 | No | T.W.Plank 150x100x20mm | 17.75 | Each | 17.75
[5 empty] | 1 | No | Labour Charges | 65.125 | Each | 65.125
[7 empty] | Sundries |  | L.S | 3.12
--------------------
160.995
============
Labour Charges
[5 empty] | 1 | No | Wire man Gr-I | 131 | Each | 131
[5 empty] | 1 | No | Wire man Gr-II | 117 | Each | 117
[5 empty] | 3 | Nos | Helper | 91 | Each | 273
-------------------
[7 empty] | Rate for 8 nos |  |  | 521
[7 empty] | Rate for 1 nos |  |  | 65.125
[5 empty] | 23.1. ( b) | * | S/F OF BWR PLYWOOD DOOR
SHUTTER WITH VERTICALS AND
TOP RAIL AND BOTTOM RAILS
WITH 9mm THICK MARINE GRADE
BWR PLYWOOD WITH
I.O FITTINGS AS PER SCHEDULE E
-
DOOR OF SIZE 1000 X2100 MM
-
[5 empty] | 0.01153 | CUM | T.W.SCANTLING above 2M length | 65420 | CUM | 754.2926
[5 empty] | 0.0152 | CUM | T.W.SCANTLING below 2M length | 57165 | CUM | 868.908
[5 empty] | 1.2788 | SQM | Phenol bonded BWR Plywood 9mm | 381.37 | SQM | 487.696
[5 empty] | 1.845 | SQM | LABOUR CHARGE | 287 | SQM | 529.515
[5 empty] | 2 | NO. | 6"X1/2"ALU.TOWER BOLT | 30 | NO. | 60
[5 empty] | 3 | NO. | 5" ALU BUTT HINGES | 45 | NO. | 135
[5 empty] | 1 | NO. | 10"X5/8" ALU. ALDROP | 95 | NO. | 95
[5 empty] | 1 | NO. | NYLON BUSH | 8 | NO. | 8
[5 empty] | 1 | NO. | ALU.HANDLE WITH C.P.SCREWS | 30 | NO. | 30
[5 empty] | 1 | NO. | DOOR STOPPER | 25 | NO. | 25
-
[7 empty] | TOTAL FOR 1.845 SQM |  |  | 2993.4116
-
[7 empty] | RATE PER SQM |  |  | 1622.4453
=
[5 empty] | 98.1 | * | T.W.DoubleLEAF FULLY PANELLED
DOOR SHUTTER FOR DOOR OF SIZE
1500 X 2100MM
-
SHUTTER SIZE-2x0.7X2.025 =2.835M2
STYLES(OVER 2M) -2X2X2.025X0.075X0.0375=0.0228
-
RAILS(BELOW 2M)- 2X3X0.70X0.15X0.0375= 0.0236
[7 empty] | - 2X3X0.70X0.075X0.0375 =0.0118 |  |  | 0.0354
-
[7 empty] | PLANKS -2X4X0.575X0.3X0.01875= |  |  | 0.0259
[7 empty] | -2X1X0.575X0.3X0.01875= |  |  | 0.0065
-
0.0323
-
[5 empty] | 0.0228 | CUM | T.W SCANTLING ABOVE 2M LONG | 65420 | CUM | 1491.576
[5 empty] | 0.0354 | CUM | T.W SCANTLING BELOW 2M LONG | 57165 | CUM | 2023.641
[5 empty] | 0.0323 | CUM | T.W PLANKS OVER 15TO 30cm | 63870 | CUM | 2063.001
[7 empty] | WIDE&12TO25mm T.K |  |  | 0
[5 empty] | 2.835 | SQM | LABOUR FOR WROUGHT&PUTUP | 342 | SQM | 969.57
[5 empty] | 2 | NO | DOOR HANDLE WITH CP SCREWS | 30 | NO. | 60
[5 empty] | 6 | NO. | 5"BUTT HINGS | 45 | NO. | 270
[5 empty] | 4 | NO. | 6"X1/2"TOWER BOLT | 30 | NO. | 120
[5 empty] | 1 | NO. | 10"X5/8"ALDROP | 95 | NO. | 95
[5 empty] | 2 | NO. | NYLONBUSH | 8 | NO. | 16
[5 empty] | 2 | NO. | DOOR STOPPER | 25 | NO. | 50
-
[7 empty] | TOTAL FOR 2.835 SQM |  |  | 7158.788
-
[7 empty] | RATE PER SQM |  |  | 2525.1457
=
1200 X 2100MM
-
SHUTTER SIZE-1.10X2.025 =2.2275M2
STYLES(OVER 2M) -2X2X2.025X0.075X0.0375=0.0228
-
RAILS(BELOW 2M)- 2X4X0.45X0.15X0.0375= 0.020
[7 empty] | - 2X2X0.45X0.075X0.0375 =0.005 |  |  | 0.025
-
[7 empty] | PLANKS -2X4X0.425X0.28X0.01875= |  |  | 0.01785
[7 empty] | -2X1X0.425X0.28X0.01875= |  |  | 0.0145
-
0.0223
-
[5 empty] | 0.0228 | CUM | T.W SCANTLING ABOVE 2M LONG | 65420 | CUM | 1491.576
[5 empty] | 0.025 | CUM | T.W SCANTLING BELOW 2M LONG | 57165 | CUM | 1429.125
[5 empty] | 0.0223 | CUM | T.W PLANKS OVER 15TO 30cm | 63870 | CUM | 1424.301
WIDE&12TO25mm T.K
[5 empty] | 2.2275 | SQM | LABOUR FOR WROUGHT&PUTUP | 342 | SQM | 761.805
[5 empty] | 2 | NO | DOOR HANDLE WITH CP SCREWS | 30 | NO. | 60
[5 empty] | 6 | NO. | 5"BUTT HINGS | 45 | NO. | 270
[5 empty] | 4 | NO. | 6"X1/2"TOWER BOLT | 30 | NO. | 120
[5 empty] | 1 | NO. | 10"X5/8"ALDROP | 95 | NO. | 95
[5 empty] | 2 | NO. | NYLONBUSH | 8 | NO. | 16
[5 empty] | 2 | NO. | DOOR STOPPER | 25 | NO. | 50
-
[7 empty] | TOTAL FOR 2.2275 SQM |  |  | 5717.807
-
[7 empty] | RATE PER SQM |  |  | 2566.9167
=
[5 empty] | 55.2 |  | FLATBACK URINAL
-
[5 empty] | 1 | No | Flatback Urinal including all accessories | 650 | No | 650
[5 empty] | 0.5 | No | Plumber I class | 130 | No | 65
[5 empty] | 0.5 | No | Mason I Class | 150 | No | 75
[5 empty] | 0.5 | No | Mazdoor I Class | 95 | No | 47.5
-
837.5
=
[5 empty] | 44.2 | * | Providing Rain Water Harvesting
------------------------------------------------
[5 empty] | 0.47 | cum | Earth work excavation | 52.9333 | Cum | 24.8787
[5 empty] | 4.9 | Rmt | Labour charges for augering | 50.5833 | Rmt | 247.8583
[5 empty] | 0.59 | cum | HBSJ 40mm | #REF! | Cum | #REF!
[5 empty] | 0.79 | Sqm | Precasted slab | #REF! | Sqm | #REF!
[5 empty] | 0.24 | cum | Filling sand | #REF! | Cum | #REF!
Sundries
-----------------
#REF!
===========
Sub -data for 3
[5 empty] | 0.25 | No | Mason II | 135 | Each | 33.75
[5 empty] | 1 | No | Mazdoor I | 95 | Each | 95
[5 empty] | 1 |  | Tool Plants | 23 | L.S | 23
-----------------
[7 empty] | Total for 3 Rmt |  |  | 151.75
[7 empty] | Rate for 1 rmt |  |  | 50.5833
-
[5 empty] | 84 |  | 2x4 sqmm copper PVC insulated unseathed single core 1KV grade cable for EB service
-
[5 empty] | 180 | Rmt | 4 Sqmm copper PVC unsulated unsheathed single core cable | 15.6 | Rmt | 2808
[5 empty] | 4 | Kg | 7/20 GI stay wire | 37 | Kg | 148
[5 empty] | 180 | Nos | PVC reel insulator | 0.25 | Each | 45
[5 empty] | 1 | Kg | GI wire for fixing reel insulator | 37 | Kg | 37
[5 empty] | 1 | Nos | Electrical Maistry | 148 | Each | 148
[5 empty] | 2 | Nos | Wiremen Gr.I | 131 | Each | 262
[5 empty] | 2 | Nos | Wiremen Gr.II | 117 | Each | 234
[5 empty] | 3 | Nos | Helper | 91 | Each | 273
[7 empty] | Sundries for masonry work clamps bolts and nuts etc., |  |  | 5
-
[7 empty] | Total for 90 Mtrs |  |  | 3960
-
[7 empty] | Rate per Rmt |  |  | 44
=
TW double leaf shutter for ward robe / cup board
[7 empty] | - | - | -
[5 empty] | 22.5 |  | SHUTTER SIZE 1.2X2.1 =2.52M2
TW scantling(OVER 2M) -1X2X2.1X0.075X0.0375=0.0118
TW scantling(below 2M) -1X2X1.2X0.075X0.0375=0.00675
Shutter styles(vertical) -1X4X1.95X0.075X0.0375=0.02194
Shutter styles(Horizantal) -2X2X0.4X0.075X0.0375=0.0045
[7 empty] | Shutter middle rail(Horizantal) -1X2X0.4X0.15X0.0375=0.0045 |  |  | 0.0377
Shutter(OSL Board) -2X2X.85X0.4=1.36m2
Shutter area -1X1X1.05X1.95=2.05 m2
[5 empty] | 0.0118 | CUM | T.W.SCANTLING above 2M length | 65420 | CUM | 771.956
[5 empty] | 0.0377 | CUM | T.W.SCANTLING below 2M length | 57165 | CUM | 2155.1205
[5 empty] | 0.01855 | CUM | LABOUR FOR WROUGHT &PUTUP | 3035 | CUM | 56.2993
[5 empty] | 1.36 | SQM | BISON PANEL 8MMTK. OSL | 385.89 | SQM | 524.8104
[5 empty] | 2.05 | SQM | LABOUR CHARGE FOR SHUTTER | 287 | SQM | 588.35
[5 empty] | 2 | NO. | 4"X5/8"ALU.TOWER BOLT | 25 | NO. | 50
[5 empty] | 6 | NO. | 3" ALU BUTT HINGES | 25 | NO. | 150
[5 empty] | 2 | NO. | ORNAMENTAL HANDLE WITH SCREWS | 35 | NO. | 70
[5 empty] | 1 | NO. | LOCKS &KEY | 60 | NO. | 60
[5 empty] | 2.52 | SQM | VARNISH TWO COATS | 51.25 | SQM | 129.15
[7 empty] | SUNDRIES FOR NAILS,PLUGS ETC. | L.S |  | 0.28
-
[7 empty] | TOTAL FOR 2.52 SQM |  |  | 4555.9661
-
[7 empty] | RATE PER SQM |  |  | 1807.9231
=
[5 empty] | 44.4 |  | Rain water harvesting pit by augering
-
[5 empty] | 4.9 | Rmt | Augering | 49.01 | Rmt | 240.149
[5 empty] | 0.12 | CUM | Stone jelly 40mm size | #REF! | CUM | #REF!
[5 empty] | 0.18 | CUM | HBS jelly 20mm size | #REF! | CUM | #REF!
[5 empty] | 0.05 | CUM | River Sand | #REF! | CUM | #REF!
-
[7 empty] | Total for 4.90 Rmt |  |  | #REF!
-
[7 empty] | Rate for Rmt |  |  | #REF!
=
[5 empty] | 44.5 |  | Providing Rain water Harvesting pit by Earth work excavation in circular shape of 90cm dia at 60cm depth the pit is encase with well trap of 90cm dia 30cm depth 50cm thickness using RCC1:2:4 20mm HBS jelly
-
[5 empty] | 0.38 | Cum | Earth work excavation | 52.9333 | CUM | 20.1147
[5 empty] | 0.38 | Cum | 40mm HBS jelly | #REF! | CUM | #REF!
[5 empty] | 0.12 | Cum | RCC 1:2:4 for pety works | #REF! | CUM | #REF!
[5 empty] | 9.6 | Kg | RTS Steel | 28000 | MT | 268.8
-
[7 empty] | Rate for Each pit |  |  | #REF!
=
[5 empty] | 71.3 |  | Supply and fixing of 63 amphs Triple pole main Switch with fuse and netural link on a suitable well varnished teak wood board including necessary interconnection and earth connection cost of all materials etc., complete.
---------------------------------------------------------------------
[5 empty] | 1 | No | 63 Amphs Triple Pole main switch with fuse and neutral link |  | 1880 | 1880
[5 empty] | 1 | No | T.W Board of size 46 x 31 x 6 cm screws well varnished. |  | 480 | 480
[7 empty] | Sundries screw TW plugs screw wire and earth connections |  |  | 35.67
[7 empty] | Labour |  |  | 104.3333
-----------------
2500.0033
[7 empty] | Labour charges |  |  | ===========
[5 empty] | 1 | No | Wireman Gr.I | 131 | Each | 131
[5 empty] | 2 | Nos | Helpers | 91 | Each | 182
----------------
[7 empty] | Labour for 3 Nos |  |  | 313
[7 empty] | Labour for 1 no |  |  | 104.3333
[5 empty] | 79.4 |  | Supply and fixing of 3 no of 63amphs 500 volts Grade/well porceling fuse on suitable teakwood and plank/to be varnished fixed on the top of pole/EB street poles with a necessary clamps including cost of all materials etc., all complete 3 Nos. of Fuse unit EB pole
[5 empty] | 3 | Nos | 63 amphs 500 V. fuse units | 190 | Each | 570
[5 empty] | 1 | No | T.W plank 400 x 375 x 20 mm | 223.63 | Each | 223.63
[7 empty] | Labour charges |  |  | 76.5
[7 empty] | Sundries such as screws clamps etc., |  |  | 4.87
-------------------
875
============
Labour charges
[5 empty] | 1 | No | Wire men Gr.I | 131 | Each | 131
[5 empty] | 1 | No | Wire men Gr.II | 117 | Each | 117
[5 empty] | 4 | Nos | Helpers | 91 | Each | 364
------------------
[7 empty] | For 8 Nos |  |  | 612
[7 empty] | Per labour |  |  | 76.5
[5 empty] | 170 |  | Supply and fixing of 4way TPN MCB sheet with 100/63A 4pole Islotor
-
[5 empty] | 1 | No | Triple pole & Neutral 4way | 2400 | Each | 2400
[5 empty] | 1 | No | 63A / 100A 4 pole MCB Isolotor | 485 | Each | 485
[5 empty] | 4 | Nos | 32ATPN MCB | 525 | Each | 2100
[5 empty] | 4.5 | Kg | Angle Iron | 27 | Kg | 121.5
[7 empty] | Sundries 1% |  |  | 50.495
[7 empty] | Labour Charges |  |  | 298
-
5454.995
=
[5 empty] | 180 |  | Supply and fixing of Copper flats
-
[5 empty] | 0.8 | Kg | 25x3mm Copper flats | 230 | Kg | 184
[5 empty] | 3 | Nos | procelin Insulator | 20 | Each | 60
[7 empty] | Sundries 1% |  |  | 3.6
[7 empty] | Labour Charges |  |  | 32.4
-
280
=
[5 empty] | 184 |  | Supply and fixing of 4'40W twin decorative mirror optics with bulb
-
[5 empty] | 1 | No | 4'40w twin decorative | 1860 | Each | 1860
[5 empty] | 2 | No | 4'40w F.tube | 46 | Each | 92
[5 empty] | 1.5 | Rmt | 19mm dia conduit pipe | 31 | Rmt | 46.5
[5 empty] | 2 | No | T.W round blocks | 6 | Each | 12
[5 empty] | 2 | No | Ball & Socket | 12 | Each | 24
[5 empty] | 2 | Rmt | connecting lead | 7.8 | Rmt | 15.6
[5 empty] | 0.1 | No | Wire men Gr.I | 636 | Each | 63.6
[5 empty] | 0.2 | No | Wire men Gr.II | 633 | Each | 126.6
[5 empty] | 0.3 | No | Helper | 497 | Each | 149.1
[7 empty] | Sundries 1% |  |  | 23.264
-
2412.664
=
[5 empty] | 53.4 |  | CI MANHOLE COVER 60 CMX60 CMX50KG |  | Each | 957
[5 empty] | 383 |  | S/ F of Cuddapah Sink of Size 600x600x200 mm with 32 mm G.I waste pipe and 32 mm C.P waste coupling |  | Each | 600
[5 empty] | 344.2 |  | S/ F of Wash basin mirror Size 600x 450 mm |  | Each | 300
[5 empty] | 344.1 |  | S/ F of Wash basin mirror Size 500x 400 mm |  | Each | 260
384
[7 empty] | S/ F of Flushing Tank with all fittings 10 litres Capacity |  | Each | 650
[5 empty] | 385 |  | Supply and fixing of Cloth drying arrangements
-----------------------------------------------------------------
[5 empty] | 4 | Rmt | 32mm dia G.I Pipe | 110 | Rmt | 440
[5 empty] | 2.52 | Kg | M.S. angle(35x35x4 mm) | 30 | Kg | 75.6
[5 empty] | 1.13 | Kg | Squre Rod ( 2x.5x1.13 Kg/m ) | 30 | Kg | 33.9
[5 empty] | 0.35 | Kg | Cost of Clamp 10mm | 30 | Kg | 10.5
[5 empty] | 4 | Kg | Labour Charges for welding | 12.25 | Kg | 49
[5 empty] | 6 | Nos | Cost of fixed hooks | 1 | Nos | 6
[5 empty] | 0.5 | Nos | Mazdoor I | 95 | Each | 47.5
[5 empty] | 0.5 | Nos | Mazdoor II | 85 | Each | 42.5
------------------
[7 empty] | Rate for 2 Nos |  |  | 705
-----------------
[7 empty] | Rate for 1 No |  |  | 352.5
===========
[5 empty] | 112.1 |  | Exhaust Fan 9" Swep ( 225 mm )
----------------------------------------------
[5 empty] | 1 | No | Exhaust Fan 9" Swep ( 225 mm ) | 1059 | Each | 1059
[5 empty] | 1 | No | Provision of hole in the wall and making good of the wall | 95 | Each | 95
[5 empty] | L.S |  | Clamp fixing by coche screws bolts and nuts including connections |  | L.S | 16.64
[7 empty] | Add 1% sundries |  |  | 10.11
[7 empty] | Labour Charges for fixing |  | Each | 78.25
--------------------
1259
=============
Labour Charges
[5 empty] | 1 | No | Electrical Wire man Gr.I | 131 | Each | 131
[5 empty] | 2 | Nos | Helper | 91 | Each | 182
--------------------
[7 empty] | Rate for 4 Nos |  |  | 313
[7 empty] | Rate for 1 Nos |  |  | 78.25
[5 empty] | 70.5 |  | Tube light fitting with Electronic Ballast ( Patti type )
-
[5 empty] | 1 | No | Tube light fitting ordinary patti type with electronic ballast ( local quatation obtained from crompton Greaves, ( Ref no: YS/Lg-VPK-TNPH2 dt:04.02.2005)] | 322 | Each | 322
[5 empty] | 1 | No | Slim tube light 4ft.36Watts | 37 | Each | 37
[5 empty] | 2 | No | Teak wood round block of 75mm | 600 | 100 Nos | 12
[5 empty] | 2 | No | 0.5Sqmm Copper twin core flex wire | 914.1 | 100Mts | 18.282
[7 empty] | Labour Charges assembling and fixing | 49.25 | L.S | 49.25
[7 empty] | Sundries such as screws and nails etc., |  | L.S | 1.84
-
[7 empty] | Total |  |  | 440.372
=
Labour charges for 16 nos
[5 empty] | 1 | No | Wiremen Gr.I | 160 | Each | 160
[5 empty] | 2 | No | Wiremen Gr.II | 149 | Each | 298
[5 empty] | 3 | No | Helper | 110 | Each | 330
-
[7 empty] | Rate for 16 no |  |  | 788
[7 empty] | Rate for 1 no |  |  | 49.25
-
Tamil Nadu Police Housing Corporation
TNHB ELECTRICAL DATA FOR COASTAL AREA ONLY
Part - A
[7 empty] | DATA - 1 | [6 empty] | FAN POINT FOR ADMINISTRATIVE BLOCKS AND COMMUNITY CENTRE
WIRING IN CONCEALED PVC PIPE
Light point with ceiling rose for flats/ houses
[7 empty] | Wirng with 1.5 sqmm copper PVC insulated unsheathed single core 1.1 KV grade cable with continuous earth by means of 1.5 sqmm copper PVC insulated unsheathed single core 1.1 KV grade cable confirming to IS 694 / 1980 with ISI mark in fully concealed PVC rigid conduit pipe heavy duty with ISI mark with suitable size MS box of 16g thick concealed and covered with 3mm thick laminated hylem sheet for LIGHT POINT WITH CEILING ROSE controlled by 5 amps flush type switch including citcuit mains, cost of all materials, specials, etc., all complete, | [6 empty] | Wirng with 1.5 sqmm copper PVC insulated unsheathed single core 1.1 KV grade cable with continuous earth by means of 1.5 sqmm copper PVC insulated unsheathed single core 1.1 KV grade cable confirming to IS 694 / 1980 with ISI mark in PVC rigid conduit pipe heavy duty with ISI mark with suitable size MS box of 16g thick concealed and covered with 3mm thick laminated hylem sheet for FAN POINT FOR ADMINISTRATIVE BLOCKS AND COMMUNITY CENTRE controlled by 5 amps flush type switch including citcuit mains, cost of all materials, specials, etc., all complete,(Open wiring)
[5 empty] | 90 | Rmt | 1.5 sqmm copper PVC insulated unsheathed single core cable (P-79 it-2/b) | 13.5 | Rmt | 1215
[5 empty] | 45 | Rmt | PVC rigid conduit pipe 19 mm / 20mm heavy duty with ISI mark p-82 part -I IX-1 b | 17.1 | 1 Rmt | 769.5
[5 empty] | 20 | No | 19 mm PVC rigid bends - p-82 part -I IX-2b | 2.7 | No | 54
[5 empty] | 10 | No | 19 mm PVC rigid tees (p-83 4b, 16.7/12=1.39) | 1.14 | No | 11.4 |  | 90 | Rmt | 1.5 sqmm copper PVC insulated unsheathed single core cable | 13.5 | Rmt | 1215
[5 empty] | 1 | No | 6" PVC Electrical Box (150mm) | 58 | No | 58 |  | 45 | Rmt | PVC rigid conduit pipe 19 mm / 20mm heavy duty with ISI mark | 17.1 | 1 Rmt | 769.5
[12 empty] | 75 | No | 19 mm PVC saddles / p 72 | 3.85 | Dozen | 24.0625
[5 empty] | 0.015 | Sqm | Hylem sheet 3 mm thick with lamination p-83 it-7a part-I | 563 | Sqm | 8.445 |  | 12 | No | 19 mm PVC rigid bends | 2.7 | No | 32.4
[5 empty] | 10 | No | 5 amps flush type switch p-72, Part-C,1 a ( 207/12=17.25) | 15.89 | No | 158.9 |  | 6 | No | 19 mm PVC rigid tees | 1.14 | No | 6.84
[5 empty] | 10 | No | Ceiling rose p-70 it-23 | 13.6 | No | 136 |  | 150 | Nos | Teakwood plugs | 287 | 1000 | 43.05
[5 empty] | 10 | No | 19 mm PVC junction box ( p-83,6-b( 44.8/12=3.73) | 36.8 | No | 368 |  | 7 | Nos | PVC JUNCTION BOX 19 mm | 36.8 | No | 257.6
[5 empty] | 1.25 | Bag | Cement | 290 | Bag | 362.5 |  | 6 | No | Ceiling rose | 13.6 | Each | 81.6
[5 empty] | 10 | No | 6" PVC Electrical Box (150mm) | 58 | No | 580 |  | 6 | No | 5 amps switch (flush type) | 175.24 | Dozen | 87.62
[5 empty] | 0.15 | Sqm | Hylem sheet 3 mm thick with lamination p-83 it-7a part-I | 563 | Sqm | 84.45 |  | 1 | Gross | Brass screws 40mmX6 | 84.1 | Gross | 84.1
[5 empty] | 45 | Rmt | 1.5 sqmm copper PVC insulated unsheathed single core cable for continuous earth connection (P-79 it-2/b) | 13.5 | 90 Rmt | 607.5 |  | 6 | Nos | MS box 12"X8" mm(5 sided) covered with 3mm thick Hylem sheet | 168.95 | Bag | 1013.7
[5 empty] | LS |  | Labour charges |  | LS | 9313 |  | 0.16667 | bag | Cement | 290 | bag | 48.3333
[5 empty] | LS |  | Sundries |  | LS | 40.6 |  | 45 | m | 1.5 sqmm copper PVC insulated unsheathed single core cable for continuous earth connection | 13.5 | Sqm | 607.5
[7 empty] | Total for 10 Points |  |  | 13767.295 |  | 6 | Points | Labour charges | 981.5 | Points | 5889
[7 empty] | Rate for 1 Point |  |  | 1376.7295 | 1376.7295 |  | Ls | Sundries for screws etc., |  |  | 20.47
[7 empty] | Labour Charges for wirnig in PVC pipe concealed |  |  |  | -12390.5655 |  |  | Total for 6 Points |  |  | 10180.7758
[14 empty] | Rate for 1 Point |  |  | 1696.796 |  | 8292
[7 empty] | Sub - data | [11 empty] | -1888.7758
[5 empty] | 1 | No | Maistry | 730 | No | 730 |  |  | Labour Charges for wirnig in PVC pipe concealed
[5 empty] | 2 | No | Wiremen Grade - I | 636 | No | 1272
[5 empty] | 3 | No | Wiremen Grade - II | 633 | No | 1899 |  |  | Sub - data
[5 empty] | 4 | No | Helper | 497 | No | 1988
[7 empty] | For Concreting work | 0 |  |  |  | 1 | No | Maistry | 730 | No | 730
[5 empty] | 2 | No | Mason IInd class | 718 | No | 1436 |  | 2 | No | Wiremen Grade - I | 636 | No | 1272
[5 empty] | 4 | No | Helpers | 497 | No | 1988 |  | 3 | No | Wiremen Grade - II | 633 | No | 1899
[10 empty] | 9313 |  | 4 | No | Helper | 497 | No | 1988
[7 empty] | DATA - 2 | [6 empty] | LIGHT POINT WITH CEILING ROSE FOR ADMINISTRATIVE BLOCKS AND COMMUNITY CENTRE Open wiring |  |  | 5889
Light point with bakelite batern type holder for flats/ houses
[16 empty] | 1175/6= | 981.5
[7 empty] | Wirng with 1.5 sqmm copper PVC insulated unsheathed single core 1.1 KV grade cable with continuous earth by means of 1.5 sqmm copper PVC insulated unsheathed single core 1.1 KV grade cable confirming to IS 694 / 1980 with ISI mark in fully concealed PVC rigid conduit pipe heavy duty with ISI mark with suitable size MS box of 16g thick concealed and covered with 3mm thick laminated hylem sheet for LIGHT POINT WITH BAKELITE BATTERN TYPE HOLDER FOR FLATS/ HOUSES controlled by 5 amps flush type switch including citcuit mains, cost of all materials, specials, etc., all complete, | [6 empty] | Wirng with 1.5 sqmm copper PVC insulated unsheathed single core 1.1 KV grade cable with continuous earth by means of 1.5 sqmm copper PVC insulated unsheathed single core 1.1 KV grade cable confirming to IS 694 / 1980 with ISI mark in PVC rigid conduit pipe heavy duty with ISI mark with suitable size MS box of 16g thick concealed and covered with 3mm thick laminated hylem sheet for LIGHT POINT WITH CEILING ROSE FOR ADMINISTRATIVE BLOCKS AND COMMUNITYCENTRE controlled by 5 amps flush type switch including citcuit mains, cost of all materials, specials, etc., all complete,
[7 empty] | Total for Data 1 excluding sundries |  |  | 13726.695 |  | 90 | Rmt | 1.5 sqmm copper PVC insulated unsheathed single core cable | 13.5 | Rmt | 1215
[7 empty] | Deduct cost of ceiling rose 10 Nos |  |  | 136 |  | 45 | Rmt | PVC rigid conduit pipe 19 mm / 20mm heavy duty with ISI mark | 17.1 | 1 Rmt | 769.5
[7 empty] | Add cost of Bakelite battern type holders 10 Nos @ Rs 20.20 / Each |  |  | 163.5 |  | 75 | No | 19 mm PVC saddles | 3.85 | Dozen | 24.0625
[7 empty] | Sundries |  |  | 43.1 |  | 12 | No | 19 mm PVC rigid bends | 2.7 | No | 32.4
[7 empty] | Total for 10 points |  |  | 13797.295 |  | 6 | No | 19 mm PVC rigid tees | 1.14 | No | 6.84
[7 empty] | Rate for 1 points |  |  | 1379.7295 | 10780 | 150 | Nos | Teakwood plugs | 287 | 1000 | 43.05
[11 empty] | -3017.295 | 7 | Nos | PVC JUNCTION BOX 19 mm | 36.8 | No | 257.6
[7 empty] | DATA - 3 |  |  |  |  | 6 | No | Ceiling rose | 13.6 | Each | 81.6
[7 empty] | POINT WIRING FOR CALLING BELL / BUZZER WITH PUSH SWITCH FOR ALL TYPE OF BUILDING |  |  |  |  | 6 | No | 5 amps switch (flush type) | 175.24 | Dozen | 87.62
[12 empty] | 1 | Gross | Brass screws 40mmX6 | 84.1 | Gross | 84.1
[7 empty] | Wirng with 1.5 sqmm copper PVC insulated unsheathed single core 1.1 KV grade cable with continuous earth by means of 1.5 sqmm copper PVC insulated unsheathed single core 1.1 KV grade cable confirming to IS 694 / 1980 with ISI mark in fully concealed PVC rigid conduit pipe heavy duty with ISI mark with suitable size MS box of 16g thick concealed and covered with 3mm thick laminated hylem sheet for POINT WIRING WITH CALLING BELL/BUZZER WITH PUSH TYPE SWITCH FOR ALL TYPE OF BUILDINGS including citcuit mains, cost of all materials, specials, etc., all complete, |  |  |  |  | 6 | Nos | MS box 4"X4" mm(5 sided) covered with 3mm thick Hylem sheet | 42.25 | Bag | 253.5
[7 empty] | Total of Data 1 excluding sundries |  |  | 13726.695 |  | 0.16667 | bag | Cement | 290 | bag | 48.3333
[7 empty] | Deduct cost of 10 Nos ceiling rose |  |  | 136
[7 empty] | Deduct cost of 10 Nos 19 mm PVC junction box |  |  | 368 |  | 6 | Points | Labour charges | 981.5 | Points | 5889
[7 empty] | Deduct 10 Nos 5 A switch |  |  | 158.9 |  |  | Ls | Sundries for screws etc., |  |  | 13.68
[7 empty] | Add the cost of 10 Nos Buzer/Bell @ 50.40/Each |  |  | 409
[7 empty] | Add the cost of 10 nos 5A type push switch @ Rs 9.00/ Each |  |  | 90 |  |  |  | Total for 6 Points |  |  | 8806.2858
[7 empty] | Add the cost of 10 nos 15 x 10 x 7.5 cm TW box @ Rs 20.10/Each |  |  | 165 |  |  |  | Rate for 1 Point |  |  | 1467.7143 | 7194
[7 empty] | Sundries |  |  | 32.2 | [7 empty] | -1612.2858
[7 empty] | Total for 10 points |  |  | 13759.995
[7 empty] | Rate for 1 point |  |  | 1375.9995 | 11070
-2689.995
DATA - 4
FAN POINT
Wirng with 1.5 sqmm copper PVC insulated unsheathed single core 1.1 KV grade cable with continuous earth by means of 1.5 sqmm copper PVC insulated unsheathed single core 1.1 KV grade cable confirming to IS 694 / 1980 with ISI mark in fully concealed PVC rigid conduit pipe heavy duty with ISI mark with suitable size MS box of 16g thick concealed and covered with 3mm thick laminated hylem sheet for FAN POINT controlled by 5 amps flush type switch including citcuit mains, cost of all materials, specials, etc., all complete,
[5 empty] | 90 | Rmt | 1.5 sqmm copper PVC insulated unsheathed single core cable (P-79 it-2/b) | 13.5 | 90 Rmt | 1215
[5 empty] | 45 | Rmt | PVC rigid conduit pipe 19 mm / 20mm heavy duty with ISI mark p-82 part -I IX-1 b | 17.1 | Rmt | 769.5
[5 empty] | 20 | No | 19 mm PVC rigid bends - p-82 part -I IX-2b | 2.7 | No | 54
[5 empty] | 10 | No | 19 mm PVC rigid tees (p-83 4b, 16.7/12=1.39) | 1.14 | No | 11.4
[5 empty] | 10 | No | 19 mm PVC junction box ( p-83,6-b( 44.8/12=3.73) | 36.8 | No | 368
[5 empty] | 10 | No | Ceiling rose p-70 it-23 | 13.6 | No | 136
[5 empty] | 10 | No | 5 amps flush type switch p-72, Part-C,1 a ( 207/12=17.25) | 15.89 | No | 158.9
[5 empty] | 10 | No | 12" PVC Electrical Box (300mm) | 85 | No | 850
[5 empty] | 0.6 | Sqm | 3 mm thick laminated Hylem sheet | 563 | Sqm | 337.8
[5 empty] | 1 | No | 6" PVC Electrical Box (150mm) | 58 | No | 58
[5 empty] | 0.015 | Sqm | Hylem sheet 3 mm thick with lamination p-83 it-7a part-I | 563 | Sqm | 8.445
[5 empty] | 1.25 | Bag | Cement | 290 | Bag | 362.5
[5 empty] | 45 | Rmt | 1.5 sqmm copper PVC insulated unsheathed single core cable for continuous earth connection (P-79 it-2/b) | 13.5 | 90 Rmt | 607.5
[5 empty] | LS |  | Labour charges |  |  | 9313
[5 empty] | LS |  | Sundries |  |  | 27.25
[7 empty] | Total for 10 points |  |  | 14277.295
[7 empty] | Rate for 1 point |  |  | 1427.7295 | 3027.295
MS box 300 x 200 x 75 mm
[7 empty] | 200x150x75 mm=90 | 90
[7 empty] | A 200x150x75 mm=0.0825 | 0.0825
[7 empty] | A 300x200x75 mm=0.135m2 | 0.135 |  | 147.2727
-11250
DATA - 5
STAIRCASE LIGHT POINT
Wirng with 1.5 sqmm copper PVC insulated unsheathed single core 1.1 KV grade cable with continuous earth by means of 1.5 sqmm copper PVC insulated unsheathed single core 1.1 KV grade cable confirming to IS 694 / 1980 with ISI mark in fully concealed PVC rigid conduit pipe heavy duty with ISI mark with suitable size MS box of 16g thick concealed and covered with 3mm thick laminated hylem sheet for STAIRCASE LIGHT POINT controlled by 5 amps flush type switch including citcuit mains, cost of all materials, specials, etc., all complete,
[5 empty] | 90 | Rmt | 1.5 sqmm copper PVC insulated unsheathed single core cable (P-79 it-2/b) | 13.5 | Rmt | 1215
[5 empty] | 30 | Rmt | PVC rigid conduit pipe 19 mm / 20mm heavy duty with ISI mark p-82 part -I IX-1 b | 17.1 | Rmt | 513
[5 empty] | 10 | No | 19 mm PVC rigid bends - p-82 part -I IX-2b | 2.7 | No | 27
[5 empty] | 5 | No | 19 mm PVC rigid tees (p-83 4b, 16.7/12=1.39) | 1.14 | No | 5.7
[5 empty] | 10 | No | 5 A flush type two way switches ( Staircase switch ) p-72 | 19.75 | No | 197.5 |  | 21.0833
[5 empty] | 5 | No | Ceiling rose p-70 it-23 | 13.6 | No | 68
[5 empty] | 5 | No | 19 mm PVC junction box ( p-83,6-b( 44.8/12=3.73) | 36.8 | No | 184
[5 empty] | 6 | No | 6" PVC Electrical Box (150mm) | 58 | No | 348
[5 empty] | 0.09 | Sqm | Hylem sheet 3 mm thick with lamination p-83 it-7a part-I | 563 | Sqm | 50.67
[5 empty] | 1.25 | Bag | Cement | 290 | Bag | 362.5
[5 empty] | 30 | Rmt | 1.5 sqmm copper PVC insulated unsheathed single core cable for continuous earth connection (P-79 it-2/b) | 13.5 | 90 Rmt | 405
[7 empty] | Labour charges |  |  | 9313
[7 empty] | Sundries |  |  | 24.28
[7 empty] | Total for 5 points |  |  | 12713.65
[7 empty] | Rate for 1 point |  |  | 2542.73 | 9915
-2798.65
DATA - 6
5 AMPS 5 PIN PLUG SOCKET POINT AT CONVENIENT PLACES
Wirng with 1.5 sqmm copper PVC insulated unsheathed single core 1.1 KV grade cable with continuous earth by means of 1.5 sqmm copper PVC insulated unsheathed single core 1.1 KV grade cable confirming to IS 694 / 1980 with ISI mark in fully concealed PVC rigid conduit pipe heavy duty with ISI mark with suitable size MS box of 16g thick concealed and covered with 3mm thick laminated hylem sheet for 5 amps 5 pin PLUG SOCKET POINT AT CONVENIENT PLACES including citcuit mains, cost of all materials, specials, etc., all complete,
[5 empty] | 90 | Rmt | 1.5 sqmm copper PVC insulated unsheathed single core cable | 13.5 | 90 Rmt | 1215
[5 empty] | 45 | Rmt | PVC rigid conduit pipe 19 mm / 20mm heavy duty with ISI mark | 17.1 | Rmt | 769.5
[5 empty] | 20 | No | 19 mm PVC rigid bends | 2.7 | Dozen | 54
[5 empty] | 10 | No | 19 mm PVC rigid tees | 1.14 | Dozen | 11.4
[5 empty] | 1 | No | 6" PVC Electrical Box (150mm) | 58 | No | 58
[5 empty] | 0.015 | Sqm | 3 mm thick laminated Hylem sheet | 563 | Sqm | 8.445
[5 empty] | 15 | No | 5 A 5 pin non - inter locking switch and plug ( flush type ) part - c (I a) + part - d (I a)( Rs. 207/12 + 28.20) | 39.59 | No | 593.85 | 415 | 34.5833 | 2.8819
[5 empty] | 15 | No | 6" PVC Electrical Box (150mm) | 58 | No | 870
[5 empty] | 0.225 | Sqm | Hylem sheet 3 mm thick with lamination p-83 it-7a part-I | 563 | SQqm | 126.675
[5 empty] | 1.25 | Bag | Cement | 290 | Bag | 362.5
[5 empty] | 45 | Sqm | 1.5 sqmm copper PVC insulated unsheathed single core cable for continuous earth connection (P-79 it-2/b) | 13.5 | 90 Rmt | 607.5
[7 empty] | Labour charges |  |  | 9313
[7 empty] | Sundries |  |  | 65.12
[7 empty] | Total for 15 points |  |  | 14054.99
[7 empty] | Rate for 1 point |  |  | 936.9993 | 11370 | -90.9993 | -1364.99 | -1295.86
2684.99
DATA - 7
5 AMPS 5 PIN PLUG SOCKET POINT AT SWITCH BOARD ITSELF
Wirng with 1.5 sqmm copper PVC insulated unsheathed single core 1.1 KV grade cable with continuous earth by means of 1.5 sqmm copper PVC insulated unsheathed single core 1.1 KV grade cable confirming to IS 694 / 1980 with ISI mark in fully concealed PVC rigid conduit pipe heavy duty with ISI mark with suitable size MS box of 16g thick concealed and covered with 3mm thick laminated hylem sheet for 5 amps 5 pin PLUG SOCKET POINT AT SWITCH BOARD ITSELF including citcuit mains, cost of all materials, specials, etc., all complete,
[5 empty] | 5 | Rmt | 1.5 sqmm copper PVC insulated unsheathed single core cable | 13.5 | 1 Rmt | 67.5
[5 empty] | 2.5 | Rmt | PVC rigid conduit pipe 19 mm / 20mm heavy duty with ISI mark | 17.1 | Rmt | 42.75
[5 empty] | 1 | No | 5 A 5 pin non - inter locking switch and plug ( flush type ) part - c (I a) + part - d (I a)( Rs. 207/12 + 28.20) p-72+77 | 39.59 | No | 39.59
[7 empty] | Labour charges |  |  | 517.39
[7 empty] | Sundries |  |  | 20.77
[7 empty] | Rate for 1 point |  |  | 688 | -148
DATA - 8
15 AMPS POWER PLUG
Supplying and fixing of 15 Amps 3 pin flush type plug socket on suitable MS box of 16g thick concealed and covered with 3 mm thick laminated hylem sheet inclusive of all materials, etc., all complete.
[5 empty] | 1 | No | 15 Amps 3 pin flush type plug socket | 53.5 | No | 53.5
[5 empty] | 1 | No | 6" PVC Electrical Box (150mm) | 58 | No | 58
[5 empty] | 0.015 | Sqm | 3 mm thick laminated hulem sheet | 563 | Sqm | 8.445
[5 empty] | LS |  | Labour charges and sundries such as cement, screws etc., |  |  | 12.05
[7 empty] | Rate for Each |  |  | 131.995 | 0.995
DATA - 9
LIGHT POINT WITH CEILING ROSE FOR ADMINISTRATIVE BLOCKS AND COMMUNITY CENTRE
Wirng with 1.5 sqmm copper PVC insulated unsheathed single core 1.1 KV grade cable with continuous earth by means of 1.5 sqmm copper PVC insulated unsheathed single core 1.1 KV grade cable confirming to IS 694 / 1980 with ISI mark in fully concealed PVC rigid conduit pipe heavy duty with ISI mark with suitable size MS box of 16g thick concealed and covered with 3mm thick laminated hylem sheet for LIGHT POINT WITH CEILING ROSE FOR ADMINISTRATIVE BLOCKS AND COMMUNITYCENTRE controlled by 5 amps flush type switch including citcuit mains, cost of all materials, specials, etc., all complete,
[5 empty] | 90 | Rmt | 1.5 sqmm copper PVC insulated unsheathed single core cable | 13.5 | Rmt | 1215
[5 empty] | 45 | Rmt | PVC rigid conduit pipe 19 mm / 20mm heavy duty with ISI mark | 17.1 | 1 Rmt | 769.5
[5 empty] | 12 | No | 19 mm PVC rigid bends | 2.7 | No | 32.4
[5 empty] | 6 | No | 19 mm PVC rigid tees | 1.14 | No | 6.84
[5 empty] | 1 | No | 6" PVC Electrical Box (150mm) | 58 | No | 58
[5 empty] | 0.015 | Sqm | Hylem sheet 3 mm thick with lamination | 563 | Sqm | 8.445
[5 empty] | 6 | No | 5 amps flush type switch | 15.89 | Dozen | 95.34
[5 empty] | 6 | No | Ceiling rose | 13.6 | No | 81.6
[5 empty] | 6 | No | 19 mm PVC junction box | 36.8 | No | 220.8
[5 empty] | 1.25 | Bag | Cement | 290 | Bag | 362.5
[5 empty] | 6 | No | 6" PVC Electrical Box (150mm) | 58 | No | 348
[5 empty] | 0.09 | Sqm | 3 mm thick laminated Hylem sheet | 563 | Sqm | 50.67
[5 empty] | 45 |  | 1.5 sqmm copper PVC insulated unsheathed single core cable for continuous earth connection | 13.5 | 90 Rmt | 607.5
[7 empty] | Labour charges |  | LS | 9313
[7 empty] | Sundries |  | LS | 47.78
[7 empty] | Total for 6 Points |  |  | 13217.375
[7 empty] | Rate for 1 Point |  |  | 2202.8958 | 10344
-2873.375
DATA - 10
LIGHT POINT WITH BAKELITE BATTERN TYPE HOLDER FOR ADMINISTRATIVE BLOCKS AND COMMUNITY CENTRE
Wirng with 1.5 sqmm copper PVC insulated unsheathed single core 1.1 KV grade cable with continuous earth by means of 1.5 sqmm copper PVC insulated unsheathed single core 1.1 KV grade cable confirming to IS 694 / 1980 with ISI mark in fully concealed PVC rigid conduit pipe heavy duty with ISI mark with suitable size MS box of 16g thick concealed and covered with 3mm thick laminated hylem sheet for LIGHT POINT WITH BAKELITE BATTERN TYPE HOLDER FOR ADMINISTRATIVE BLOCKS AND COMMUNITYCENTRE controlled by 5 amps flush type switch including citcuit mains, cost of all materials, specials, etc., all complete,
[7 empty] | Total of Data 9 excluding sundries |  |  | 13169.595
[7 empty] | Deduct cost of ceiling rose 6 nos |  |  | 81.6
[7 empty] | Add cost of Bakelite battern type holders 6 nos @ 15.80/Each9 (New item 22-p-77) |  |  | 94.8
[7 empty] | Sundries |  |  | 43.88
[7 empty] | Total for 6 points |  |  | 13226.675
[7 empty] | For 1 points |  |  | 2204.4458 |  | 10356 | -2870.675
-2870.675
DATA - 11
FAN POINT FOR ADMINISTRATIVE BLOCKS AND COMMUNITY CENTRE
Wirng with 1.5 sqmm copper PVC insulated unsheathed single core 1.1 KV grade cable with continuous earth by means of 1.5 sqmm copper PVC insulated unsheathed single core 1.1 KV grade cable confirming to IS 694 / 1980 with ISI mark in fully concealed PVC rigid conduit pipe heavy duty with ISI mark with suitable size MS box of 16g thick concealed and covered with 3mm thick laminated hylem sheet for FAN POINT FOR ADMINISTRATIVE BLOCKS AND COMMUNITY CENTRE controlled by 5 amps flush type switch including citcuit mains, cost of all materials, specials, etc., all complete,
[5 empty] | 90 | Rmt | 1.5 sqmm copper PVC insulated unsheathed single core cable | 13.5 | Rmt | 1215
[5 empty] | 45 | Rmt | PVC rigid conduit pipe 19 mm / 20mm heavy duty with ISI mark | 17.1 | Rmt | 769.5
[5 empty] | 12 | No | 19 mm PVC rigid bends | 2.7 | No | 32.4
[5 empty] | 6 | No | 19 mm PVC rigid tees | 1.14 | No | 6.84
[5 empty] | 6 | No | PVC junction box 19 mm | 36.8 | No | 220.8
[5 empty] | 6 | No | Ceiling rose | 13.6 | No | 81.6
[5 empty] | 6 | No | 5 amps flush type switch | 15.89 | Dozen | 95.34
[5 empty] | 6 | No | 12" PVC Electrical Box (300mm) | 85 | No | 510
[5 empty] | 0.36 | Sqm | 3 mm thick laminated Hylem sheet | 563 | Sqm | 202.68
[5 empty] | 1 | No | 6" PVC Electrical Box (150mm) | 58 | No | 58
[5 empty] | 0.015 | Sqm | Hylem sheet 3 mm thick with lamination p-83 it-7a part-I | 563 | Sqm | 8.445
[5 empty] | 1.25 | Bag | Cement | 290 | Bag | 362.5
[5 empty] | 45 | Rmt | 1.5 sqmm copper PVC insulated unsheathed single core cable for continuous earth connection (P-79 it-2/b) | 13.5 | Rmt | 607.5
[7 empty] | Labour charges |  |  | 9313
[7 empty] | Sundries |  |  | 40.79
[7 empty] | Total for 6 points |  |  | 13524.395
[7 empty] | Rate for 1 point |  |  | 2254.0658 | 10644
-2880.395
DATA - 12 a
STAIRCASE LIGHT POINT FOR ADMINISTRATIVE BLOCKS AND COMMUNITY CENTRE
Wirng with 1.5 sqmm copper PVC insulated unsheathed single core 1.1 KV grade cable with continuous earth by means of 1.5 sqmm copper PVC insulated unsheathed single core 1.1 KV grade cable confirming to IS 694 / 1980 with ISI mark in fully concealed PVC rigid conduit pipe heavy duty with ISI mark with suitable size MS box of 16g thick concealed and covered with 3mm thick laminated hylem sheet for STAIRCASE LIGHT POINT FOR ADMINISTRATIVE BLOCKS AND COMMUNITY CENTRE controlled by 5 amps flush type switch including citcuit mains, cost of all materials, specials, etc., all complete,
[5 empty] | 90 | Rmt | 1.5 sqmm copper PVC insulated unsheathed single core cable | 13.5 | Rmt | 1215
[5 empty] | 30 | Rmt | PVC rigid conduit pipe 19 mm / 20mm heavy duty with ISI mark | 17.1 | Rmt | 513
[5 empty] | 6 | No | 19 mm PVC rigid bends | 2.7 | No | 16.2
[5 empty] | 3 | No | 19 mm PVC rigid tees | 1.14 | No | 3.42
[5 empty] | 6 | No | 5 A flush type two way switches ( Staircase switch ) | 19.75 | No | 118.5
[5 empty] | 3 | No | Ceiling rose | 13.6 | No | 40.8
[5 empty] | 3 | No | 19 mm PVC junction box | 36.8 | No | 110.4
[5 empty] | 3 | No | 6" PVC Electrical Box (150mm) | 58 | No | 174
[5 empty] | 0.054 | Sqm | Hylem sheet 3 mm thick with lamination p-83 it-7a part-I | 563 | Sqm | 30.402
[5 empty] | 1.25 | Bag | Cement | 290 | Bag | 362.5
[5 empty] | 30 | Rmt | 1.5 sqmm copper PVC insulated unsheathed single core cable for continuous earth connection (P-79 it-2/b) | 13.5 | Rmt | 405
[7 empty] | Labour charges |  |  | 9313
[7 empty] | Sundries |  |  | 22.26
[7 empty] | Total for 3 points |  |  | 12324.482
[7 empty] | Rate for 1 point |  |  | 4108.1607 | 9588
-2736.482
Part - B
[7 empty] | DATA - 12 | [6 empty] | DATA - 14
[7 empty] | 2 X1.5 Sqmm in fully concealed PVC conduit | [6 empty] | 2 X 6 Sq mm in fully concealed PVC conduit
[7 empty] | Run off mains with 2 wires of 1.5 Sqmm copper PVC insulated unsheathed single core 1.1KV cable wire contuinuous earth by means of 1.5 Sqmm copper PVC insulated unsheathed single core 1.1 KV grade cable in fully concealed 19 mm / 20 mm dia rigid PVC conduit pipe heavy duty with ISI mark including cost of all materials, specials, etc., all complete. | [6 empty] | Run off mains with 2 wires of 4 Sqmm copper PVC insulated unsheathed single core 1.1KV cable wire contuinuous earth by means of 2.5 Sqmm copper PVC insulated unsheathed single core 1.1 KV grade cable in fully concealed 19 mm / 20 mm dia rigid PVC conduit pipe heavy duty with ISI mark including cost of all materials, specials, etc., all complete.
[12 empty] | 180 | Rmt | 6 sqmm copper PVC insulated unsheathed single core cable | 53.75 | Rmt | 9675
[5 empty] | 180 | Rmt | 1.5 sqmm copper PVC insulated unsheathed single core cable | 13.5 | Rmt | 2430 |  | 90 | Rmt | PVC rigid conduit pipe 19 mm / 20mm heavy duty with ISI mark | 17.1 | Rmt | 1539
[5 empty] | 90 | Rmt | PVC rigid conduit pipe 19 mm / 20mm heavy duty with ISI mark | 17.1 | Rmt | 1539 |  | 3 | Bag | Cement | 290 | Bag | 870
[5 empty] | 3 | Bag | Cement | 290 | Bag | 870 |  | 90 | Rmt | 2.5 sqmm copper PVC insulated unsheathed single core cable for continuous earth connection | 20.3 | Rmt | 1827
[5 empty] | 90 | Rmt | 1.5 sqmm copper PVC insulated unsheathed single core cable for continuous earth connection | 13.5 | Rmt | 1215 |  |  |  | Labour charges |  |  | 9313
[7 empty] | Labour charges |  |  | 9313 |  |  |  | Sundries |  |  | 24
[10 empty] | 15367 |  |  |  | Total for 90 Metres |  |  | 23248
[7 empty] | Sundries |  |  | 29.4 |  |  |  | Rate for 1 Rmt |  |  | 258.3111
[7 empty] | Total for 90 Metres |  |  | 15396.4
[7 empty] | Rate for 1 Rmt |  |  | 171.0711 | 11790
3606.4
DATA - 13
2 X 2.5 Sq mm in fully concealed PVC conduit
Run off mains with 2 wires of 2.5 Sqmm copper PVC insulated unsheathed single core 1.1KV cable wire contuinuous earth by means of 1.5 Sqmm copper PVC insulated unsheathed single core 1.1 KV grade cable in fully concealed 19 mm / 20 mm dia rigid PVC conduit pipe heavy duty with ISI mark including cost of all materials, specials, etc., all complete.
[7 empty] | Total as per Data No. 12 |  |  | 15367
[5 empty] | 180 | Rmt | Add 180 mt 2.5 Sqmm copper PVC insulated unsheathed S.C. cable p-86, it- 2 c | 20.3 | Rmt | 3654
[5 empty] | 180 | Rmt | Deduct 1.5 Sqmm copper PVC insulated unsheathed S.C. cable | 13.5 | Rmt | 2430
[7 empty] | Sundries |  |  | 60.5
[7 empty] | Total for 90 metres |  |  | 16651.5
[7 empty] | Rate for 1 Rmt |  |  | 185.0167 | 13680
-2971.5
DATA - 14
2 X 4 Sq mm in fully concealed PVC conduit
Run off mains with 2 wires of 4 Sqmm copper PVC insulated unsheathed single core 1.1KV cable wire contuinuous earth by means of 2.5 Sqmm copper PVC insulated unsheathed single core 1.1 KV grade cable in fully concealed 19 mm / 20 mm dia rigid PVC conduit pipe heavy duty with ISI mark including cost of all materials, specials, etc., all complete.
[5 empty] | 180 | Rmt | 4 sqmm copper PVC insulated unsheathed single core cable,P-86 it-2-d | 32.2 | Rmt | 5796
[5 empty] | 90 | Rmt | PVC rigid conduit pipe 19 mm / 20mm heavy duty with ISI mark | 17.1 | Rmt | 1539
[5 empty] | 3 | Bag | Cement | 290 | Bag | 870
[5 empty] | 90 | Rmt | 2.5 sqmm copper PVC insulated unsheathed single core cable for continuous earth connection | 20.3 | Rmt | 1827
[7 empty] | Labour charges |  |  | 9313
[7 empty] | Sundries |  |  | 60.5
[7 empty] | Total for 90 Metres |  |  | 19405.5
[7 empty] | Rate for 1 Rmt |  |  | 215.6167 | 17010
-2395.5
[7 empty] | DATA - 15 | [6 empty] | DATA - 15
[7 empty] | 4 X 4 Sq mm in fully concealed PVC conduit | [6 empty] | 4 X 6 Sq mm in fully concealed PVC conduit
[7 empty] | Run off mains with 4 wires of 4 Sqmm copper PVC insulated unsheathed single core 1.1KV cable wire contuinuous earth by means of 2.5 Sqmm copper PVC insulated unsheathed single core 1.1 KV grade cable in fully concealed 19 mm / 20 mm dia rigid PVC conduit pipe heavy duty with ISI mark including cost of all materials, specials, etc., all complete. | [6 empty] | Run off mains with 4 wires of 6 Sqmm copper PVC insulated unsheathed single core 1.1KV cable wire contuinuous earth by means of 2.5 Sqmm copper PVC insulated unsheathed single core 1.1 KV grade cable in fully concealed 19 mm / 20 mm dia rigid PVC conduit pipe heavy duty with ISI mark including cost of all materials, specials, etc., all complete.
[5 empty] | 360 |  | 4 sqmm copper PVC insulated unsheathed single core cable,P-79 it-2-d | 32.2 | Rmt | 11592 |  | 360 |  | 6 sqmm copper PVC insulated unsheathed single core cable | 53.75 | Rmt | 19350
[5 empty] | 90 |  | 25mm dia rigid PVC pipe heavy duty with ISI heavy duty with ISI mark part -I 1c P-89, Part -I | 24.2 | Rmt | 2178 |  | 90 |  | 25mm dia rigid PVC pipe heavy duty with ISI heavy duty with ISI mark | 24.2 | Rmt | 2178
[5 empty] | 3 |  | Cement | 290 | Bag | 870 |  | 3 |  | Cement | 290 | Bag | 870
[5 empty] | 90 |  | 2.5 sqmm copper PVC insulated unsheathed single core cable for continuous earth connection | 20.3 | Rmt | 1827 |  | 90 |  | 2.5 sqmm copper PVC insulated unsheathed single core cable for continuous earth connection | 20.3 | Rmt | 1827
[7 empty] | Labour charges |  |  | 12257.5 |  |  |  | Labour charges |  |  | 12257.5
[7 empty] | Sundries |  |  | 25.5 |  |  |  | Sundries |  |  | 28.5
[7 empty] | Total for 90 Metres |  |  | 28750 |  |  |  | Total for 90 Metres |  |  | 36511 | 19557
[7 empty] | Rate for 1 Rmt |  |  | 319.4444 | 26910 |  |  | Rate for 1 Rmt |  |  | 405.6778 | -16954
-1840
Labour charges ( 1.5 x Labour charges + Labour for ducting - sub data - A)
[7 empty] | ( 1.5 x 5914) - ( (888 +1232 ) / 2) | 12257.5 | [5 empty] | DATA - 15
[7 empty] | 12257.5 | [6 empty] | 4 X 10 Sq mm in fully concealed PVC conduit
[7 empty] | Part - C | [6 empty] | Run off mains with 4 wires of 10 Sqmm copper PVC insulated unsheathed single core 1.1KV cable wire contuinuous earth by means of 2.5 Sqmm copper PVC insulated unsheathed single core 1.1 KV grade cable in fully concealed 19 mm / 20 mm dia rigid PVC conduit pipe heavy duty with ISI mark including cost of all materials, specials, etc., all complete.
[12 empty] | 360 |  | 10 sqmm copper PVC insulated unsheathed single core cable | 80.65 | Rmt | 29034
[7 empty] | DATA - 16 |  |  |  |  | 90 |  | 25mm dia rigid PVC pipe heavy duty with ISI heavy duty with ISI mark | 24.2 | Rmt | 2178
[12 empty] | 3 |  | Cement | 290 | Bag | 870
[7 empty] | WATER TIGHT BULK HEAD FITTING |  |  |  |  | 90 |  | 2.5 sqmm copper PVC insulated unsheathed single core cable for continuous earth connection | 20.3 | Rmt | 1827
[14 empty] | Labour charges |  |  | 12257.5
[7 empty] | Supplying and fixing of water tight bulk head fittings with guard suitable for 60 / 100 watts including necessary connections, cost of materials, etc., All complete. | [6 empty] | Sundries |  |  | 28.5
[5 empty] | 1 | No | Bulk head fittings P-77 it-22 | 263.4 | No | 263.4 |  |  |  | Total for 90 Metres |  |  | 46195
[7 empty] | Sundries |  |  | 4.93 |  |  |  | Rate for 1 Rmt |  |  | 513.2778
[7 empty] | Labour charges |  |  | 183.8
[7 empty] | Total For 1 No |  |  | 452.13 | -8.87
Labour Charges Data
[5 empty] | 2 | No | Wiremen Grade II | 633 | No | 1266
[5 empty] | 3 | No | Helper | 497 | No | 1491
[7 empty] | Total for 15 Nos |  |  | 2757
[7 empty] | Rate for 1 No |  |  | 183.8
DATA - 17
16 AMPS DOUBLE POLE MAIN SWITCH ON TEAK WOOD BOARD TOP MES SERVICE CONNECTION / MOTOR PUMP( SINGLE PHASE ) SET
Supplying and fixing of 16 amps double pole main switch with fuse and neutral link on a suitable well varnished Teak wood board including necessary interconnections and cost of all materials, etc., all complete.
[5 empty] | 1 | No | 16 Amps double pole main switch with fuse and neutral link | 200 | No | 200
[5 empty] | 1 | No | TW board of size 31x20x6 cm with brass hinge screw hooks well varnished (as per PWD Elec. Data) | 81.35 | No | 81.35
[7 empty] | Sundries for TW plugs,screws, wire and earth connection etc., |  |  | 9.15
[7 empty] | Labour charges |  |  | 407.5
[7 empty] | Rate for 1 No |  |  | 698 | 136
Labour charges
[5 empty] | 1 | No | Wiremen Grade I | 636 | No | 636
[5 empty] | 2 | No | Helper | 497 | No | 994
[7 empty] | Total for 4 Nos |  |  | 1630
[7 empty] | Rate for 1 no |  |  | 407.5
DATA - 19
32 AMPS DOUBLE POLE MAIN SWITCH ON TEAK WOOD BOARD TOP MES SERVICE CONNECTION / MOTOR PUMP( SINGLE PHASE ) SET
Supplying and fixing of 32 amps double pole main switch with fuse and neutral link on a suitable well varnished Teak wood board including necessary interconnections and cost of all materials, etc., all complete.
[5 empty] | 1 | No | 32 Amps double pole main switch with fuse and neutral link | 455 | No | 455
[5 empty] | 1 | No | TW board of size 31x20x6 cm with brass hinge screw hooks well varnished | 81.35 | No | 81.35
[7 empty] | Sundries for TW plugs,screws, wire and earth connection etc., |  |  | 9.15
[7 empty] | Labour charges |  |  | 407.5
[7 empty] | Rate for 1 No |  |  | 953 | -147
DATA - 18
Supply and fixing 4 way 250 volt single phase with neutral link metalic distribution board on suitable Teak wood board etc., all complete including connections.
[5 empty] | 1 | No | 4 way 16 amps, way 250 volts single phase and neutral link metalic distribution board p-81 7a | 439 | No | 439
[5 empty] | 1 | No | T.W board of size 31 x 20x 6 cm with well varnished | 81.35 | No | 81.35
[7 empty] | Sundries |  |  | 10.15
[7 empty] | Labour charges as per Data No 17 |  |  | 407.5
[7 empty] | Rate for Each |  |  | 938 | -47
DATA - 19
16 AMPS TPIC ON TEAK WOOD BOARD FOR 3 PHASE MES SERVICE CONNECTION AND 3 PHASE MOTOR PUMPSETS
Supplying and fixing of 16 amps triple pole main switch with fuse and neutral link on a suitable well varnished teak wood board including necessary interconnection and earth connection cost of all materials, etc., all complete.
[5 empty] | 1 | No | 16 Amps triple pole main switch with fuse and neutral link | 480 | No | 480
[5 empty] | 1 | No | TW board of size 46 x31 x 6 cm with brass hinges hooks screws well varnished | 130 | No | 130
[7 empty] | Sundries screw TW plugs screws wire and earth connections. |  |  | 12.67
[7 empty] | Labour charges |  |  | 543.3333
[7 empty] | Rate for Each |  |  | 1166.0033 | -198.0033
Labour charges
[5 empty] | 1 | No | Wiremen Grade I | 636 | No | 636
[5 empty] | 2 | No | Helpers | 497 | No | 994
[7 empty] | Labour for 3 Nos |  |  | 1630
[7 empty] | Rate for 1 No |  |  | 543.3333
DATA - 22
Supplying and fixing of 32 amps triple pole main switch with fuse and neutral link on a suitable well varnished teak wood board including necessary interconnection and earth connection cost of all materials, etc., all complete.
[5 empty] | 1 | No | 32 Amps triple pole main switch with fuse and neutral link | 800 | No | 800
[5 empty] | 1 | No | TW board of size 46 x31 x 6 cm with brass hinges hooks screws well varnished | 130 | No | 130
[7 empty] | Sundries screw TW plugs screws wire and earth connections. |  |  | 10.67
[7 empty] | Labour charges |  |  | 543.3333
[7 empty] | Rate for Each |  |  | 1484.0033 | -197.0033
DATA - 20
THREE PHASE DISTRIBUTION BOARD WITH 4 WAY PHASE AND 3 AMPS/WAY FUSE AND NEUTRAL LINK FOR MES SERVICE CONNECTION ( 6 IN 1 BLOCKS )
Supplying and fixing of 1 No three phase distribution board with 4 way/ phase and 30 A/way with neutral link on a suitable well varnished teak wood plank including necessary interconnections and earth connections cost of all materials, etc., all complete.
[5 empty] | 1 | No | Three phase distribution board with 4 way/phase and 32 A / Way with fuse and neutral link. P-81 8d | 2190 | No | 2190
[5 empty] | 1 | No | TW plank of size 750 x 450 x 12 mm thick | 433.593 | No | 433.593
[7 empty] | Sundries such as screws plugs, cement, wire and earth connection. |  |  | 27.08
[7 empty] | Labour charges |  |  | 543.3333
[7 empty] | Rate for Each |  |  | 3194.0063 | 144.0063
[7 empty] | TW plank of size 750 x 450 x 12 mm thick(99600+7460) | 107060 | 0.00405 | 433.593 |  | 88480 | 107060
DATA - 24
THREE PHASE DISTRIBUTION BOARD WITH 6 WAY PHASE AND 30 AMPS / WAY WITH FUSE AND NEUTRAL LINK ON SUITABLE TW PLANK TOP MES CONNECTION BOARD (FOR 12 IN 1 BLOCKS)
( For 12 flats common & pump )
[7 empty] | As per above data |  |  | 3194.0063
[5 empty] | 1 | No | Add for 6 way TPDB 32A/way p-81, 8e | 2925 | No | 2925
[5 empty] | 1 | No | Less 4 way TPDB 32 A/way p-81, 8d | 2190 | No | 2190
[7 empty] | Sundries |  |  | 2
[7 empty] | Rate for Each |  |  | 3931.0063
DATA - 22
FIXING OF TUBE LIGHT FITTINGS ON WALL / CEILING
Charges for assembling and fixing of flouresent tubular lamp fittings of different types ( supplied by the department at free of cost ) with necessary teak wood round block of 75 mm dia 40 mm deep on walls/ ceiling including cost of materials, etc., all complete.
[5 empty] | 2 | No | TW round block P-91 Part -J -X- F | 527 | 100 Nos | 10.54
[5 empty] | 2 | Rmt | 0.5 Sqmm copper twin core flex wire | 914.1 | 100 Rmts | 18.282
[7 empty] | sundries such as screws, nails etc., |  |  | 7.93
[7 empty] | Labour charges for assembling and fixing |  |  | 212.0625
[7 empty] | Rate for Each |  |  | 248.8145
Labour charges for 16 Nos
[5 empty] | 1 | No | Wiremen Grade I | 636 | No | 636
[5 empty] | 2 | No | Wiremen Grade II | 633 | No | 1266
[5 empty] | 3 | No | Helpers | 497 | No | 1491
[7 empty] | Total for 16 Nos |  |  | 3393
[7 empty] | Rate for 1 No |  |  | 212.0625
DATA - 23
FIXING OF TUBE FITTINGS SUSPENDED FROM CEILING
Charges for assembling and fixing of flouresent tubular lampfittings of different types ( to be supplied by the departmental at free of cost ) with necessary heavy gauge conduit pipe with ball and socket arrangement on teak wood round block of 75 mm dia 40 mm deep suspended from ceiling etc., including cost of all materials, etc.,
[5 empty] | 1.5 | Rmt | Conduit pipe 19 mm (MS) (heavy gauge)p-81 Part-H 1-b | 27.2 | Rmt | 40.8
[5 empty] | 2 | No | Round block 75 mm dia 40 mm deep | 527 | 100 Nos | 10.54
[5 empty] | 2 | Rmt | 0.5 Sqmm copper twin core flex wire | 914.1 | Rmt | 18.282
[7 empty] | Sundries such as ball and socket arrangement, choke, nails, screws, etc., |  |  | 5.98
[7 empty] | Labour charges |  |  | 339.3
[7 empty] | Rate for Each |  |  | 414.902
Labour Charges
[5 empty] | 1 | No | Wiremen Grade I | 636 | No | 636
[5 empty] | 2 | No | Wiremen Grade II | 633 | No | 1266
[5 empty] | 3 | No | Helpers | 497 | No | 1491
[7 empty] | Total for 10 Nos |  |  | 3393
[7 empty] | Rate for 1 No |  |  | 339.3
DATA - 24
Charges for assembling and fixing of ceiling fan of different sweep ( to be supplied by the department at free of cost ) with necessary interconnection and fixing of fan regulator on the existing board, etc., all complete.
[5 empty] | 1 | Rmt | 0.5 Sqmm copper twin core flex wire | 914.1 | 100 tmt | 9.141
[7 empty] | Labour Charges |  |  | 452.6
[7 empty] | Sundries |  |  | 4.86
[7 empty] | Labour charges for 5 Nos | Rate for Each |  | 466.601 | -162.601
[5 empty] | 1 | No | Wiremen Grade I | 636 | No | 636
[5 empty] | 1 | No | Wiremen Grade II | 633 | No | 633
[5 empty] | 2 | No | Helpers | 497 | No | 994
[7 empty] | Total for 5 Nos |  |  | 2263
[7 empty] | Rate for Each |  |  | 452.6
Part F
DATA - 25
EARTHING & ELCB
Run of 8 SWG GI Wire
Supplying and laying of 8 SWG GI wire on walls/below ground level with necessary 'U' nails/ earth work excavation and re- filling etc., including cost of all materials, all complete.
[5 empty] | 9.5 | Kg | 8 SWG GI wire (Part- E, 3 -c P-84) | 79.7 | Kg | 757.15
[5 empty] | 0.5 | Kg | 'U' nails (SD-74 ,17-18) | 19.22 |  | 9.61
[7 empty] | Labour |  |  | 1133
[7 empty] | Sundries |  |  | 7.24
[7 empty] | Tatal for 90 Rmts |  |  | 1907
[7 empty] | For 1 Rmt |  |  | 21.1889
Labour charges
[5 empty] | 1 |  | Wiremen Grade I | 636 | No | 636
[5 empty] | 1 |  | Helpers | 497 | No | 497
1133
Note:This item 30 is to run earth wire from IS:3043 earthing item 32) to be Main switch/ Panel Board/ Machinary
DATA - 26
EARTHING STATION AS PER IS/3043.
Providing earthing satation using pipe electro as per IS 3043 using 40 mm dia 'B' class GI pipe strickly in accordance with IS3043 including cost of all materials
[5 empty] | 2.5 | Rmt | GI pipe 40 mm | 163 | Rmt | 407.5
[5 empty] | 1 | Rmt | GI pipe 20 mm | 98.6 | Rmt | 98.6
[5 empty] | 1 | Rmt | 15 mm GI pipe | 69.8 | Rmt | 69.8
[5 empty] | 1 | No | GI reducer 40x25mm | 52 | No | 52
[5 empty] | 1 | Set | Funnel, GI Nuts, Bolts,Washers and check nuts. | LS | Set | 15
[6 empty] | LS | Earth work excavation brick work in CM and plastering | LS | LS | 150
[5 empty] | 1 | No | C.I Cover(30 x 30cm) | 100 | No | 100
[5 empty] | 40 | Kg | Charcoal | 4.96 | Kg | 198.4
[5 empty] | 2 | No | GI bend 15 mm dia | 13.6 | No | 27.2
[5 empty] | 4 | No | 15 mm GI coupling | 13.6 | No | 54.4
[5 empty] | 10 | Kg | Salt | 3.7 | Kg | 37
[7 empty] | Sundries |  |  | 11.85
[7 empty] | Labour charges |  |  | 1133
[7 empty] | Rate for Each |  |  | 2354.75 | -319.75
Labour charges
[5 empty] | 1 | No | Wiremen Grade I | 636 | No | 636
[5 empty] | 1 | No | Helpers | 497 | No | 497
1133
DATA - 30
ELCB SURFACE TEAK WOOD BOARD
Charges for fixing single phase RCCB/ELCB ( to be supplied by the department free of cost ) on suitable well varnished teak wood plank with a necessary inter connection and earth connections using copper cable including cost of all materials, etc., all complete.
[5 empty] | 1 | No | TW plank 200 x 150 x 20 mm | 64.24 | Each | 64.24
[7 empty] | Sundries such as TW plugs, screws, cement, PVC insulated unsheathed copper wires and earth connections. |  | LS | 14.26
[7 empty] | Labour Charges |  |  | 253.5
[7 empty] | Rate for Each |  |  | 332 | 64
[7 empty] | TW Plank | 107060 | 0.0006 | 64.24
Labour Charges
[5 empty] | 1 | No | Wire men Grade I | 636 | Each | 636
[5 empty] | 3 | No | Wiremen Grade II | 633 | Each | 1899
[7 empty] | Total for 10 units |  |  | 2535
[7 empty] | Rate for 1 unit |  |  | 253.5
DATA - 28
Charges for fixing single phase RCCB/ELCB ( to be supplied by the department at free of cost ) on fully concealed suitable 12" PVC Electrical Box (300mm) with a necessary inter connection and earth connections using copper cable including cost of all materials, re- doing the disturbed portion etc., all complete.
[5 empty] | 1 | No | 12" PVC Electrical Box (300mm) | 110 | No | 110
[7 empty] | Sundries such as cement, 1.5Sqmm copper PVC insulated unsheathed wire & earth connections etc., all complete. |  |  | 22.75
[7 empty] | Labour charges |  |  | 341.65
[7 empty] | Rate for Each |  |  | 474.4 | 98.4
Labour Charges
[5 empty] | 1 |  | Wiremen Grade I | 636 | No | 636
[5 empty] | 3 |  | Wiremen Grade II | 633 | No | 1899
[5 empty] | 1 |  | Helper | 497 | No | 497
[5 empty] | 0.5 |  | Mason I ( it-29 /37 ,p-12) | 769 | No | 384.5
[7 empty] | Total for 10 Nos |  |  | 3416.5
[7 empty] | For 1 No |  |  | 341.65
DATA - 29
ELCB ( 3 PHASE ) on surface teak wood plank
Charges for fixing three phase RCCB/ ELCB ( to be supplied by the department to free of cost ) on suitable well varnished teak wood plank on the wall s ( Surface ) with necessary inter connecteion and earth connections using copper cable including cost of all materials, etc., all complete.
[5 empty] | 1 | No | TW plank 300 x 200 x 20 mm | 128.472 | Each | 128.472
[5 empty] | LS | LS | Sundries such as cement, 4.0 Sqmm copper PVC insulated unsheathed wire & earth connections etc., all complete. | LS | LS | 40.33
[7 empty] | Labour Charges |  |  | 253.5
[7 empty] | Rate for Each |  |  | 422.302
[7 empty] | TW plank 300 x 200 x 20 mm | 107060 | 0.0012 | 128.472
DATA - 30
ELCB (3 phase ) inconcealed MS Box
Charges for fixing Three phase RCCB/ELCB ( to be supplied by the department at free of cost ) on fully concealed suitable 12" PVC Electrical Box (300mm)with a necessary inter connection and earth connections using copper cable including cost of all materials, re- doing the disturbed portion etc., all complete.
[5 empty] | 1 | No | 12" PVC Electrical Box (300mm) | 110 | No | 110
[7 empty] | Sundries such as cement, 1.5Sqmm copper PVC insulated unsheathed wire & earth connections etc., all complete. |  |  | 35.75
[7 empty] | Labour charges |  |  | 341.65
[7 empty] | Rate for Each |  |  | 487.4 | -98.4
DATA - 31
Supplying and delivery of Single phase ELCB/RCCB
[5 empty] | 1 | No | 25 Amps rating single phase ELCB with 10 to 25 MA sensitivity (ISI make ) (DP) P-132 9-b havells part -L | 1492 | No | 1492
DATA - 32
Supplying and delivery of Three phase ELCB/RCCB
[5 empty] | 1 | No | 32 Amps rating Three phase ELCB with 20 to 30 MA sensitivity (P-94 10-a) | 1840 | No | 1840
DATA - 33
1 no of 32 amps Fuse unit
External Installation
[7 empty] | Supplying and fixing 1 No 30 Amps 500 volts grade/well porcelin fuse unit on suitable teak wood plank to be fixed on the top of the pole / EB street poles with necessary clamps and including cost of materials etc., all complete. |  |  |  | 63 Amps 500 V fuse units | 16 Amps 500 V fuse units | 100 Amps 500 V fuse units | 200 Amps 500 V fuse units
[5 empty] | 1 | No | 32 Amps 500 V fuse units | 83.6 | No | 83.6 | 186.6 | 47.2 | 337 | 545
[5 empty] | 1 | No | TW plank 150 x 100 x 20 mm | 32.118 | No | 32.118 | 32.118 | 32.118 | 32.118 | 32.118
[7 empty] | Labour charges |  |  | 345 | 345 | 345 | 345 | 345
[7 empty] | Sundries such as MS clamps screws etc., | LS |  | 5.05 | 5.05 | 5.05 | 5.05 | 5.05
[7 empty] | Rate for Each |  |  | 465.768 | 568.768 | 429.368 | 719.168 | 927.168
[7 empty] | TW plank 150 x 100 x 20 | 107060 | 0.0003 | 32.118
Labour Charges
[5 empty] | 1 | No | Wiremen Grade I | 636 | No | 636
[5 empty] | 1 | No | Wiremen Grade II | 633 | No | 633
[5 empty] | 3 | No | Helper | 497 | No | 1491
[7 empty] | Total for 8 Nos |  |  | 2760
[7 empty] | Rate for 1 No |  |  | 345
DATA - 34
3 Nos of Fuse units at EB pole
[7 empty] | Supplying and fixing 3 No 32 Amps 500 volts grade/ well porcelin fuse unit on suitable teak wood plank to be fixed on the top of the pole / EB street poles with necessary clamps and including cost of materials etc., all complete. |  |  |  | 63 AMPS
[5 empty] | 3 | No | 32 Amps 500 V fuse units | 83.6 | Each | 250.8 | 559.8
[5 empty] | 1 | No | TW plank 200 x 150 x 20 mm | 64.236 | No | 64.236 | 64.236
[7 empty] | Labour charges |  |  | 407.125 | 407.125
[7 empty] | Sundries such as MS clamps screws etc., | LS |  | 8.53 | 8.53
[7 empty] | Rate for Each |  |  | 730.691 | 1039.691
[7 empty] | TW plank 200 x 150 x 20 mm | 107060 | 0.0006 | 64.236
Labour Charges
[5 empty] | 1 | No | Wiremen Grade I | 636 | No | 636
[5 empty] | 1 | No | Wiremen Grade II | 633 | No | 633
[5 empty] | 4 | No | Helper | 497 | No | 1988
[7 empty] | Total for 8 Nos |  |  | 3257
[7 empty] | Rate for 1 no |  |  | 407.125
DATA - 35
EB service connection Board for single phase
Supplying and fixing 1 No of 375 x 300 x 20 m thick TW plank well varnished with 1 No 15 amps 250 volts fuse unit and 1 No of copper earth plate of suitable size bolts and nuta on walls for EB service connections including cost of all materials, etc., all complete.
[5 empty] | 1 | No | 16 Amps 250 Volts fuse unit (P-81 6-a | 45.6 | No | 45.6
[5 empty] | 1 | No | TW plank 375 x 300 x 20 mm | 240.885 | No | 240.885
[5 empty] | 1 | No | Earth plate ( copper ) with bolts & nuts. | 25 | LR | 25
[7 empty] | Labour Charges |  |  | 407.5
[7 empty] | Sundries such as TW plugs screws, etc., |  |  | 8.01
[7 empty] | Rate for Each |  |  | 726.995
[7 empty] | TW plank 375 x 300 x 20 mm | 107060 | 0.00225 | 240.885
Labour charges
[5 empty] | 1 | No | Wiremen Grade I | 636 | No | 636
[5 empty] | 2 | No | Helper | 497 | No | 994
[7 empty] | Total for 4 Nos |  |  | 1630
[7 empty] | Rate for 1 No |  |  | 407.5
DATA
Supplying and fixing of Single phase ELCB
[5 empty] | 1 | No | Single phase ELCB (ISI 25 Amps 30 MA) | 1492 | No | 1492
[5 empty] | 3 | No | 3 No of 30 amps MCB ( Part -L, P-131 6-a havells) | 126 | No | 378
[7 empty] | Labour charges ( as per data No:28) |  |  | 474.4
[7 empty] | Sundries |  |  | 0
[7 empty] | Rate for Single phase ELCB |  |  | 2344.4
DATA
Supplying and fixing of Three phase ELCB
[5 empty] | 1 | No | Single phase ELCB (ISI 25 Amps 30 MA)P-94 9-b | 1840 | No | 1840
[5 empty] | 3 | No | 3 No of 30 amps MCB ( Part -L, P-131 6-a havells) | 126 | No | 378
[7 empty] | Labour charges ( as per data No:30) |  |  | 487.4
Sundries
[7 empty] | Rate for Three phase ELCB |  |  | 2705.4
DATA - 36
EB service connection Board for Three phase
Supplying and fixing 1 No of 450 x 375 x 20 m thick TW plank well varnished with 3 No 30 amps 500 volts fuse unit and 1 No of copper earth plate of suitable size bolts and nuta on walls for EB service connections including cost of all materials, etc., all complete.
[5 empty] | 3 | No | 32 Amps 500 Volts fuse unit | 83.6 | No | 250.8
[5 empty] | 1 | No | TW plank 450 x 375 x 20 mm | 361.3275 | No | 361.3275
[5 empty] | 1 | No | Earth plate ( copper ) with bolts & nuts. | 25 | LR | 25
[7 empty] | Labour Charges |  |  | 543.3333
[7 empty] | Sundries such as TW plugs screws, etc., |  |  | 4.24
[7 empty] | Rate for Each |  |  | 1184.7008 | 152.7008
[7 empty] | TW plank 450 x 375 x 20 mm | 107060 | 0.003375 | 361.3275
Labour charges
[5 empty] | 1 | No | Wiremen Grade I | 636 | No | 636
[5 empty] | 2 | No | Helper | 497 | No | 994
[7 empty] | Total for 3 Nos |  |  | 1630
[7 empty] | Rate for 1 No |  |  | 543.3333
DATA - 37
[7 empty] | 2 x 4 Sqmm Copper PVC insulated unsheathed single core 1 KV grade cable for EB service single phase. | [6 empty] | 2 x 2.5 Sqmm Copper PVC insulated unsheathed single core 1 KV grade cable for EB service single phase.
[5 empty] | 180 | Rmt | 4 Sqmm copper PVC insulated unsheathed single core cableP-79 2 d | 32.2 | Rmt | 5796 |  | 180 | Rmt | 2.5 Sqmm copper PVC insulated unsheathed single core cable | 20.3 | Rmt | 3654
[5 empty] | 4 | Kg | 7/20 GI stay wire | 89.7 | Kg | 358.8 |  | 4 | Kg | 7/20 GI stay wire | 89.7 | Kg | 358.8
[5 empty] | 180 | Each | PVC reel insulater | 0.56 | Each | 100.8 |  | 180 | Each | PVC reel insulater | 0.56 | Each | 100.8
[5 empty] | 1 | Kg | GI wire for fixing reel insulater | 89.7 | Kg | 89.7 |  | 1 | Kg | GI wire for fixing reel insulater | 89.7 | Kg | 89.7
[7 empty] | Labour charges |  |  | 4759 |  |  |  | Labour charges |  |  | 4759
[7 empty] | Sundries for masonry works clamps bolts and nuts etc., |  |  | 38 | 26.5 |  |  | Sundries for masonry works clamps bolts and nuts etc., |  |  | 30.7
[7 empty] | Total for 90 Rmt |  |  | 11142.3 |  |  |  | Total for 90 Rmt |  |  | 30.7
[7 empty] | Rate for 1 Rmt |  |  | 123.8033 |  |  |  | Rate for 1 Rmt |  |  | 0.34111
[7 empty] | Labour charges |  |  |  | -11142.3 |  |  | Labour charges
[5 empty] | 1 | No | Electrician Maistry | 730 | No | 730 |  | 1 | No | Electrician Maistry | 730 | No | 730
[5 empty] | 2 | No | Wiremen Grade I | 636 | No | 1272 |  | 2 | No | Wiremen Grade I | 636 | No | 1272
[5 empty] | 2 | No | Wiremen Grade II | 633 | No | 1266 |  | 2 | No | Wiremen Grade II | 633 | No | 1266
[5 empty] | 3 | No | Helper | 497 | No | 1491 |  | 3 | No | Helper | 497 | No | 1491
[10 empty] | 4759 | [6 empty] | 4759
DATA - 38
SUPPLY OF GI PIPES FOR EB SERVICE ( SINGLE PHASE )
Supply of 25 mm dia GI pipe "B"class ( for the above Data ) for passing through from top of Houses to the MES Board to meet the EB requirement.
[5 empty] | 1 | Rmt | GI pipe of 25 mm dia (P-46 118 V) | 120.8 | Rmt | 120.8
[7 empty] | Sundries |  |  | 2.2
[7 empty] | Rate Each Rmt |  |  | 123
DATA - 39
Supply of MS angle for EB service ( single phase )
Supply of MS angles 40 x 40 x 6 mm for above data to support the above GI pipe and fixing the GI stay wire service connection wires for above data
[5 empty] | 1 | Rmt | 40 x 40 x 6 mm MS angle (P-87 part -G) | 43.9 | KG | 142.675
[5 empty] | 3.25 | (3.25 Kg)
[7 empty] | Sundries |  |  | 2.32
[7 empty] | For 1 Rmt |  |  | 144.995 | 24.005
DATA - 40
4 x 4 Sq mm copper PVC insulated unsheathed single core cable for 3 phase EB service connection
Run of 4 wires of 4 Sqmm copper PVC insulated unsheathed single cosre/ 1.1 KV grade cable with one run of 7/20 GI stay wire suspended with porcelin reel insulater at 1.0 m C/C for support of phase and neautral cable from the top of street pole to the houses/blocks including all materials, etc., all complatet for EB service connections, including labour charges for fixing GI wires and MS angles
[5 empty] | 360 | Rmt | 4 Sqmm copper PVC insulated unsheathed single core cable | 32.2 | Rmt | 11592
[5 empty] | 4 | Kg | 7/20 GI stay wire | 89.7 | Kg | 358.8
[5 empty] | 360 | Each | PVC reel insulater | 0.56 | Each | 201.6
[5 empty] | 1.5 | Kg | GI wire for fixing reel insulater | 89.7 | Kg | 134.55
[7 empty] | Labour charges 1.5 times dataNo 42 |  |  | 7138.5
[7 empty] | Sundries for masonry works clamps bolts and nuts etc., |  |  | 167.55
[7 empty] | Total for 90 Rmt |  |  | 19593
[7 empty] | Rate for 1 Rmt |  |  | 217.7
DATA - 41
SUPPLY OF GI PIPES FOR EB SERVICE ( THREE PHASE )
Supply of 40 mm dia GI pipe "B"class ( for the above Data ) for passing through from top of Houses to the MES Board to meet the EB requirement.
[5 empty] | 1 | Rmt | GI pipe of 40 mm dia (P-51 142 -iii) | 163 | Rmt | 163
[7 empty] | Sundries |  |  | 1.1
[7 empty] | Rate Each Rmt |  |  | 164.1
DATA - 42
Supply of MS angle for EB service ( single phase )
Supply of MS angles 40 x 40 x 6 mm for above data to support the above GI pipe and fixing the GI stay wire service connection wires for above data
[5 empty] | 1 | Rmt | 40 x 40 x 6 mm MS angle (P-125 part -G) | 43.9 | KG | 142.675
[5 empty] | 3.25 | (3.25 Kg)
[7 empty] | Sundries |  |  | 3.32
[7 empty] | For 1 Rmt |  |  | 145.995
Laying of U.G. Cable below Ground Level
Charges for conveying and layind=g of U.G.Cable below ground level including earth work excavation and refilling and providing sand cushion, brick layer protection, etc., all complete for UG cable of sizes 4 to 25 mm and 2'/3/31/2/4 core
[5 empty] | 30.42 | Cum | Earth work excavation and refilling(63.60+63.6+(22.20/3) | 134.6 | Cum | 4094.532 |  |  |  | 0
[5 empty] | 6.1 | Cum | SAND FOR MORTAR sl.100 p19 | 168 | Cum | 1024.8
[5 empty] | 750 | No | Bricks p15/ 5a | 5438 | 1000 Nos | 4078.5
[7 empty] | Labour charges |  |  | 3354
[7 empty] | Sundries |  |  | 112.17
[7 empty] | Total for 90 Rmt |  |  | 12664.002
[7 empty] | Rate for 1 Rmt |  |  | 140.7111
Labour Charges
[5 empty] | 1 | No | Electrician Maistry | 730 | No | 730
[5 empty] | 1 | No | Wiremen Grade I | 636 | No | 636
[5 empty] | 4 | No | Helper | 497 | No | 1988
3354
DATA - 44
Fixing of UG cables on Walls / Ceiling
Charges for conveying and fixing of UG cables of sizes 4 to 25 Sqmm of 2, 3,3.5 and 4 core with necessary MS clamps, brass screws including cost of all materials redoing the dismantled portion, etc., all complete.
[5 empty] | 1 | Gross | M.S. Clamps/ Saddles 32mm (It- 3d p-131 ,part-L ) | 59.1 | Gross | 59.1
[5 empty] | 300 | No | Brass screws ( 40 mm x 6 no) P130 Part-L 1-c | 68.2 | Gross | 142.0833
[5 empty] | 300 | No | TW plugs 1 1/2x 1'x2"( part-J 1-e P-129 ) | 287 | 1000 Nos | 86.1
[7 empty] | Sundries for redoing on dismantled portion,etc., |  |  | 63.36
[7 empty] | Labour charges |  |  | 11856
[7 empty] | Total for 90 Rmts |  |  | 12206.6433
[7 empty] | For 1 Rmt |  |  | 135.6294
Labour charges
[5 empty] | 1 | No | Mason Ist class | 769 | No | 769
[5 empty] | 2 | No | Wiremen Grade I | 636 | No | 1272
[5 empty] | 3 | No | Wiremen Grade II | 633 | No | 1899
[5 empty] | 4 | No | Helper | 497 | No | 1988
[7 empty] | Total for 1 day |  |  | 5928
[7 empty] | For 2 day |  |  | 11856
DATA - 46
Specification for MV/SV lamp street light fittings
Supply and delivery of integral HP sodium/Mercury of aluminium sheet deep drawn, treated, prewired stove enamelled painting and inside brightended and anodised for optimum reflection and die cast aluminium control gear near compartments complete with all accessories like copper wire, round ballast,capacitor, ignitor,connection box etc., and all pre wired upto terminal block porcelin lamp holder and acrylic cover with rubber gas for effective protection from water entry all complete suitable for 150/200 watts HP SV/ MV lamp.
Specification for Flurescent Tubular lamp street light fittings
Supply and delivery of Single/ twin flurescent tubular lamp street light fittings complete with heavy gauge aluminium sheet fabricated canopy, treated premered and painted with stove enamelled CRCA sheet steel control gear cum reflection tray duly finished glossy white for optimum reflection with clear ribbed acrylic bowl fixed aluminium frame with gasket lining secured to canopy by means of hinges on one side and toggle catches on the other side for effective pritection against dust and water entry, all prewired upto the terminal block complete with all accessories, such as copper wire round ballast capacitor, starter etc., with side entry mounting confirming to IS
[7 empty] | Fittings | 125 WMV | 250 WMV | 150 WSV | 250 WSV
[7 empty] | Fittings P-74 /6 b, c/92 c and a | 2970 | 2970 | 2850 | 2890
[7 empty] | MV/SV lamps P-74/6 b | 166 | 405 | 548 | 639
[7 empty] | Total Rs | 3136 | 3375 | 3398 | 3529
DATA - 48
Fixing of Tube light street light fitting
[7 empty] | Charges for fixing flurescent tubular lamp street light fittings ( all types) in the existing street poles with a required GI pipes 'B' class and accessories ( street light fittings alone will be supplied departmentally at free of cost ). |  |  |  |  | Supply and Fixing of 36 W CFL street light fitting
Charges for fixing 36 W CFL lamp street light fittings ( all types) in the existing street pole/wall with required GI pipe 'B' class and accessories
[5 empty] | 2 | Rmt | GI pipe of 20 mm dia (P-50 142 -iv) | 98.6 | Rmt | 197.2
[5 empty] | 2 | pair | Back lamp with bolts & nuts | 35 | pair | 70 |  | 1.5 | Rmt | 25 mm dia GI 'B' class pipe | 136 | Rmt | 204
[5 empty] | 1 | No | 16 Amps 500 v fuse unit | 47.2 | Each | 47.2 |  | 2 | pair | Back lamp with bolts & nuts | 35 | pair | 70
[5 empty] | 1 | No | TW plank for fixing the fuse unit 150 x 100 x 20 mm | 32.118 | Each | 32.118
[5 empty] | 8 | Rmt | 2.5 Sqmm PVC insulated unsheathed copper cable | 20.3 | 90 Rmt | 162.4
[5 empty] | 1 | No | Labour charges for fixing the street light fitting with the required accessories in the E.B pole including connection etc., complete. |  |  | 1374.3333 |  | 8 | Rmt | 2.5 Sqmm PVC insulated unsheathed copper cable | 20.3 | 90 Rmt | 162.4
[7 empty] | Sundries for painting the GI pipes, MS clamps, screws, etc., complete in all respects. | LS |  | 16.01 |  | 1 | No | Labour charges for fixing the street light fitting with the required accessories in the E.B pole including connection etc., complete. | 881.6667 | Each | 881.6667
[7 empty] | Rate for Each |  |  | 1899.2613 | 379.2613 |  |  | Sundries for painting the GI pipes, MS clamps, screws, etc., complete in all respects. | LS |  | 15.73
[14 empty] | Rate for Each |  |  | 1333.7967
Labour charges for 3 Nos
[5 empty] | 1 | No | Electrician Maistry | 730 | No | 730 |  |  |  | Labour charges for 3 Nos
[5 empty] | 1 | No | Wiremen Grade I | 636 | No | 636 |  | 1 | No | Electrician Maistry | 471 | No | 471
[5 empty] | 2 | No | Wiremen Grade II | 633 | No | 1266 |  | 1 | No | Wiremen Grade I | 432 | No | 432
[5 empty] | 3 | No | Helper | 497 | No | 1491 |  | 2 | No | Wiremen Grade II | 409 | No | 818
[7 empty] | Total for 3 Nos |  |  | 4123 |  | 3 | No | Helper | 308 | No | 924
[7 empty] | Rate for 1 No |  |  | 1374.3333 |  |  |  | Total for 3 Nos |  |  | 2645
[7 empty] | TW plank if 150 x 100 x 20 mm | 107060 | 0.0003 | 32.118 |  |  |  | Rate for 1 No |  |  | 881.6667
DATA
DATA
Street light Fittings (single)
36 W CFL Street light Fittings (single)
[5 empty] | 1 | No | Tube light fittings P-111 ,11a-An-VII | 636 | No | 636
[5 empty] | 1 | No | Tubular lamp P-110 ,4b | 35.6 | No | 35.6 |  | 1 | No | CFL Tube light fittings with Lamp | 1717.5 | No | 1717.5
[5 empty] | 1 | No | Labour charges | 1899.2613 | No | 1899.2613 |  | 1 | No | Labour charges | 1333.7967 | No | 1333.7967
[7 empty] | Sundries |  |  | 1.6 |  |  |  | Sundries |  |  | 0.5
[7 empty] | Rate for Each |  |  | 2572.4613 | 402.4613 |  |  | Rate for Each |  |  | 3051.7967
DATA - 47
Charges for fixing Mercury, Sodium Vapour lamp street light fittings ( all types ) in the existing pole with required GI pipes 'B' class and accessories ( Street light fittings alone will be supplied departmentally at free of cost ).
[5 empty] | 1.5 | Rmt | GI pipe B class of 50 mm dia (P-51 150 -ii) | 209 | Rmt | 313.5
[5 empty] | 2 | Pair | Back clamps with bolts and nuts | 35 | Pair | 70
[5 empty] | 1 | No | 15 Amps 500 V fuse unit | 47.2 | No | 47.2
[5 empty] | 1 | No | TW plank for fixing the fuse unit of 150 x 100 x 20 mm | 32.118 | No | 32.118
[5 empty] | 8 | Rmt | 2.5 Sqmm PVC insulated unsheathed copper cable | 20.3 | 90 Rmt | 162.4
[7 empty] | Labour charges for fixing the street light fitting with the required accessories in the E.B pole including connection etc., complete. |  |  | 1374.3333
[7 empty] | Sundries for painting the GI pipes, MS clamps, screws, etc., complete in all respects. |  | LS | 13.51
[7 empty] | Rate for Each |  |  | 2013.0613
DATA - 48
Street light service connection
Supplying and fixing of 2 Nos ( two ) of MS box of size not less than 600 x 225, 16 g with door and lock and key arrangements for obtaining EB service connection for street lights with one box comprising off 1 No 30 Amps 500 V fuse units, 1 No copper earth plate with required brass bolts and nuts with washers on a suitable size TE plank of 20 mm thick for fixing EB meter and other box comprising of 1 No 32 Amps DPIC, 1 No 40 Amps, single pole MCB isolator with connections. MS sheet steel enclousures, for controlling the street lights on suitable size TW plank of 20 mm thick and including necessary bolts and nuts in the TNEB pole with washers and run of 4 wires of 4 Sqmm copper PVC insulated unsheathed single core / cable in 20 mm dia 'B' grade class GI pipes with ISI mark with necessary MS clamp with bolts and nuts with washers from the top of E.B street pole to the MS box and including painting of MS box and GI pipes, inter connections and including cost is all materials and labour, to meet the requirement of TNEB and as directed by the department officers.
For TNEB Meter
[5 empty] | 1 | No | MS box 300 x 200 x 100mm with door and lock and key arrangements with necessary MS clamps to bolts & nuts with washers. P70 | 270 | No | 270
[5 empty] | 1 | No | TW plank 600 x 225 x 20 mm | 289.062 | No | 289.062
[5 empty] | 1 | No | 30 Amps 500 v fuse units | 83.6 | No | 83.6
[5 empty] | 1 | No | Earth plate with brass bolts & nuts with washers | 25 | No | 25
[5 empty] | 5 | Rmt | 20 mm dia 'B' class GI pipe | 98.6 | Rmt | 493
[5 empty] | 20 | Rmt | 4 Sqmm copper PVC insulated unsheathed single core cable | 32.2 | Rmt | 644
For control Gear
[5 empty] | 1 | No | M.S box 600 x 225 mm with door and lock and key arrangement and MS clamp with bolts & nuts with washers. | 270 | No | 270
[5 empty] | 1 | No | 32 A DPIC switch p-118 2d, Part-C | 761 | No | 761
[5 empty] | 1 | No | 40 A single pole MCB isolator | 93.5 | No | 93.5
[5 empty] | 1 | No | MS enclousure for MCB | 89.6 | No | 89.6
[5 empty] | 1 | No | TW plank 600 x 225 x 20 mm | 289.062 | No | 289.062
|  |  | 0.0027 |  |  |  | Labour charges as per data no: 48 |  |  | 1374.3333
[7 empty] | Sundries such as MS clamps with bolts & nuts with washers for fixing GI pipe to EB pole painting etc., |  |  | 7.91
[7 empty] | Rate for Each |  |  | 4690.0673 |  | -436.0673
[7 empty] | TW plank 300 x 200 x 20 mm | 107060 | 0.0027 | 289.062
DATA - 49
SUPPLYING AND FIXING OF 20MM DIA PVC PIPE FOR TV/TELEPHONE LINE
================================================
[5 empty] | 90 | Mtr | PVC RIGID CONDUIT PIPE 19M/20MM HEAVY DUTY WITH ISI | 17.1 | Mtr | 1539
[5 empty] | 0.15 | MT | CEMENT | 5800 | MT | 870
[5 empty] | 1 | NO | WIREMAN GR-I | 636 | NO | 636
[5 empty] | 2 | NO | MASON II | 718 | NO | 1436
[5 empty] | 4 | NO | HELPER | 497 | NO | 1988
[7 empty] | SUNDRIES FOR PVC SPECIALS & FISH WIRE ETC., |  |  | 50.5
[7 empty] | TOTAL FOR 90RMT |  |  | 6519.5
[7 empty] | RATE PER RMT |  |  | 72.4389 | 5463
-1056.5
25 mm dia PVC pipe Heavy duty with ISI mark
[7 empty] | Rate as per Above |  |  | 72.4389
[5 empty] | 1 | Rmt | Deduct cost of 20 m dia PVC pipe | 17.1 | Rmt | 17.1
[5 empty] | 1 | Rmt | Add cost of 25 mm dia PVC pipe heavy dutyp-89 part -I c | 25.4 | Rmt | 25.4
80.7389
DATA - 50
TV/Telephone line junction
[5 empty] | 1 | No | TW board 8" x6" x3" (p-129, part-j/b) | 37.1 | No | 37.1
[5 empty] | 0.015 | Sqm | Hylem sheet | 563 | Sqm | 8.445
[7 empty] | Labour charges for fixing including necessary materials |  | LS | 5.84
[7 empty] | Rate for Each |  |  | 51.385
DATA - 51
Supplying and concealing TV/Telephone socket with top pin with suitable TW box fully concealed and covered with 3 mm thick Hylem sheet etc., all complete.
[5 empty] | 1 | No | TW board 4" x4" x3" (p-129, part-j/d) | 13.7 | No | 13.7
[5 empty] | 0.01 | Sqmm | Hylem sheet | 563 | Sqm | 5.63
[5 empty] | 1 | No | TV/Telephone socket | 49.5 | No | 49.5
[7 empty] | Labour charges including fixing etc., all complete. | LS |  | 7.08
[7 empty] | Rate for each |  |  | 75.91 |  | -21.91
DATA - 52
Supply and erection of Tubular lamp, using 65 mm dia GI pipe 'B' class pipe with ISI mark of 6 mt length and 20 mm dia GI pipe 'B' class upto 2 mt with necessary reducer couplings and pipe firmly fixed with MS plate of 45 cm x 45 cm x 6 mm thick at the bottom and MS box with 8" x 6" with locking arrangements fixed with lamp post for providing looping in and loopin out connection to the street light fittings and supply and fixing of 15 Amps fuse unit and 15 Amps copper neautral link plate with brass bolts & nuts including concreting using C.C 1:2:4 using 20 mm HBSJ for 1.2 mt below Ground level and 0.3 mt above Ground level and a diameter of 45 cm with necessary earthing civil loop including labour charges for fixing the street light fittings. Earth work excavation, 2 coats of painting over 1 coat of Anti corrosion painting, welding inter connection using 1.5 sqmm copper cable etc., all complete and as directed by the departmental officers.
[5 empty] | 6 | Rmt | 65 mm dia GI pipe ' B' class p51,150-i | 244.4 | Rmt | 1466.4
[5 empty] | 2 | Rmt | 20 mm dia 'B' class GI pipe p- 50 it-142 iv | 98.6 | Rmt | 197.2
[5 empty] | 1 | No | Base plate 45 cm x45 cm x 6mm thick | 130 | No | 130
[5 empty] | 1 | No | MS box 8" x 6" with cover p-87 Fc | 89.3 | No | 89.3
[5 empty] | 0.238 | Cum | conrete 1:2:4 using 20 mm HBSJ ( 0.45 x 1.5 mt) | 6400 | Cum | 1523.2
[6 empty] | LS | Transportation charges welding GI reducer all incidential charges, painting etc., all complete. | LS |  | 226.3
[5 empty] | 1 | No | 1 No fuse unit 15 A 230 V and on suitable TW plank ( to house it is MS box 8" x 6") with 1 No copper neutral link with brass bolts & nuts with Washers (11+28+21) | LS |  | 64.3 | 74.2
[5 empty] | 8 | Rmt | 1.50 Sqmm copper PVC insulated unsheathed single core cable. | 13.5 |  | 108
[7 empty] | Labour charges |  |  | 2578
[7 empty] | Rate for Each |  |  | 6382.7 |  | -1262.7
Labour Charges
[5 empty] | 0.5 | No | Wiremen Grade I | 636 | No | 318
[5 empty] | 2 | No | Wiremen Grade II | 633 | No | 1266
[5 empty] | 2 | No | Helper | 497 | No | 994
2578
DATA - 56
Exhaust fan of 300 mm dia ( 12 ") sweep
[5 empty] | 1 | No | Exhaust fan of 300 mm dia ( Part- B 2 b p-74 | 1155 | No | 1155
[7 empty] | Provision of hole in the wall and making good of the wall | 197 | No | 197
[7 empty] | Clamp fixing by cheche screws bolts and nuts including connections ( as per SD-114, Elec Data 2017-18) |  |  | 18.5
[7 empty] | Add 1 % sundries |  | 1370.5 | 13.705
[7 empty] | Labour charges for fixing |  |  | 407.5
[7 empty] | Rate for each |  |  | 1791.705 |  | 91.295
Labour charges
[5 empty] | 1 | No | Wiremen Grade I | 636 | No | 636
[5 empty] | 2 | No | Helper | 497 | No | 994
[7 empty] | For 4 Nos |  |  | 1630
[7 empty] | Rate for 1 No |  |  | 407.5
DATA - 57
Exhaust fan of 225 mm dia ( 9 ") sweep
[7 empty] | Exhaust fan of 225 mm dia ( Part- B 2 a p-74 | 1010 | No | 1010
[7 empty] | Provision of hole in the wall and making good of the wall | 197 | No | 197
[7 empty] | Clamp fixing by cheche screws bolts and nuts including connections |  |  | 18.5
[7 empty] | Add 1 % sundries |  |  | 13.705
[7 empty] | Labour charges for fixing |  |  | 407.5
[7 empty] | Rate for each |  |  | 1646.705
Supply of ceiling fan 1200mm
[5 empty] | 1 | No | 1200mm A.C ceiling fan (without regulator)( Part- B 1 a p-115 | 1130 | No | 1130
[5 empty] | 1 | No | Cost of electronic regulator | 153.8 | No | 153.8
[7 empty] | Rate for each |  |  | 1283.8
[7 empty] | Tube light - Box type(36W) | [5 empty] | Tube light - Box type(40W)
[5 empty] | 1 | No | 4' tube 40' w light fitting with \electronic ballast (SD 88 P- 112 7 a) | 303 | No | 303 | 1 | No |  | 4' tube light fitting with \electronic ballast | 529 | No | 529
[5 empty] | 1 | No | slim tube light 36 w | 35.6 | No | 35.6 | 1 | No |  | slim tube light 40 w | 42.3 | No | 42.3
[7 empty] | Labour charges (as per Data 22 ) |  |  | 248.8145 |  |  |  | Labour charges (as per Data 22 ) |  |  | 248.8145
[7 empty] | Sundries |  |  | 1.4 |  |  |  | Sundries |  |  | 0.7
[7 empty] | Rate for each |  |  | 588.8145 |  |  |  | Rate for each |  |  | 820.8145
[7 empty] | Tube light - Patty type(36W) | [6 empty] | Tube light - Patty type
[5 empty] | 1 | No | 4' tube light fitting with \electronic ballast p-111 it-20 c | 269 | No | 269 | 1 | No |  | 4' tube light fitting with \electronic ballast | 360 | No | 360
[5 empty] | 1 | No | slim tube light 36 w | 35.6 | No | 35.6 | 1 | No |  | slim tube light 40 w | 42.3 | No | 42.3
[7 empty] | Labour charges (as per Data 22 ) |  |  | 248.8145 |  |  |  | Labour charges (as per Data 22 ) |  |  | 248.8145
[7 empty] | Sundries |  |  | 1.4 |  |  |  | Sundries |  |  | 0.7
[7 empty] | Rate for each |  |  | 554.8145 |  |  |  | Rate for each |  |  | 651.8145
OPEN WIRING IN PVC PIPE
Open wiring for Light point with ceiling rose for flats/ houses
Wirng with 1.5 sqmm copper PVC insulated unsheathed single core 1.1 KV grade cable with continuous earth by means of 1.5 sqmm copper PVC insulated unsheathed single core 1.1 KV grade cable confirming to IS 694 / 1980 with ISI mark in PVC rigid conduit pipe heavy duty with ISI mark with suitable size MS box of 16g thick concealed and covered with 3mm thick laminated hylem sheet for LIGHT POINT WITH CEILING ROSE controlled by 5 amps flush type switch including citcuit mains, cost of all materials, specials, etc., all complete,(Open wiring)
[5 empty] | 90 | Rmt | 1.5 sqmm copper PVC insulated unsheathed single core cable | 13.5 | Rmt | 1215
[5 empty] | 45 | Rmt | PVC rigid conduit pipe 19 mm / 20mm heavy duty with ISI mark | 17.1 | 1 Rmt | 769.5
[5 empty] | 20 | No | 19 mm PVC rigid bends | 2.7 | No | 54
[5 empty] | 150 | No | Tw Plugs | 347 | 1000 nos | 52.05
[5 empty] | 10 | No | 19 mm PVC rigid tees | 1.14 | No | 11.4
[5 empty] | 10 | No | PVC joint box | 44.8 | Dozen | 37.3333
[5 empty] | 0.015 | Sqm | Hylem sheet 3 mm thick with lamination | 563 | Sqm | 8.445
[5 empty] | 10 | No | 5 amps flush type switch | 15.89 | No | 158.9
[5 empty] | 10 | No | Ceiling rose | 13.6 | No | 136
[5 empty] | 1 | Gross | Brass screws (40mm x No.6) P-74 - Item No.1c | 84.1 | Gross | 84.1
[5 empty] | 72 | No | 19 mm MS clamp (Conduit saddles) P-75 It-3(b) | 47.7 | Gross | 23.85
[5 empty] | 0.16667 | Bag | Cement | 342.5 | Bag | 57.0833
[5 empty] | 10 | No | TW switch box 100 x 100 x 75 mm | 16.7 | No | 167
[5 empty] | 1 | No | TW junction box 150 x 100 x 75 mm | 20.1 | No | 20.1
[5 empty] | 0.1 | Sqm | 3 mm thick laminated Hylem sheet (10X0.1X0.1) | 563 | Sqm | 56.3
[5 empty] | 45 | Rmt | 1.5 sqmm copper PVC insulated unsheathed single core cable for continuous earth connection | 13.5 | 90 Rmt | 607.5
[5 empty] | 0.5 | Litre | Paint SEP | 247.4 | Litre | 123.7
[5 empty] | 10 | Points | Labour charges |  | LS | 3926
[5 empty] | LS |  | Sundries 1% on materials |  | LS | 22.07
[7 empty] | Total for 10 Points |  |  | 7530.3317
[7 empty] | Rate for 1 Point |  |  | 753.0332 | 114.0332
Labour Charges for wirnig in PVC pipe concealed
Sub - data
[5 empty] | 1 | No | Maistry | 730 | No | 730
[5 empty] | 2 | No | Wiremen Grade - I | 636 | No | 1272
[5 empty] | 3 | No | Wiremen Grade - II | 633 | No | 1899
[5 empty] | 4 | No | Helper | 497 | No | 1988
[7 empty] | LIGHT POINT WITH CEILING ROSE FOR ADMINISTRATIVE BLOCKS AND COMMUNITY CENTRE Open wiring |  |  | 5889
3926
Light point with bakelite batern type holder for flats/ houses(Open wiring)
Wirng with 1.5 sqmm copper PVC insulated unsheathed single core 1.1 KV grade cable with continuous earth by means of 1.5 sqmm copper PVC insulated unsheathed single core 1.1 KV grade cable confirming to IS 694 / 1980 with ISI mark in PVC rigid conduit pipe heavy duty with ISI mark with suitable size MS box of 16g thick concealed and covered with 3mm thick laminated hylem sheet for LIGHT POINT WITH BAKELITE BATTERN TYPE HOLDER FOR FLATS/ HOUSES controlled by 5 amps flush type switch including citcuit mains, cost of all materials, specials, etc., all complete,
[7 empty] | Total for Data 1 excluding sundries |  |  | 7508.2617
[7 empty] | Deduct cost of ceiling rose 10 Nos |  |  | 136
[7 empty] | Add cost of Bakelite battern type holders 10 Nos @ Rs 20.20 / Each |  |  | 202
[7 empty] | Sundries |  |  | 22.11
[7 empty] | Total for 10 points |  |  | 7596.3717
[7 empty] | Rate for 1 points |  |  | 759.6372
POINT WIRING FOR CALLING BELL / BUZZER WITH PUSH SWITCH FOR ALL TYPE OF BUILDING (OPEN WIRING)
Wirng with 1.5 sqmm copper PVC insulated unsheathed single core 1.1 KV grade cable with continuous earth by means of 1.5 sqmm copper PVC insulated unsheathed single core 1.1 KV grade cable confirming to IS 694 / 1980 with ISI mark in fully concealed PVC rigid conduit pipe heavy duty with ISI mark with suitable size MS box of 16g thick concealed and covered with 3mm thick laminated hylem sheet for POINT WIRING WITH CALLING BELL/BUZZER WITH PUSH TYPE SWITCH FOR ALL TYPE OF BUILDINGS including citcuit mains, cost of all materials, specials, etc., all complete,(OPEN WIRING)
[7 empty] | Total of Data 1 excluding sundries |  |  | 7508.2617
[7 empty] | Deduct cost of 10 Nos ceiling rose |  |  | 136
[7 empty] | Deduct cost of 10 Nos 19 mm PVC junction box |  |  | 368
[7 empty] | Deduct 10 Nos 5 A switch |  |  | 158.9
[7 empty] | Add the cost of 10 Nos Buzer/Bell @ 50.40/Each |  |  | 504 |  |  | 504
[7 empty] | Add the cost of 10 nos 5A type push switch @ Rs 17.25/ Each |  |  | 172.5
[7 empty] | Add the cost of 10 nos 15 x 10 x 7.5 cm TW box @ Rs 20.10/Each |  |  | 201
[7 empty] | Sundries |  |  | 16.41
[7 empty] | Total for 10 points |  |  | 7739.2717 |  |  | 172.5
[7 empty] | Rate for 1 point |  |  | 773.9272
FAN POINT FOR ADMINISTRATIVE BLOCKS AND COMMUNITY CENTRE
Wirng with 1.5 sqmm copper PVC insulated unsheathed single core 1.1 KV grade cable with continuous earth by means of 1.5 sqmm copper PVC insulated unsheathed single core 1.1 KV grade cable confirming to IS 694 / 1980 with ISI mark in PVC rigid conduit pipe heavy duty with ISI mark with suitable size MS box of 16g thick concealed and covered with 3mm thick laminated hylem sheet for FAN POINT FOR ADMINISTRATIVE BLOCKS AND COMMUNITY CENTRE controlled by 5 amps flush type switch including citcuit mains, cost of all materials, specials, etc., all complete,(Open wiring)
[7 empty] | Total for Data 1 excluding sundries |  |  | 7530.3317
[7 empty] | Deduct cost of TW Box 10X10 @ 16.70/each |  |  | 167
[7 empty] | Deduct cost of Hylem sheet |  |  | 56.3
[7 empty] | Add cost of TW box 12" x 8" x3" for switch and regulator 10 nos @ Rs 84.20 / Each |  |  | 842
[7 empty] | Hylem sheet 0.60 Sq m@ 685/Sq m |  |  | 411
[7 empty] | Add Sundries 1% |  |  | 12.5
[7 empty] | Total for 10 points |  |  | 8572.5317
[7 empty] | Rate for 1 points |  |  | 857.2532
STAIRCASE LIGHT POINT FOR ADMINISTRATIVE BLOCKS AND COMMUNITY CENTRE (Open wiring)
Wirng with 1.5 sqmm copper PVC insulated unsheathed single core 1.1 KV grade cable with continuous earth by means of 1.5 sqmm copper PVC insulated unsheathed single core 1.1 KV grade cable confirming to IS 694 / 1980 with ISI mark in fully concealed PVC rigid conduit pipe heavy duty with ISI mark with suitable size MS box of 16g thick concealed and covered with 3mm thick laminated hylem sheet for STAIRCASE LIGHT POINT FOR ADMINISTRATIVE BLOCKS AND COMMUNITY CENTRE controlled by 5 amps flush type switch including citcuit mains, cost of all materials, specials, etc., all complete,(Open wiring)
[5 empty] | 90 | Rmt | 1.5 sqmm copper PVC insulated unsheathed single core cable | 13.5 | Rmt | 1215
[5 empty] | 30 | Rmt | PVC rigid conduit pipe 19 mm / 20mm heavy duty with ISI mark | 17.1 | Rmt | 513
[5 empty] | 10 | No | 19 mm PVC rigid bends | 2.7 | No | 27
[5 empty] | 5 | No | 19 mm PVC rigid tees | 1.14 | No | 5.7
[5 empty] | 10 | No | 5 A flush type two way switches ( Staircase switch ) | 19.75 | No | 197.5
[5 empty] | 5 | No | PVC round block | 2.5 | Each | 12.5
[5 empty] | 5 | No | Ceiling rose | 13.6 | No | 68
[5 empty] | 0.09 | Sqm | 3 mm thick laminated Hylem sheet | 563 | Sqm | 50.67
[5 empty] | 1 | Bag | Cement | 342.5 | Bag | 342.5 |  | 20
[5 empty] | 6 | No | TW switch Box 150X100X65mm | 20.1 | Each | 120.6
[5 empty] | 30 | Rmt | 1.5 sqmm copper PVC insulated unsheathed single core cable for continuous earth connection | 13.5 | Rmt | 405
[7 empty] | Labour charges |  |  | 5889
[7 empty] | Sundries |  |  | 8.3
[7 empty] | Total for 5 points |  |  | 8854.77
[7 empty] | Rate for 1 point |  |  | 1770.954
5 AMPS 5 PIN PLUG SOCKET POINT AT CONVENIENT PLACES (OPEN WIRING)
Wirng with 1.5 sqmm copper PVC insulated unsheathed single core 1.1 KV grade cable with continuous earth by means of 1.5 sqmm copper PVC insulated unsheathed single core 1.1 KV grade cable confirming to IS 694 / 1980 with ISI mark in fully concealed PVC rigid conduit pipe heavy duty with ISI mark with suitable size MS box of 16g thick concealed and covered with 3mm thick laminated hylem sheet for 5 amps 5 pin PLUG SOCKET POINT AT CONVENIENT PLACES including citcuit mains, cost of all materials, specials, etc., all complete,
[5 empty] | 90 | Rmt | 1.5 sqmm copper PVC insulated unsheathed single core cable | 13.5 | 90 Rmt | 1215
[5 empty] | 45 | Rmt | PVC rigid conduit pipe 19 mm / 20mm heavy duty with ISI mark | 17.1 | Rmt | 769.5
[5 empty] | 20 | No | 19 mm PVC rigid bends | 2.7 | Dozen | 54
[5 empty] | 10 | No | 19 mm PVC rigid tees | 1.14 | Dozen | 11.4
[5 empty] | 1 | No | MS box 150x 100 x 75 mm | 68.3 | No | 68.3
[5 empty] | 0.015 | Sqm | 3 mm thick laminated Hylem sheet | 563 | Sqm | 8.445
[5 empty] | 15 | No | 5 A 5 pin non - inter locking switch and plug ( flush type ) | 39.59 | No | 593.85
[5 empty] | 15 | No | MS box 150x 100 x 75 mm | 68.3 | No | 1024.5
[5 empty] | 0.225 | Sqm | 3 mm thick laminated Hylem sheet | 563 | SQqm | 126.675
[5 empty] | 1.25 | Bag | Cement | 290 | Bag | 362.5
[5 empty] | 45 | Sqm | 1.5 sqmm copper PVC insulated unsheathed single core cable for continuous earth connection | 13.5 | 90 Rmt | 607.5
[7 empty] | Labour charges |  |  | 3926
[7 empty] | Sundries |  |  | 28.51
[7 empty] | Total for 15 points |  |  | 8796.18
[7 empty] | Rate for 1 point |  |  | 586.412
Labour charges
[5 empty] | 1 | No | Maistry | 730 | No | 730
[5 empty] | 2 | No | Wiremen Grade - I | 636 | No | 1272
[5 empty] | 3 | No | Wiremen Grade - II | 633 | No | 1899
[5 empty] | 4 | No | Helper | 497 | No | 1988
5889
2 X1.5 Sqmm in fully concealed PVC conduit
Run off mains with 2 wires of 1.5 Sqmm copper PVC insulated unsheathed single core 1.1KV cable wire contuinuous earth by means of 1.5 Sqmm copper PVC insulated unsheathed single core 1.1 KV grade cable in fully concealed 19 mm / 20 mm dia rigid PVC open conduit pipe heavy duty with ISI mark including cost of all materials, specials, etc., all complete.
[5 empty] | 180 | Rmt | 1.5 sqmm copper PVC insulated unsheathed single core cable | 13.5 | Rmt | 2430
[5 empty] | 90 | Rmt | PVC rigid conduit pipe 19 mm / 20mm heavy duty with ISI mark | 17.1 | Rmt | 1539
[5 empty] | 1 | gross | MS saddles 19mm | 38.7 | gross | 38.7
[5 empty] | 300 | Nos | TW plugs 38x25x19mm | 287 | 1000Nos | 86.1
[5 empty] | 2 | Gross | Brass screws 38mm | 84.1 | gross | 168.2
[5 empty] | 0.33 | Bag | Cement | 290 | Bag | 95.7
[5 empty] | 90 | Rmt | 1.5 sqmm copper PVC insulated unsheathed single core cable for continuous earth connection | 13.5 | Rmt | 1215
[5 empty] | 2/3 |  | Labour charges | 5889 |  | 3926
9498.7
[7 empty] | Sundries |  |  | 52.28
[7 empty] | Total for 90 Metres |  |  | 9550.98
[7 empty] | Rate for 1 Rmt |  |  | 106.122
2 X 2.5 Sq mm in fully concealed PVC conduit (open wiring)
Run off mains with 2 wires of 2.5 Sqmm copper PVC insulated unsheathed single core 1.1KV cable wire contuinuous earth by means of 1.5 Sqmm copper PVC insulated unsheathed single core 1.1 KV grade cable in fully concealed 19 mm / 20 mm dia rigid PVC conduit pipe heavy duty with ISI mark including cost of all materials, specials, etc., all complete.
[7 empty] | Total as per Data No. |  |  | 9550.98
[5 empty] | 180 | Rmt | Add 180 mt 2.5 Sqmm copper PVC insulated unsheathed S.C. cable | 20.3 | Rmt | 3654
[5 empty] | 180 | Rmt | Deduct 1.5 Sqmm copper PVC insulated unsheathed S.C. cable | 13.5 | Rmt | 2430
[7 empty] | Sundries |  |  | 36
[7 empty] | Total for 90 metres |  |  | 10810.98
[7 empty] | Rate for 1 Rmt |  |  | 120.122

## pile data ( M30 grade) (2) (hidden)
TAMILNADU POLICE HOUSING CORPORATION LIMITED
TRICHY DIVISION
Name of Work : Providing Bored cast-in-situ pile Pile Foundation
DATA 2018-2019
|  | Setting of Bored cast-in-situ pile equipments with all accessories and tools at each of locations based on the 500 mm dia pile |  |  |  | Cum
| Volume of Concrete = 3.14 /x *0.5 x 0.5 x 8 = 4.02 /4= 1.57 m3 |  |  |  |  | 1.57
500mm Dia pipe
1.57 | Cum | Standardised concrete mix using M 30 Grade concrete in (F&B) |  | 6800.09 | 10676.1413
0.157 | MT | Bentonite (10% concrete volume) |  | 4000 | 628
8 | Rmt | Labour charges |  | 960 | 7680
|  | Total for 8 Rmt |  |  | 18984.1413
|  | Total for 1 Rmt |  |  | 2712.0202
|  | Moving and placing of piling equipment (1000/8) |  |  | 125
|  | Total for 1 Rmt |  |  | 2837.0202
Rate for 1 Cum
Chipping of pile to the required cut off level and cleaning away the debris with an average lead of 5 km entirely with city limits
| Volume of Concrete = 3.14/4 x 0.5 x 0.5 x 1 km =0.196 m3 |  |  |  |  | 0.196
500mm Dia pipe DATA for 1 Rmt
0.196 | Cum | Dismantling of RCC works it-35/38 p-24 |  | 4390 | 860.44
0.196 | Cum | Conveyance of dismantled materials p-35 |  | 48.1 | 9.4276 |  |  | 1.0862
0.196 | Cum | Loading or unloading charges p-35 |  | 33.11 | 6.4896 |  |  | 3.2875
8.86
|  | Total for 1 Rmt |  |  | 876.3572
Removing of clay and conveyance charges,loading and unloading charges with an average lead of 3km entirely with city limits
26.07
Km | 3 | Rough stone, Bond stone, cut stone, HBG, Sand, gravel, surkhi, earth, crushed stone etc.Initial Lead (0-10 km) |  | 9.16 |  | 27.48
Km | 3 | Loading or unloading charges |  | 30.1 |  | 90.3 |  |  | 9.16*10
|  | For 1cum |  |  |  | 117.78
0 | 0 | Standardised concrete Mix M20 Grade Concrete | 0 | 0 | 0 | 0 | 0
5 | cum | 20mm HBG Machine crushed stone jelly (7730 Kg) | 1460.4 | 0 | 7302 | 0 | 7302
3.3 | cum | 10-12mm HBG Machine crushed stone jelly (5156 Kg) | 1187.9 | 0 | 3920.07 | 0 | 3920.07
4.79 | cum | Sand (7670 Kg) | 1603.3 | 0 | 7679.81 | 0 | 7679.81
3.25 | MT | Cement | 5800 | 0 | 18850 | 0 | 18850
19.5 | Kg | Plasticiser /Super plasticiser @ .60% of cement (P57 item NO.198 | 42.4 | 0 | 826.8 | 0 | 826.8
3.5 | Nos | Mason II | 753.9 | 0 | 2638.65 | 0 | 2638.65
21.2 | Nos | Maz I | 527.1 | 0 | 11174.52 | 0 | 11174.52
35.3 | Nos | Maz II | 432.6 | 0 | 15270.78 | 0 | 15270.78
0 | 0 | Total for 10 cum | 0 | 0 | 67662.63 | 0 | 67662.63
0 | 0 | for 1 cum | 0 | 0 | 6766.26 | 0 | 6766.26
1 | cum | Vibrating charges p-28 /103 | 74.24 | 0 | 74.24 | 0 | 0
0 | 0 | Sub Total | 0 | 0 | 6840.5 | 0 | 6766.26
LS | 0 | Add for water charges & other sundries (0.5 % of sub total | LS | 0 | 34.2 | 0 | 33.83
0 | 0 | Foundation & Basement | 0 | 0 | 6874.7 | 0 | 6800.09
0 | 0 | 0 | 0 | 0 | - | 0 | 0
0 | 0 | G.F | 0 | 0 | 6969.1 | 0 | 0
0 | 0 | F.F | 0 | 0 | 7154.95 | 0 | 0
0 | 0 | S.F | 0 | 0 | 7340.8 | 0 | 0
0 | 0 | T.F | 0 | 0 | 7526.65 | 0 | 0
0 | 0 | Fourth Floor | 0 | 0 | 7712.5 | 0 | 0
TAMILNADU POLICE HOUSING CORPORATION LIMITED
TRICHY DIVISION
Name of Work : Providing Bored cast-in-situ pile Pile Foundation
DATA
|  | Setting of Bored cast-in-situ pile equipments with all accessories and tools at each of locations based on the 450 mm dia pile |  |  |  | Cum
| Volume of Concrete = 3.14 /x *0.45 x 0.45 x 8 = 4.02 /4= 1.272 m3 |  |  |  |  | 1.2717
450mm Dia pipe
1.2717 | Cum | Standardised concrete mix using M 30 Grade concrete in (F&B) |  | 6800.09 | 8647.6745
0.12717 | MT | Bentonite (10% concrete volume) |  | 4000 | 508.68
8 | Rmt | Labour charges |  | 960 | 7680
|  | Total for 8 Rmt |  |  | 16836.3545
|  | Total for 1 Rmt |  |  | 2405.1935
|  | Moving and placing of piling equipment (1000/8) |  |  | 125
|  | Total for 1 Rmt |  |  | 2530.1935
Rate for 1 Cum
Chipping of pile to the required cut off level and cleaning away the debris with an average lead of 5 km entirely with city limits
| Volume of Concrete = 3.14/4 x 0.45 x 0.45 x 1 km =0.159 m3 |  |  |  |  | 0.15896
500mm Dia pipe DATA for 1 Rmt
0.15896 | Cum | Dismantling of RCC works |  | 4390 | 697.8454
0.15896 | Cum | Conveyance of dismantled materials p-35 |  | 48.1 | 7.6461
0.15896 | Cum | Loading or unloading charges p-35 |  | 33.11 | 5.2632
|  | Total for 1 Rmt |  |  | 710.7547
Removing of clay and conveyance charges,loading and unloading charges with an average lead of 3km entirely with city limits
Km | 3 | Rough stone, Bond stone, cut stone, HBG, Sand, gravel, surkhi, earth, crushed stone etc.Initial Lead (0-10 km) |  | 9.62 | cum | 28.86
Km | 3 | Loading or unloading charges |  | 33.11 | cum | 99.33
|  | For 1cum |  |  |  | 128.19
| 4.2 | Standardised concrete Mix M30 Grade Concrete
5 | cum | 20mm HBG Machine crushed stone jelly (7730 Kg) | 1460.4 |  | 7302
3.3 | cum | 10-12mm HBG Machine crushed stone jelly (5156 Kg) | 1187.9 |  | 3920.07
4.79 | cum | Sand (7670 Kg) | 1603.3 |  | 7679.807
4 | MT | Cement | 5800 |  | 23200
40 | Kg | Plasticiser /Super plasticiser @ 1% of cement | 42.4 |  | 1696
3.5 | Nos | Mason II | 753.9 |  | 2638.65
21.2 | Nos | Maz I | 527.1 |  | 11174.52
35.3 | Nos | Maz II | 432.6 |  | 15270.78
|  | Total for 10 cum | 0 |  | 72881.827
|  | for 1 cum | 0 |  | 7288.1827 | 7288.1827
1 | cum | Vibrating charges | 74.24 |  | 74.24
|  | Sub Total | 0 |  | 7362.4227 | 7288.1827
LS |  | Add for water charges & other sundries (0.5 % of sub total | LS |  | 36.8121 | 36.4409
|  | Foundation & Basement |  |  | 7399.2348 | 7324.6236
TAMILNADU POLICE HOUSING CORPORATION LIMITED
TRICHY DIVISION
Name of Work : Providing Bored cast-in-situ pile Pile Foundation
DATA
|  | Setting of Bored cast-in-situ pile equipments with all accessories and tools at each of locations based on the 400 mm dia pile |  |  |  | Cum
| Volume of Concrete = 3.14 /x *0.40 x 0.40 x 8 = 4.02 /4= 1.272 m3 |  |  |  |  | 1.0048
400mm Dia pipe
1.0048 | Cum | RCC 1:1.5:3 (F&B) |  | 6800.09 | 6832.7304
0.10048 | MT | Bentonite (10% concrete volume) |  | 4000 | 401.92
8 | Rmt | Labour charges |  | 960 | 7680
|  | Total for 8 Rmt |  |  | 14914.6504
|  | Total for 1 Rmt |  |  | 2130.6643
|  | Moving and placing of piling equipment (1000/8) |  |  | 125
|  | Total for 1 Rmt |  |  | 2255.6643
Rate for 1 Cum
Chipping of pile to the required cut off level and cleaning away the debris with an average lead of 5 km entirely with city limits
| Volume of Concrete = 3.14/4 x 0.40 x 0.40 x 1 km =0.129 m3 |  |  |  |  | 0.1256
400mm Dia pipe DATA for 1 Rmt
0.1256 | Cum | Dismantling of RCC works |  | 4390 | 551.384
0.1256 | Cum | Conveyance of dismantled materials |  | 48.1 | 6.0414
0.1256 | Cum | Loading or unloading charges |  | 33.11 | 4.1586
|  | Total for 1 Rmt |  |  | 561.584
Removing of clay and conveyance charges,loading and unloading charges with an average lead of 3km entirely with city limits
Km | 3 | Rough stone, Bond stone, cut stone, HBG, Sand, gravel, surkhi, earth, crushed stone etc.Initial Lead (0-10 km) |  | 9.62 | cum | 28.86
Km | 3 | Loading or unloading charges |  | 33.11 | cum | 99.33
|  | For 1cum |  |  |  | 128.19

## electrical (hidden)
Repair Works on IG Quarters inner
Sl. No. | Description |  |  |  | Description of work | Rate | Unit | Over Head Tank (1) |  | Septic tank (2) |  |  | Sentry Room (3) |  | Cement Concrete Road(4) |  | Plinth Protection (5) |  | Total Qty. (Dev-I.) |  | Qty | Amount
[8 empty] | Qty | Amount | Qty (1 No) | Qty (2 Nos) | Amount | Qty | Amount | Qty | Amount | Qty | Amount | Qty | Amount
|  |  |  | Column1 | Column2 | Column3 | Column4
| Earth work excavation in all soils (including refilling) | Earth work excavation in all soils (including refilling) | OK | Column2 | Column3 | Column1 | [15 empty] | *
1.1 |  |  |  | Earth work excavation in all soils (including refilling) | Earth work excavation for foundation in all soils and sub-soils to the required depth as may be directed except in hard rock requiring blasting but inclusive of shoring, strutting, and bailing out water wherever necessary and refilling the sides of foundation with excavated earth in 150mm thick layers well watered rammed and consolidated and depositing the surplus earth in places shown clearing and levelling the site with an initial lead of 10 metres and lift as specified here under etc. complete in all respects complying with relevant standard specifications. (Including Refilling) | [17 empty] | Earth work excavation in all soils (including refilling) | -----------------------
| a. 0 to 2 mt. | a. 0 to 2 mt. | OK | a. 0 to 2 mt. Earth work excavation in all soils (including refilling) | a) 0 to 2m depth. | 186.66 | Cum. | [13 empty] | 4.3 | 837.468 | a. 0 to 2 mt. Earth work excavation in all soils (including refilling) | ERRR
| b. 2 to 3 mt. | b. 2 to 3 mt. | OK | b. 2 to 3 mt. Earth work excavation in all soils (including refilling) | b) 2 to 3m depth. | 194.76 | Cum. | [14 empty] | 0 | b. 2 to 3 mt. Earth work excavation in all soils (including refilling) | ERRR
1.2 | Earth work excavation in all soils (excluding refilling) | Earth work excavation in all soils (excluding refilling) | OK | Earth work excavation in all soils (excluding refilling) | Earth work excavation for foundation in all soils and sub soils to the required depth as may be directed except in hard rock requiring blasting, inclusive of shoring, strutting and bailing out water wherever necessary, (Excluding refilling the sides of foundation) and depositing the earth in places shown clearing and levelling the site with an initial lead of 10 metres and lift as specified hereunder etc., complete in all respects complying with relevant standard specifications. (Excluding Refilling) | [16 empty] | 0 | Earth work excavation in all soils (excluding refilling) | -----------------------
| a. 0 to 2 mt. | a. 0 to 2 mt. | OK | a. 0 to 2 mt. Earth work excavation in all soils (excluding refilling) | a) 0 to 2m depth. | 176.4 | Cum. | [14 empty] | 0 | a. 0 to 2 mt. Earth work excavation in all soils (excluding refilling) | -----------------------
| b. 2 to 3 mt. | b. 2 to 3 mt. | OK | b. 2 to 3 mt. Earth work excavation in all soils (excluding refilling) | b) 2 to 3m depth. | 184.5 | Cum. | [14 empty] | 0 | b. 2 to 3 mt. Earth work excavation in all soils (excluding refilling) | -----------------------
1.3 | Earth work excavation in Soft disintegrated rock (including refilling) | Earth work excavation in Soft disintegrated rock (including refilling) | OK | Earth work excavation in Soft disintegrated rock (including refilling) | Earth work excavation for foundation in soft disintegrated rock, soft laterite rock or kankar soft rock not requiring blasting inclusive of shoring, strutting and bailing out water wherever necessary and refilling the sides of foundation with excavated earth in 150mm thick layers well watered rammed and consolidated and depositing the surplus earth in places shown clearing and levelling the site with and initial lead of 10 metres and lift as specified hereunder etc., complete in all respects complying with relevant standard specifications. (including refilling) | [16 empty] | 0 | Earth work excavation in Soft disintegrated rock (including refilling) | -----------------------
| a. 0 to 2 mt. | a. 0 to 2 mt. | OK | a. 0 to 2 mt. Earth work excavation in Soft disintegrated rock (including refilling) | (a) 0 to 2m depth | 273.18 | Cum. | [14 empty] | 0 | a. 0 to 2 mt. Earth work excavation in Soft disintegrated rock (including refilling) | -----------------------
| b. 2 to 3 mt. | b. 2 to 3 mt. | OK | b. 2 to 3 mt. Earth work excavation in all soils (including refilling) | b) 2 to 3m depth. | 281.28 | Cum. | [14 empty] | 0 | b. 2 to 3 mt. Earth work excavation in all soils (including refilling) | ERRR
1.4 | Earth work excavation for Open foundation (including refilling) | Earth work excavation for Open foundation (including refilling) | OK | Earth work excavation for Open foundation (including refilling) | earth work excavation for open foundation all soils and subsoils to the required depth as may be directed except in hard rock requiring blasting but inclusive of shoring, strutting, and bailing out water wherever necessary and refilling the sides of foundation with excavated earth in 150 mm thick layers well watered rammed and consolidated and depositing the surplus earth in places shown clearing and levelling the site with an initial lead of 10 metres and lift as specified here under etc. complete in all respects complying with relevant standard specifications. (including refilling) | [16 empty] | 0 | Earth work excavation for Open foundation (including refilling) | -----------------------
| a. 0 to 2 mt. | a. 0 to 2 mt. | OK | a. 0 to 2 mt.Earth work excavation for Open foundation (including refilling) | (a) 0 to 2m depth | 98.46 | Cum. | [14 empty] | 0 | a. 0 to 2 mt.Earth work excavation for Open foundation (including refilling) | -----------------------
| b. 2 to 3 mt. | b. 2 to 3 mt. | OK | b. 2 to 3 mt. Earth work excavation in Soft disintegrated rock (including refilling) | (b) 2 to 3m depth | 106.56 | Cum. | [14 empty] | 0 | b. 2 to 3 mt. Earth work excavation in Soft disintegrated rock (including refilling) | -----------------------
1.5 | Earth work excavation for Open foundation (excluding refilling) | Earth work excavation for Open foundation (excluding refilling) | OK | Earth work excavation for Open foundation (excluding refilling) | Earth work excavation for open foundation in all soils and subsoils to the required depth as may be directed except in hard rock requiring blasting, inclusive of shoring, strutting, and bailing out water wherever necessary (excluding refilling the sides of foundation) and depositing the earth in places shown clearing and levelling the site with an initial lead of 10 metres and lift as specified here under etc. complete in all respects complying with relevant standard specifications. (Excluding refilling) | [17 empty] | Earth work excavation for Open foundation (excluding refilling) | -----------------------
| a. 0 to 2 mt. | a. 0 to 2 mt. | OK | a. 0 to 2 mt.Earth work excavation for Open foundation (excluding refilling) | (a) 0 to 2m depth | 88.2 | Cum. | [14 empty] | 0 | a. 0 to 2 mt.Earth work excavation for Open foundation (excluding refilling) | -----------------------
| b. 2 to 3 mt. | b. 2 to 3 mt. | OK | b. 2 to 3 mt.Earth work excavation for Open foundation (excluding refilling) | (b) 2 to 3m depth | 96.3 | Cum. | [14 empty] | 0 | b. 2 to 3 mt.Earth work excavation for Open foundation (excluding refilling) | -----------------------
| c. 3 to 4 mt. | c. 3 to 4 mt. | OK | c. 3 to 4 mt.Earth work excavation for Open foundation (excluding refilling) | c. 3 to 4 mt. | 104.4 | Cum. | [14 empty] | 0 | c. 3 to 4 mt.Earth work excavation for Open foundation (excluding refilling) | -----------------------
| d. 4 to 5 mt. | d. 4 to 5 mt. | OK | d. 4 to 5 mt.Earth work excavation for Open foundation (excluding refilling) | d. 4 to 5 mt. | 112.5 | Cum. | [14 empty] | 0 | d. 4 to 5 mt.Earth work excavation for Open foundation (excluding refilling) | -----------------------
1.6 | Earth work excavation for Open foundation for drains (excluding refilling) width upto 1.25 m | Earth work excavation for Open foundation for drains (excluding refilling) width upto 1.25 m | OK | Earth work excavation for Open foundation for drains (excluding refilling) width upto 1.25 m | Earth work excavation for open foundation for drains in all soils and subsoils to the required depth as may be directed except in hard rock requiring blasting, inclusive of shoring, strutting and bailing out water wherever necessary. (excluding refilling the sides of foundation) and depositing the earth in places shown clearing and leveling the site with an initial lead of 10 metres and lift as specified hereunder etc., complete in all respects complying with relevant standard specification (Excluding refilling) (drain having bed width upto 1.25 metre). | [16 empty] | 0 | Earth work excavation for Open foundation for drains (excluding refilling) width upto 1.25 m | -----------------------
| a. 0 to 2 mt. | a. 0 to 2 mt. | OK | a. 0 to 2 mt.Earth work excavation for Open foundation for drains (excluding refilling) width upto 1.25 m | (a) 0 to 2m depth | 132.3 | Cum. | [14 empty] | 0 | a. 0 to 2 mt.Earth work excavation for Open foundation for drains (excluding refilling) width upto 1.25 m | -----------------------
| b. 2 to 3 mt. | b. 2 to 3 mt. | OK | b. 2 to 3 mt.Earth work excavation for Open foundation for drains (excluding refilling) width upto 1.25 m | (b) 2 to 3m depth | 140.4 | Cum. | [14 empty] | 0 | b. 2 to 3 mt.Earth work excavation for Open foundation for drains (excluding refilling) width upto 1.25 m | -----------------------
1.7 | Earth work excavation in Soft disintegrated rock (Excluding refilling) | Earth work excavation in Soft disintegrated rock (Excluding refilling) | OK | Earth work excavation in Soft disintegrated rock (Excluding refilling) | Earth work excavation for foundation in soft disintegrated rock, soft laterite rock or kankar soft rock not requiring blasting inclusive of shoring, strutting and bailing out water wherever necessary and refilling the sides of foundation with excavated earth in 150mm thick layers well watered rammed and consolidated and depositing the surplus earth in places shown clearing and levelling the site with and initial lead of 10 metres and lift as specified hereunder etc., complete in all respects complying with relevant standard specifications.(Excluding refilling) | [16 empty] | 0 | Earth work excavation in Soft disintegrated rock (Excluding refilling) | ERRR
| a. 0 to 2 mt. | a. 0 to 2 mt. | OK | a. 0 to 2 mt.Earth work excavation in Soft disintegrated rock (Excluding refilling) | (a) 0 to 2m depth | 262.92 | Cum. | [14 empty] | 0 | a. 0 to 2 mt.Earth work excavation in Soft disintegrated rock (Excluding refilling) | ERRR
| b. 2 to 3 mt. | b. 2 to 3 mt. | OK | b. 2 to 3 mt.Earth work excavation in Soft disintegrated rock (Excluding refilling) | (b) 2 to 3m depth | 271.02 | Cum. | [14 empty] | 0 | b. 2 to 3 mt.Earth work excavation in Soft disintegrated rock (Excluding refilling) | ERRR
1.8 | Earth work excavation in SDR for Open foundation (excluding refilling) | Earth work excavation in SDR for Open foundation (excluding refilling) | OK | Earth work excavation in SDR for Open foundation (excluding refilling) | Earth work excavation for open foundation in soft disintegrated rock, laterite kankar or soft rock not requiring blasting, inclusive of shoring, strutting and bailing out water wherever necessary (excluding refilling the sides of foundation) and depositing the earth in places shown clearing and levelling the site with an initial lead of 10 metres and lift as specified hereunder etc., complete in all respects complying with relevant standard specifications. (Excluding refilling) | [16 empty] | 0 | Earth work excavation in SDR for Open foundation (excluding refilling) | -----------------------
| a. 0 to 2 mt. | a. 0 to 2 mt. | OK | a. 0 to 2 mt.Earth work excavation in SDR for Open foundation (excluding refilling) | (a) 0 to 2m depth | 131.46 | Cum. | [14 empty] | 0 | a. 0 to 2 mt.Earth work excavation in SDR for Open foundation (excluding refilling) | -----------------------
| b. 2 to 3 mt. | b. 2 to 3 mt. | OK | b. 2 to 3 mt.Earth work excavation in SDR for Open foundation (excluding refilling) | (b) 2 to 3m depth | 139.56 | Cum. | [14 empty] | 0 | b. 2 to 3 mt.Earth work excavation in SDR for Open foundation (excluding refilling) | -----------------------
|  |  |  | Earth work excavation and depositing on bank withinitial lead of 10m and lift of 2.00m in narrow trenches for laying of pipes for water supply and sewerage works in the following types of soil strata as directed by departmental officers | Earth work excavation and depositing on bank with initial lead of 10m and lift of 2.00m in narrow trenches for laying of pipes for water supply and sewerage works in the following types of soil strata as directed by departmental officers | [17 empty] | Earth work excavation and depositing on bank withinitiallead of 10m and lift of 2.00m in narrow trenches for laying of pipes for water supply and sewerage works in the following types of soil strata as directed by departmental officers | ERRR
|  |  |  | In Medium rock and dense medium rock not requiring blasting. | In Medium rock and dense medium rock not requiring blasting. | [17 empty] | In Medium rock and dense medium rock not requiringblasting. | ERRR
|  |  |  | a. 0 to 2 mt.In Medium rock and dense medium rock not requiring blasting. | (a) 0 to 2m depth | 439.6 | Cum. | [15 empty] | a. 0 to 2 mt.In Medium rock and dense medium rock not requiring blasting. | -----------------------
|  |  |  | b. 2 to 3 mt. In Medium rock and dense medium rock not requiring blasting. | (b) 2 to 3m depth | 12581.5 | Cum. | [15 empty] | b. 2 to 3 mt. In Medium rock and dense medium rock not requiring blasting. | -----------------------
|  |  |  | c. 3 to 4 mt. In Medium rock and dense medium rock not requiring blasting. | (c) 3 to 4m depth | 12589.6 | Cum. | [15 empty] | c. 3 to 4 mt. In Medium rock and dense medium rock not requiring blasting. | -----------------------
1.9 | Providing Driven PILES | Providing Driven PILES | OK | Providing Driven PILES | 0 | [16 empty] | 0 | Providing Driven PILES | -----------------------
| a.300mm dia | a.300mm dia | OK | a.300mm dia | 0 |  | Rmt | [14 empty] | 0 | a.300mm dia | -----------------------
| b.330mm dia | b.330mm dia | OK | b.330mm dia | 0 |  | Rmt | [14 empty] | 0 | b.330mm dia | -----------------------
| c.375mm dia | c.375mm dia | OK | c.375mm dia | 0 |  | Rmt | [14 empty] | 0 | c.375mm dia | -----------------------
| d.400mm dia | d.400mm dia | OK | d.400mm dia | 0 |  | Rmt | [14 empty] | 0 | d.400mm dia | -----------------------
| e.450mm dia | e.450mm dia | OK | e.450mm dia | 0 |  | Rmt | [14 empty] | 0 | e.450mm dia | -----------------------
| f.500mm dia | f.500mm dia | OK | f.500mm dia | 0 |  | Rmt | [14 empty] | 0 | f.500mm dia | -----------------------
2.1 | Filling sand | Filling sand | OK | Filling sand | Supplying and filling in foundation and basement with filling sand in layers of 150 mm thickness well watered, rammed and consolidated complying with relevant standard specification including cost of supplying filling sand. | 1630.29 | Cum. | [13 empty] | 9.7 | 14159.284 | Filling sand | -----------------------
2.2 | Sand Gravel Mix | Sand Gravel Mix | OK | Sand Gravel Mix | providing sand gravel mix for foundation and basement in layers of 150mm thickness well watered, rammed and consolidated complying with relevant standard specifications. the sand gravel mix will be a proportion of 1:1 (i.e.) 0.70m3 of filling sand, 0.72m3 of gravel for every 1.00m3 compacted volume of sand gravel mix including cost and conveyance of sand and gravel from approved quarrys to work site including labour charges for mixing sand and gravel in the required proportion and consistency using soft potable water including all leads for water, spreading the mix in layers consolidating the same as directed by the departmental officers. | 1459.72 | Cum. | [14 empty] | 0 | Sand Gravel Mix | -----------------------
2.3 | Supply and filling of 40 mm Brick jelly | Supply and filling of 40 mm Brick jelly | OK | Supply and filling of 40 mm Brick jelly | supplying and filling with 40mm size broken brick jelly in foundation and basement and other similar works including cost of materials, labour charges, etc., all complete and as directed by the departmental officers. | 774.17 | Cum. | [14 empty] | 0 | Supply and filling of 40 mm Brick jelly | -----------------------
2.4 | Supply and filling of 20 mm Brick jelly | Supply and filling of 20 mm Brick jelly | OK | Supply and filling of 20 mm Brick jelly | supplying and filling with 20 mm size broken brick jelly in foundation and basement and other similar works including cost of materials, labour charges etc., all complete and as directed by the departmental officers. | 851.17 | Cum. | [14 empty] | 0 | Supply and filling of 20 mm Brick jelly | -----------------------
2.5 | Gravel soling | Gravel soling | OK | Gravel soling | providing gravel soling of 150mm tk. (consolidated thickness) including cost and conveyance of good gravel of approved quality and stacking to departmental gauge for pre-measurement to the work spot, labour charges watering with soft potable water and including, cost and lead of water and consolidated by using power rollers at 8 to 10 tonne capacity including cost of tools and plants, fuel charges, labour charges etc., all complete and as directed by the departmental officers. | 332.65 | Cum. | [14 empty] | 0 | Gravel soling | -----------------------
2.6 | Supply and filling of 40 mm HBSJ | Supply and filling of 40 mm HBSJ | OK | Supply and filling of 40 mm HBSJ | Supplying and filling with 40 mm size hard broken stone jelly in foundation and basement and other similar works including cost of materials, labour charges etc., all complete and as directed by the departmental officers. | 1097.17 | Cum. | [14 empty] | 0 | Supply and filling of 40 mm HBSJ | -----------------------
2.7 | Supply and filling of 20 mm HBSJ | Supply and filling of 20 mm HBSJ | OK | Supply and filling of 20 mm HBSJ | Supplying and filling with 20 mm size hard broken stone jelly in foundation and basement and other similar works including cost of materials, labour charges etc., all complete and as directed by the departmental officers. | 1491.17 | Cum. | [14 empty] | 0 | Supply and filling of 20 mm HBSJ | -----------------------
3.1 | C.C.1:5:10 for Foundation & Basement | C.C.1:5:10 for Foundation & Basement | OK | C.C.1:5:10 for Foundation & Basement | Plain cement concrete 1:5:10 (one of cement, five of sand and ten of hard broken stone jelly) for foundation using 40mm gauge hard broken stone jelly inclusive of shoring strutting and bailing out water wherever necessary ramming, curing etc., complete in all respects complying with relevant standard specifications and as directed by the departmental officers. | 4152.67 | Cum. | [15 empty] | C.C.1:5:10 for Foundation & Basement | -----------------------
3.2 | P.C.C. 1:2:4 for Foundation & Basement and other similar works | P.C.C. 1:2:4 for Foundation & Basement and other similar works | OK | P.C.C. 1:2:4 for Foundation & Basement and other similar works | Plain cement concrete 1:2:4 (one of cement, two of sand and four of hard broken stone jelly) using 20mm gauge hard broken stone jelly excluding shuttering and centering but including laying, curing and finishing with relevant standard specifications in foundation and basement and other similar works and as directed by the departmental officers. | 5634.79 | Cum. | [15 empty] | P.C.C. 1:2:4 for Foundation & Basement and other similar works | -----------------------
3.3 | P.C.C. 1:8:16 using 20 mm broken brick jelly | P.C.C. 1:8:16 using 20 mm broken brick jelly | OK | P.C.C. 1:8:16 using 20 mm broken brick jelly | plain cement concrete 1:8:16 (one of cement, eight of sand and sixteen of broken brick jelly) for foundation and other similar works using 20mm gauge broken brick jelly inclusive of shoring, strutting and bailing out water wherever necessary ramming, curing etc., complete in all respects complying with relevant standard specifications and as directed by the departmental officers. | 3649.39 | Cum. | [14 empty] | 0 | P.C.C. 1:8:16 using 20 mm broken brick jelly | -----------------------
3.4 | Providing WBM 125 mm consolidated thick with gravel blindage | Providing WBM 125 mm consolidated thick with gravel blindage | OK | Providing WBM 125 mm consolidated thick with gravel blindage | Providing water bound macadam road 125 mm thick in two layers and the 1st layer of 75 mm thick with 50 mm size lrc metal with 25 mm thick gravel blind age and 2nd layer of 50mm thick with 40mm size irc metal with 20mm thick gravel blind age including cost and conveyance of irc metal and gravel of approved quality to work site, labour charges for spreading, and stacking to departmental gauge for pre-measurement, cost of soft potable water including lead for water and consolidated by using power rollers of 8 to 10 tonne capacity for both layers, labour charges for watering both the layers for 20 days and regulating traffic, hire charges for tools and plants, fuel charges, labour charges etc., all complete and as directed by the departmental officers. |  | Sqm. | [14 empty] | 0 | Providing WBM 125 mm consolidated thick with gravel blindage | -----------------------
3.5 | Surface dressing over WBM 25 mm thick | Surface dressing over WBM 25 mm thick | OK | Surface dressing over WBM 25 mm thick | surface dressing over wbm with pre-coated chips using 2.70m3 of 12mm chips per 100m2 and 44.00 kg of bitumen for 1.0m3 of chips for pre mixing and 100 kg of bitumen for tack coat per 100m2 and spreading river sand at the rate of 0.145m3/100m2 including cost of metal, bitumen of grade 80/100, rolling and consolidating by power roller of 8 to 10 tonne capacity including hire charges for tools and plants, fuel charges, etc. all complete and as directed by the departmental officers. (the bitumen 80/100 grade should be got approved from the executive engineer before use.) |  | Sqm. | [14 empty] | 0 | Surface dressing over WBM 25 mm thick | -----------------------
3.6 | Providing WBM 125 mm consolidated thick with gravel blindage (IRC 63 to 45mm for 75mm thick and 37.5 to 26.5mm for 50.mm thick) | Providing WBM 125 mm consolidated thick with gravel blindage (IRC 63 to 45mm for 75mm thick and 37.5 to 26.5mm for 50.mm thick) | OK | Providing WBM 125 mm consolidated thick with gravel blindage (IRC 63 to 45mm for 75mm thick and 37.5 to 26.5mm for 50.mm thick) | providing water bound macadam road 125 mm tk. in two layers and the 1st layer of 75 mm thick with 63mm to 45mm size irc metal with 25 mm thick gravel blind age and 2nd layer of 50mm thick with 37.5mm to 26.5mm size irc metal with 20mm thick gravel blind age including cost and conveyance of irc metal and gravel of approved quality to work site, labour charges for spreading and stacking to departmental gauge for pre-measurement, cost of soft potable water including lead for water and consolidated by using power rollers of 8 to 10 tonne capacity for both layers, labour charges for watering both the layers for 20 days and regulating traffic, hire charges for tools and plants, fuel charges, labour charges etc., all complete and as directed by the departmental officers. | 139.39 | Sqm. | [14 empty] | 0 | Providing WBM 125 mm consolidated thick with gravel blindage(IRC 63 to 45mm for 75mm thick and 37.5 to 26.5mm for 50.mm thick) | ERRR
3.7 | Surface dressing over WBM 25 mm tk. with pre-coated chips using 11.2mm size IRC | Surface dressing over WBM 25 mm tk. with pre-coated chips using 11.2mm size IRC | OK | Surface dressing over WBM 25 mm tk. with pre-coated chips using 11.2mm size IRC | surface dressing over wbm with precoated chips using 2.70m3 of 11.2mm chips per 100m2 and 44.00 kg of bitumen for 1.0m3 of chips for pre mixing and 100 kg of bitumen for tack coat per 100m2 and spreading river sand at the rate of 0.145m3/100m2 including cost of metal, bitumen of grade 80/100, rolling and consolidating by power roller of 8 to 10 tonne capacity including hire charges for tools and plants, fuel charges, etc. all complete and as directed by the departmental officers.(the bitumen 80/100 grade should be got approved from the executive engineer before use.) | 137.98 | Sqm. | [14 empty] | 0 | Surface dressing over WBM 25 mm tk.with pre-coated chips using 11.2mm size IRC | ERRR
4.1 | R.C.C. 1:2:4 Foundation and Basement | R.C.C. 1:2:4 Foundation and Basement | OK | R.C.C. 1:2:4 Foundation and Basement | cement concrete 1:2:4 (one of cement, two of sand and four of hard broken stone jelly) for all reinforced cement concrete works, namely plinth beams, tie beams, column and column footing, slabs etc. using 20mm gauge hard broken stone jelly excluding the cost and fabrication of reinforcement grills, shuttering and centering but including vibrating, laying, curing with relevant standard specifications in foundation and basement. | 6892.46 | Cum. | [14 empty] | 0 | R.C.C. 1:2:4 Foundation and Basement | -----------------------
4.2 | R.C.C. 1: 11/2: 3 Foundation and Basement | R.C.C. 1: 11/2: 3 Foundation and Basement | OK | R.C.C. 1: 11/2: 3 Foundation and Basement | cement concrete 1:1½:3 (one of cement, one and half of sand and three of stone jelly) for all reinforced cement concrete works, namely plinth beams, columns, tie beams, column footings, slab etc. using 20mm gauge hard broken stone jelly excluding the cost and fabrication of reinforcement grills, shuttering and centering but including vibrating, laying, curing with relevant standard specifications in foundation and basement. | 7517.12 | Cum. | [14 empty] | 0 | R.C.C. 1: 11/2: 3 Foundation and Basement | -----------------------
5 | R.R. masonry in C.M. 1:5 Foundation and Basment | R.R. masonry in C.M. 1:5 Foundation and Basment | OK | R.R. masonry in C.M. 1:5 Foundation and Basment | random rubble masonry works in cm 1:5 (one of cement and five of sand) using selected similar size stones and bond stones in foundation and basement including dewatering wherever necessary, proper setting, curing etc., complete in all respects complying with relevant standard specifications. | 4438.36 | Cum. | [14 empty] | 0 | R.R. masonry in C.M. 1:5 Foundation and Basment | -----------------------
6.1 | Brick work in C.M. 1:5 (F& B) using Chamber Burnt brick of size 23 x 11.2 x 7 cm (9" x 4 3/8" x 2 3/4") | Brick work in C.M. 1:5 (F& B) using Chamber Burnt brick of size 23 x 11.2 x 7 cm (9" x 4 3/8" x 2 3/4") | OK | Brick work in C.M. 1:5 (F& B) using Chamber Burnt brick of size 23 x 11.2 x 7 cm (9" x 4 3/8" x 2 3/4") | 0 | 6104.08 | Cum. | [14 empty] | 0 | Brick work in C.M. 1:5 (F& B) using Chamber Burnt brick of size 23 x 11.2 x 7 cm (9" x 4 3/8" x 2 3/4") | -----------------------
6.2 | Brick work in C.M. 1:5 (F& B) using chamber Burnt bricks of size 23 x 11.4 x 7.5 cm (9" x 4 1/2"x 3") | Brick work in C.M. 1:5 (F& B) using chamber Burnt bricks of size 23 x 11.4 x 7.5 cm (9" x 4 1/2"x 3") | OK | Brick work in C.M. 1:5 (F& B) using chamber Burnt bricks of size 23 x 11.4 x 7.5 cm (9" x 4 1/2"x 3") | brick work in cm 1:5 (one of cement and five of sand) using chamber burnt bricks of size 9"x4½”x3" (23x11.4x7.5cm) in foundation and basement including dewatering wherever necessary proper setting, curing etc., complete with relevant standard specifications. | 5788.96 | Cum. | [14 empty] | 0 | Brick work in C.M. 1:5 (F& B) using chamber Burnt bricks of size 23 x 11.4 x 7.5 cm (9" x 4 1/2"x 3") | -----------------------
6.3 | Brick work in C.M. 1:5 (F& B) using Chamber Burnt brick of size 23 x 11 x 7 cm (9" x 4 1/4" x 2 3/4") | Brick work in C.M. 1:5 (F& B) using Chamber Burnt brick of size 23 x 11 x 7 cm (9" x 4 1/4" x 2 3/4") | OK | Brick work in C.M. 1:5 (F& B) using Chamber Burnt brick of size 23 x 11 x 7 cm (9" x 4 1/4" x 2 3/4") | 0 |  | Cum. | [14 empty] | 0 | Brick work in C.M. 1:5 (F& B) using Chamber Burnt brick of size 23 x 11 x 7 cm (9" x 4 1/4" x 2 3/4") | -----------------------
6.4 | Brick work in C.M. 1:5 (F& B) using Chamber Burnt brick of size 22 x 11 x 7 cm (8 3/4" x 4 1/4" x 2 3/4") | Brick work in C.M. 1:5 (F& B) using Chamber Burnt brick of size 22 x 11 x 7 cm (8 3/4" x 4 1/4" x 2 3/4") | OK | Brick work in C.M. 1:5 (F& B) using Chamber Burnt brick of size 22 x 11 x 7 cm (8 3/4" x 4 1/4" x 2 3/4") | 0 |  | Cum. | [14 empty] | 0 | Brick work in C.M. 1:5 (F& B) using Chamber Burnt brick of size 22 x 11 x 7 cm (8 3/4" x 4 1/4" x 2 3/4") | -----------------------
6.5 | Brick work in C.M. 1:5 (F& B) using Kiln Burnt Country bricks of size 22 x 11 x 7 cm (8 3/4" x 4 1/4" x 2 3/4") | Brick work in C.M. 1:5 (F& B) using Kiln Burnt Country bricks of size 22 x 11 x 7 cm (8 3/4" x 4 1/4" x 2 3/4") | OK | Brick work in C.M. 1:5 (F& B) using Kiln Burnt Country bricks of size 22 x 11 x 7 cm (8 3/4" x 4 1/4" x 2 3/4") | Brick work in CM 1:5 (one of cement and five of sand) using kiln burnt country bricks of size 8 3/4"x4 1/4"x2 3/4" (22x11x7cm) in foundation and basement including dewatering wherever necessary proper setting curing etc., complete with relevant standard specifications. | 5866.74 | Cum. | [13 empty] | 5 | 0 | Brick work in C.M. 1:5 (F& B) using Kiln Burnt Country bricks of size 22 x 11 x 7 cm (8 3/4" x 4 1/4" x 2 3/4") | -----------------------
6.6 | Brick work in C.M. 1:5 (F& B) using Kiln Burnt Country bricks of size 22 x 11 x 5.7 cm (8 3/4" x 4 1/4" x 2 1/4") | Brick work in C.M. 1:5 (F& B) using Kiln Burnt Country bricks of size 22 x 11 x 5.7 cm (8 3/4" x 4 1/4" x 2 1/4") | OK | Brick work in C.M. 1:5 (F& B) using Kiln Burnt Country bricks of size 22 x 11 x 5.7 cm (8 3/4" x 4 1/4" x 2 1/4") | 0 |  | Cum. | [14 empty] | 0 | Brick work in C.M. 1:5 (F& B) using Kiln Burnt Country bricks of size 22 x 11 x 5.7 cm (8 3/4" x 4 1/4" x 2 1/4") | -----------------------
7.1 | Damp Proof Course in C.M. 1:4, 12 MM thick mixed with Crude oil | Damp Proof Course in C.M. 1:4, 12 MM thick mixed with Crude oil | OK | Damp Proof Course in C.M. 1:4, 12 MM thick mixed with Crude oil | damp proof course in cm 1:4 (one of cement and four of sand) 12mm thick mixed with crude oil @ 5% by weight of cement, finishing, curing etc., complete and as directed by the departmental officers. |  | Sqm. | [14 empty] | 0 | Damp Proof Coursein C.M. 1:4, 12 MM thick mixed with Crude oil | ERRR
7.2 | Supply and fixing of Bituminous filler pad, 20 mm tk. for expansion joint | Supply and fixing of Bituminous filler pad, 20 mm tk. for expansion joint | OK | Supply and fixing of Bituminous filler pad, 20 mm tk. for expansion joint | Supplying and fixing of 20mm thick bituminous expansion joint filler pad of approved quality and make inclusive of conveyance charges, cutting the pad to the required size, cost of materials and labour charges for fixing in position wherever necessary for all floors etc., complete and as directed by the departmental officers. | 705 | Sqm. | [14 empty] | 0 | Supply and fixing of Bituminous filler pad, 20 mm tk. for expansion joint | -----------------------
7.3 | Damp Proof Course in C.M. 1:4, 12 MM thick mixed with Water proofing compound | Damp Proof Course in C.M. 1:4, 12 MM thick mixed with Water proofing compound | OK | Damp Proof Course in C.M. 1:4, 12 MM thick mixed with Water proofing compound | 0 | 263.1 | Sqm. | [14 empty] | 0 | Damp Proof Course in C.M. 1:4, 12 MM thick mixed with Water proofing compound | -----------------------
8.1 | R.C.C.1:2:4 | R.C.C.1:2:4 | OK | R.C.C.1:2:4 | cement concrete 1:2:4 (one of cement, two of sand and four of hard broken stone jelly) for all rcc works namely tee, ell or rectangular beams, lintel, parapet Cum. drops, waist and landing slab, canophy, circular column, fin projections, sunshades, window boxing slab, slab and other similar works using 20mm gauge hard broken stone jelly excluding the cost and fabrication of reinforcement grills, shuttering and centering but including vibrating, laying, curing, finishing etc., complying with relevant standard specifications in the following floors. | [16 empty] | 0 | R.C.C.1:2:4 | -----------------------
| a. In Ground floor | a. In Ground floor | OK | a. In Ground floor R.C.C.1:2:4 | (a) in ground floor | 6986.86 | Cum. | [14 empty] | 0 | a. In Ground floor R.C.C.1:2:4 | -----------------------
| b. In First floor | b. In First floor | OK | b. In First floorR.C.C.1:2:4 | (b) in first floor | 7172.71 | Cum. | [14 empty] | 0 | b. In First floorR.C.C.1:2:4 | -----------------------
| c. In Second floor | c. In Second floor | OK | c. In Second floor R.C.C.1:2:4 | (c) in second floor | 7358.56 | Cum. | [14 empty] | 0 | c. In Second floor R.C.C.1:2:4 | -----------------------
| d. In Third floor | d. In Third floor | OK | d. In Third floor R.C.C.1:2:4 | (d) in third floor | 7544.41 | Cum. | [14 empty] | 0 | d. In Third floor R.C.C.1:2:4 | -----------------------
| e. In Fourth floor | e. In Fourth floor | OK | e. In Fourth floor R.C.C.1:2:4 | (e) in fourth floor | 7730.26 | Cum. | [14 empty] | 0 | e. In Fourth floor R.C.C.1:2:4 | -----------------------
8.2 | R.C.C.1: 1 1/2 :3 | R.C.C.1: 1 1/2 :3 | OK | R.C.C.1: 1 1/2 :3 | cement concrete 1:1½:3 (one of cement, one and half of sand and three of hard broken stone jelly) for all rcc works namely tee, ell or rectangular beams, lintel, parapet Cum. drops, waist and landing slab, canophy, circular column, fin projections, sunshades, window boxing slab, loft and other similar works using 20mm gauge hard broken stone jelly excluding the cost and fabrication of reinforcement grills, shuttering and centering but including vibrating, laying, curing and finishing etc., complying with relevant standard specifications in the following floors | [16 empty] | 0 | R.C.C.1: 1 1/2 :3 | -----------------------
| a. In Ground floor | a. In Ground floor | OK | a. In Ground floor R.C.C.1: 1 1/2 :3 | a. In Ground floor | 7611.52 | Cum. | [14 empty] | 0 | a. In Ground floor R.C.C.1: 1 1/2 :3 | -----------------------
| b. In First floor | b. In First floor | OK | b. In First floor R.C.C.1: 1 1/2 :3 | b. In First floor | 7797.37 | Cum. | [14 empty] | 0 | b. In First floor R.C.C.1: 1 1/2 :3 | -----------------------
| c. In Second floor | c. In Second floor | OK | c. In Second floor R.C.C.1: 1 1/2 :3 | c. In Second floor | 7983.22 | Cum. | [14 empty] | 0 | c. In Second floor R.C.C.1: 1 1/2 :3 | -----------------------
| d. In Third floor | d. In Third floor | OK | d. In Third floor R.C.C.1: 1 1/2 :3 | d. In Third floor | 8169.07 | Cum. | [14 empty] | 0 | d. In Third floor R.C.C.1: 1 1/2 :3 | -----------------------
| e. In Fourth floor | e. In Fourth floor | OK | e. In Fourth floor R.C.C.1: 1 1/2 :3 | e. In Fourth floor | 8354.92 | Cum. | [14 empty] | 0 | e. In Fourth floor R.C.C.1: 1 1/2 :3 | -----------------------
| f. In Fifth floor | f. In Fifth floor | OK | f. In Fifth floor R.C.C.1: 1 1/2 :3 | f. In Fifth floor | 8540.77 | Cum. | [14 empty] | 0 | f. In Fifth floor R.C.C.1: 1 1/2 :3 | -----------------------
| g. In sixth floor | g. In sixth floor | OK | g. In sixth floor R.C.C.1: 1 1/2 :3 | g. In sixth floor | 8726.62 | Cum. | [14 empty] | 0 | g. In sixth floor R.C.C.1: 1 1/2 :3 | -----------------------
| h. In seventh floor | h. In seventh floor | OK | h. In seventh floor R.C.C.1: 1 1/2 :3 | h. In seventh floor | 8912.47 | Cum. | [14 empty] | 0 | h. In seventh floor R.C.C.1: 1 1/2 :3 | -----------------------
| i. In eighth floor | i. In eighth floor | OK | i. In eighth floor R.C.C.1: 1 1/2 :3 | i. In eighth floor | 9098.32 | Cum. | [14 empty] | 0 | i. In eighth floor R.C.C.1: 1 1/2 :3 | -----------------------
| j. In Ninth floor | j. In Ninth floor | OK | j. In Ninth floor R.C.C.1: 1 1/2 :3 | j. In Ninth floor | 9284.17 | Cum. | [14 empty] | 0 | j. In Ninth floor R.C.C.1: 1 1/2 :3 | -----------------------
| k. In Tenth floor | k. In Tenth floor | OK | k. In Tenth floor R.C.C.1: 1 1/2 :3 | k. In Tenth floor | 9470.02 | Cum. | [14 empty] | 0 | k. In Tenth floor R.C.C.1: 1 1/2 :3 | -----------------------
| l. In Eleventh floor | l. In Eleventh floor | OK | l. In Eleventh floor R.C.C.1: 1 1/2 :3 | l. In Eleventh floor | 9655.87 | Cum. | [14 empty] | 0 | l. In Eleventh floor R.C.C.1: 1 1/2 :3 | -----------------------
| m. In Twelth floor | m. In Twelth floor | OK | m. In Twelth floor R.C.C.1: 1 1/2 :3 | m. In Twelth floor | 9841.72 | Cum. | [14 empty] | 0 | m. In Twelth floor R.C.C.1: 1 1/2 :3 | -----------------------
9.1 | Brick work in C.M. 1:6 using Chamber Burnt brick of size 23 x 11.2 x 7 cm (9" x 4 3/8" x 2 3/4") | Brick work in C.M. 1:6 using Chamber Burnt brick of size 23 x 11.2 x 7 cm (9" x 4 3/8" x 2 3/4") | OK | Brick work in C.M. 1:6 using Chamber Burnt brick of size 23 x 11.2 x 7 cm (9" x 4 3/8" x 2 3/4") | 0 | [16 empty] | 0 | Brick work in C.M. 1:6 using Chamber Burnt brick of size 23 x 11.2 x 7 cm (9" x 4 3/8" x 2 3/4") | -----------------------
| a. In Ground Floor | a. In Ground Floor | OK | a. In Ground Floor Brick work in C.M. 1:6 using Chamber Burnt brick of size 23 x 11.2 x 7 cm (9" x 4 3/8" x 2 3/4") | 0 | 6096.64 | Cum. | [14 empty] | 0 | a. In Ground Floor Brick work in C.M. 1:6 using Chamber Burnt brick of size 23 x 11.2 x 7 cm (9" x 4 3/8" x 2 3/4") | -----------------------
| b. In First Floor | b. In First Floor | OK | b. In First floor Brick work in C.M. 1:6 using Chamber Burnt brick of size 23 x 11.2 x 7 cm (9" x 4 3/8" x 2 3/4") | 0 | 6221.91 | Cum. | [14 empty] | 0 | b. In First floor Brick work in C.M. 1:6 using Chamber Burnt brick of size 23 x 11.2 x 7 cm (9" x 4 3/8" x 2 3/4") | -----------------------
| c. In Second Floor | c. In Second Floor | OK | c. In Second Floor Brick work in C.M. 1:6 using Chamber Burnt brick of size 23 x 11.2 x 7 cm (9" x 4 3/8" x 2 3/4") | 0 | 6347.18 | Cum. | [14 empty] | 0 | c. In Second Floor Brick work in C.M. 1:6 using Chamber Burnt brick of size 23 x 11.2 x 7 cm (9" x 4 3/8" x 2 3/4") | -----------------------
| d. In Third Floor | d. In Third Floor | OK | d. In Third Floor Brick work in C.M. 1:6 using Chamber Burnt brick of size 23 x 11.2 x 7 cm (9" x 4 3/8" x 2 3/4") | 0 | 6472.45 | Cum. | [14 empty] | 0 | d. In Third Floor Brick work in C.M. 1:6 using Chamber Burnt brick of size 23 x 11.2 x 7 cm (9" x 4 3/8" x 2 3/4") | -----------------------
| e. In Fourth Floor | e. In Fourth Floor | OK | e. In Fourth Floor Brick work in C.M. 1:6 using Chamber Burnt brick of size 23 x 11.2 x 7 cm (9" x 4 3/8" x 2 3/4") | 0 | 6597.72 | Cum. | [14 empty] | 0 | e. In Fourth Floor Brick work in C.M. 1:6 using Chamber Burnt brick of size 23 x 11.2 x 7 cm (9" x 4 3/8" x 2 3/4") | -----------------------
9.2 | Brick work in C.M. 1:6 using chamber Burnt bricks of size 23 x 11.4 x 7.5 cm (9" x 4 1/2"x 3") | Brick work in C.M. 1:6 using chamber Burnt bricks of size 23 x 11.4 x 7.5 cm (9" x 4 1/2"x 3") | OK | Brick work in C.M. 1:6 using chamber Burnt bricks of size 23 x 11.4 x 7.5 cm (9" x 4 1/2"x 3") | brick work in cement mortar 1:6 (one of cement and six of sand) using chamber burnt bricks of size 9"x4½"x3" (23x11.4x7.5cm) for super structure in the following floors including labour for fixing the doors, windows and ventilator frames in position, fixing of hold fasts, scaffoldings, curing etc., complete in all respect complying with relevant standard specifications and drawings. | [16 empty] | 0 | Brick work in C.M. 1:6 using chamber Burnt bricks of size 23 x 11.4 x 7.5 cm (9" x 4 1/2"x 3") | -----------------------
| a. In Ground Floor/Stilt floor | a. In Ground Floor/Stilt floor | OK | a. In Ground Floor/Stilt floor Brick work in C.M. 1:6 using chamber Burnt bricks of size 23 x 11.4 x 7.5 cm (9" x 4 1/2"x 3") | a. In Ground Floor/Stilt floor | 5795.44 | Cum. | [14 empty] | 0 | a. In Ground Floor/Stilt floor Brick work in C.M. 1:6 using chamber Burnt bricks of size 23 x 11.4 x 7.5 cm (9" x 4 1/2"x 3") | -----------------------
| b. In First Floor | b. In First Floor | OK | b. In First Floor Brick work in C.M. 1:6 using chamber Burnt bricks of size 23 x 11.4 x 7.5 cm (9" x 4 1/2"x 3") | b. In First Floor | 5920.71 | Cum. | [14 empty] | 0 | b. In First Floor Brick work in C.M. 1:6 using chamber Burnt bricks of size 23 x 11.4 x 7.5 cm (9" x 4 1/2"x 3") | -----------------------
| c. In Second Floor | c. In Second Floor | OK | c. In Second Floor Brick work in C.M. 1:6 using chamber Burnt bricks of size 23 x 11.4 x 7.5 cm (9" x 4 1/2"x 3") | c. In Second Floor | 6045.98 | Cum. | [14 empty] | 0 | c. In Second Floor Brick work in C.M. 1:6 using chamber Burnt bricks of size 23 x 11.4 x 7.5 cm (9" x 4 1/2"x 3") | -----------------------
| d. In Third Floor | d. In Third Floor | OK | d. In Third Floor Brick work in C.M. 1:6 using chamber Burnt bricks of size 23 x 11.4 x 7.5 cm (9" x 4 1/2"x 3") | d. In Third Floor | 6171.25 | Cum. | [14 empty] | 0 | d. In Third Floor Brick work in C.M. 1:6 using chamber Burnt bricks of size 23 x 11.4 x 7.5 cm (9" x 4 1/2"x 3") | -----------------------
| e. In Fourth Floor | e. In Fourth Floor | OK | e. In Fourth Floor Brick work in C.M. 1:6 using chamber Burnt bricks of size 23 x 11.4 x 7.5 cm (9" x 4 1/2"x 3") | e. In Fourth Floor | 6296.52 | Cum. | [14 empty] | 0 | e. In Fourth Floor Brick work in C.M. 1:6 using chamber Burnt bricks of size 23 x 11.4 x 7.5 cm (9" x 4 1/2"x 3") | -----------------------
| f. In Fifth floor | f. In Fifth floor | OK | f. In Fifth floor Brick work in C.M. 1:6 using chamber Burnt bricks of size 23 x 11.4 x 7.5 cm (9" x 4 1/2"x 3") | f. In Fifth floor | 6421.79 | Cum. | [14 empty] | 0 | f. In Fifth floor Brick work in C.M. 1:6 using chamber Burnt bricks of size 23 x 11.4 x 7.5 cm (9" x 4 1/2"x 3") | -----------------------
| g. In sixth floor | g. In sixth floor | OK | g. In sixth floor Brick work in C.M. 1:6 using chamber Burnt bricks of size 23 x 11.4 x 7.5 cm (9" x 4 1/2"x 3") | g. In sixth floor | 6547.06 | Cum. | [14 empty] | 0 | g. In sixth floor Brick work in C.M. 1:6 using chamber Burnt bricks of size 23 x 11.4 x 7.5 cm (9" x 4 1/2"x 3") | -----------------------
| h. In seventh floor | h. In seventh floor | OK | h. In seventh floor Brick work in C.M. 1:6 using chamber Burnt bricks of size 23 x 11.4 x 7.5 cm (9" x 4 1/2"x 3") | h. In seventh floor | 6672.33 | Cum. | [14 empty] | 0 | h. In seventh floor Brick work in C.M. 1:6 using chamber Burnt bricks of size 23 x 11.4 x 7.5 cm (9" x 4 1/2"x 3") | -----------------------
| i. In eighth floor | i. In eighth floor | OK | i. In eighth floor Brick work in C.M. 1:6 using chamber Burnt bricks of size 23 x 11.4 x 7.5 cm (9" x 4 1/2"x 3") | i. In eighth floor | 6797.6 | Cum. | [14 empty] | 0 | i. In eighth floor Brick work in C.M. 1:6 using chamber Burnt bricks of size 23 x 11.4 x 7.5 cm (9" x 4 1/2"x 3") | -----------------------
| j. In Ninth floor | j. In Ninth floor | OK | j. In Ninth floor Brick work in C.M. 1:6 using chamber Burnt bricks of size 23 x 11.4 x 7.5 cm (9" x 4 1/2"x 3") | j. In Ninth floor | 6922.87 | Cum. | [14 empty] | 0 | j. In Ninth floor Brick work in C.M. 1:6 using chamber Burnt bricks of size 23 x 11.4 x 7.5 cm (9" x 4 1/2"x 3") | -----------------------
| k. In Tenth floor | k. In Tenth floor | OK | k. In Tenth floor Brick work in C.M. 1:6 using chamber Burnt bricks of size 23 x 11.4 x 7.5 cm (9" x 4 1/2"x 3") | k. In Tenth floor | 7048.14 | Cum. | [14 empty] | 0 | k. In Tenth floor Brick work in C.M. 1:6 using chamber Burnt bricks of size 23 x 11.4 x 7.5 cm (9" x 4 1/2"x 3") | -----------------------
| l. In Eleventh floor | l. In Eleventh floor | OK | l. In Eleventh floor Brick work in C.M. 1:6 using chamber Burnt bricks of size 23 x 11.4 x 7.5 cm (9" x 4 1/2"x 3") | l. In Eleventh floor | 7173.41 | Cum. | [14 empty] | 0 | l. In Eleventh floor Brick work in C.M. 1:6 using chamber Burnt bricks of size 23 x 11.4 x 7.5 cm (9" x 4 1/2"x 3") | -----------------------
| m. In Twelth floor | m. In Twelth floor | OK | m. In Twelth floor Brick work in C.M. 1:6 using chamber Burnt bricks of size 23 x 11.4 x 7.5 cm (9" x 4 1/2"x 3") | m. In Twelth floor | 7298.68 | Cum. | [14 empty] | 0 | m. In Twelth floor Brick work in C.M. 1:6 using chamber Burnt bricks of size 23 x 11.4 x 7.5 cm (9" x 4 1/2"x 3") | -----------------------
| n. In thirteen floor | n. In thirteen floor | OK | n. In thirteen floor Brick work in C.M. 1:6 using chamber Burnt bricks of size 23 x 11.4 x 7.5 cm (9" x 4 1/2"x 3") | n. In thirteen floor | 7423.95 | Cum. | [14 empty] | 0 | n. In thirteen floor Brick work in C.M. 1:6 using chamber Burnt bricks of size 23 x 11.4 x 7.5 cm (9" x 4 1/2"x 3") | -----------------------
9.3 | Brick work in C.M. 1:6 using Chamber Burnt brick of size 23 x 11 x 7 cm (9" x 4 1/4" x 2 3/4") | Brick work in C.M. 1:6 using Chamber Burnt brick of size 23 x 11 x 7 cm (9" x 4 1/4" x 2 3/4") | OK | Brick work in C.M. 1:6 using Chamber Burnt brick of size 23 x 11 x 7 cm (9" x 4 1/4" x 2 3/4") | 0 | [16 empty] | 0 | Brick work in C.M. 1:6 using Chamber Burnt brick of size 23 x 11 x 7 cm (9" x 4 1/4" x 2 3/4") | -----------------------
| a. In Ground Floor | a. In Ground Floor | OK | a. In Ground Floor Brick work in C.M. 1:6 using Chamber Burnt brick of size 23 x 11 x 7 cm (9" x 4 1/4" x 2 3/4") | 0 |  | Cum. | [14 empty] | 0 | a. In Ground Floor Brick work in C.M. 1:6 using Chamber Burnt brick of size 23 x 11 x 7 cm (9" x 4 1/4" x 2 3/4") | -----------------------
| b. In First Floor | b. In First Floor | OK | b. In First Floor Brick work in C.M. 1:6 using Chamber Burnt brick of size 23 x 11 x 7 cm (9" x 4 1/4" x 2 3/4") | 0 |  | Cum. | [14 empty] | 0 | b. In First Floor Brick work in C.M. 1:6 using Chamber Burnt brick of size 23 x 11 x 7 cm (9" x 4 1/4" x 2 3/4") | -----------------------
| c. In Second Floor | c. In Second Floor | OK | c. In Second Floor Brick work in C.M. 1:6 using Chamber Burnt brick of size 23 x 11 x 7 cm (9" x 4 1/4" x 2 3/4") | 0 |  | Cum. | [14 empty] | 0 | c. In Second Floor Brick work in C.M. 1:6 using Chamber Burnt brick of size 23 x 11 x 7 cm (9" x 4 1/4" x 2 3/4") | -----------------------
| d. In Third Floor | d. In Third Floor | OK | d. In Third Floor Brick work in C.M. 1:6 using Chamber Burnt brick of size 23 x 11 x 7 cm (9" x 4 1/4" x 2 3/4") | 0 |  | Cum. | [14 empty] | 0 | d. In Third Floor Brick work in C.M. 1:6 using Chamber Burnt brick of size 23 x 11 x 7 cm (9" x 4 1/4" x 2 3/4") | -----------------------
| e. In Fourth Floor | e. In Fourth Floor | OK | e. In Fourth Floor Brick work in C.M. 1:6 using Chamber Burnt brick of size 23 x 11 x 7 cm (9" x 4 1/4" x 2 3/4") | 0 |  | Cum. | [14 empty] | 0 | e. In Fourth Floor Brick work in C.M. 1:6 using Chamber Burnt brick of size 23 x 11 x 7 cm (9" x 4 1/4" x 2 3/4") | -----------------------
9.4 | Brick work in C.M. 1:6 using Chamber Burnt brick of size 22 x 11 x 7 cm (8 3/4" x 4 1/4" x 2 3/4") | Brick work in C.M. 1:6 using Chamber Burnt brick of size 22 x 11 x 7 cm (8 3/4" x 4 1/4" x 2 3/4") | OK | Brick work in C.M. 1:6 using Chamber Burnt brick of size 22 x 11 x 7 cm (8 3/4" x 4 1/4" x 2 3/4") | 0 | [16 empty] | 0 | Brick work in C.M. 1:6 using Chamber Burnt brick of size 22 x 11 x 7 cm (8 3/4" x 4 1/4" x 2 3/4") | -----------------------
| a. In Ground Floor | a. In Ground Floor | OK | a. In Ground Floor Brick work in C.M. 1:6 using Chamber Burnt brick of size 22 x 11 x 7 cm (8 3/4" x 4 1/4" x 2 3/4") | 0 |  | Cum. | [14 empty] | 0 | a. In Ground Floor Brick work in C.M. 1:6 using Chamber Burnt brick of size 22 x 11 x 7 cm (8 3/4" x 4 1/4" x 2 3/4") | -----------------------
| b. In First Floor | b. In First Floor | OK | b. In First Floor Brick work in C.M. 1:6 using Chamber Burnt brick of size 22 x 11 x 7 cm (8 3/4" x 4 1/4" x 2 3/4") | 0 |  | Cum. | [14 empty] | 0 | b. In First Floor Brick work in C.M. 1:6 using Chamber Burnt brick of size 22 x 11 x 7 cm (8 3/4" x 4 1/4" x 2 3/4") | -----------------------
| c. In Second Floor | c. In Second Floor | OK | c. In Second Floor Brick work in C.M. 1:6 using Chamber Burnt brick of size 22 x 11 x 7 cm (8 3/4" x 4 1/4" x 2 3/4") | 0 |  | Cum. | [14 empty] | 0 | c. In Second Floor Brick work in C.M. 1:6 using Chamber Burnt brick of size 22 x 11 x 7 cm (8 3/4" x 4 1/4" x 2 3/4") | -----------------------
| d. In Third Floor | d. In Third Floor | OK | d. In Third Floor Brick work in C.M. 1:6 using Chamber Burnt brick of size 22 x 11 x 7 cm (8 3/4" x 4 1/4" x 2 3/4") | 0 |  | Cum. | [14 empty] | 0 | d. In Third Floor Brick work in C.M. 1:6 using Chamber Burnt brick of size 22 x 11 x 7 cm (8 3/4" x 4 1/4" x 2 3/4") | -----------------------
| e. In Fourth Floor | e. In Fourth Floor | OK | e. In Fourth Floor Brick work in C.M. 1:6 using Chamber Burnt brick of size 22 x 11 x 7 cm (8 3/4" x 4 1/4" x 2 3/4") | 0 |  | Cum. | [14 empty] | 0 | e. In Fourth Floor Brick work in C.M. 1:6 using Chamber Burnt brick of size 22 x 11 x 7 cm (8 3/4" x 4 1/4" x 2 3/4") | -----------------------
9.5 | Brick work in C.M. 1:6 using Kiln Burnt Country bricks of size 22 x 11 x 7 cm ( 8 3/4" x 4 1/4" x 2 3/4") | Brick work in C.M. 1:6 using Kiln Burnt Country bricks of size 22 x 11 x 7 cm ( 8 3/4" x 4 1/4" x 2 3/4") | OK | Brick work in C.M. 1:6 using Kiln Burnt Country bricks of size 22 x 11 x 7 cm ( 8 3/4" x 4 1/4" x 2 3/4") | Brick work in cement mortar 1:6 (one of cement and six of sand) using kiln burnt country bricks of size 8 3/4"x4 1/4"x2 3/4" (22x11x7cm) for super structure in the following floors including labour for fixing the doors windows and ventilator frames in position, fixing of hold fasts, scaffoldings, curing etc., complete in all respects complying with relevant standard specifications and drawings. | [16 empty] | 0 | Brick work in C.M. 1:6 using Kiln Burnt Country bricks of size 22 x 11 x 7 cm ( 8 3/4" x 4 1/4" x 2 3/4") | -----------------------
| a. In Ground Floor | a. In Ground Floor | OK | a. In Ground Floor Brick work in C.M. 1:6 using Kiln Burnt Country bricks of size 22 x 11 x 7 cm ( 8 3/4" x 4 1/4" x 2 3/4") | (a) In Ground Floor | 5859.3 | Cum. | [14 empty] | 0 | a. In Ground Floor Brick work in C.M. 1:6 using Kiln Burnt Country bricks of size 22 x 11 x 7 cm ( 8 3/4" x 4 1/4" x 2 3/4") | -----------------------
| b. In First Floor | b. In First Floor | OK | b. In First Floor Brick work in C.M. 1:6 using Kiln Burnt Country bricks of size 22 x 11 x 7 cm ( 8 3/4" x 4 1/4" x 2 3/4") | (b) In First Floor | 5984.57 | Cum. | [14 empty] | 0 | b. In First Floor Brick work in C.M. 1:6 using Kiln Burnt Country bricks of size 22 x 11 x 7 cm ( 8 3/4" x 4 1/4" x 2 3/4") | -----------------------
| c. In Second Floor | c. In Second Floor | OK | c. In Second Floor Brick work in C.M. 1:6 using Kiln Burnt Country bricks of size 22 x 11 x 7 cm ( 8 3/4" x 4 1/4" x 2 3/4") | (c) In second floor | 6109.84 | Cum. | [14 empty] | 0 | c. In Second Floor Brick work in C.M. 1:6 using Kiln Burnt Country bricks of size 22 x 11 x 7 cm ( 8 3/4" x 4 1/4" x 2 3/4") | -----------------------
| d. In Third Floor | d. In Third Floor | OK | d. In Third Floor Brick work in C.M. 1:6 using Kiln Burnt Country bricks of size 22 x 11 x 7 cm ( 8 3/4" x 4 1/4" x 2 3/4") | (d) In third floor | 6235.11 | Cum. | [14 empty] | 0 | d. In Third Floor Brick work in C.M. 1:6 using Kiln Burnt Country bricks of size 22 x 11 x 7 cm ( 8 3/4" x 4 1/4" x 2 3/4") | -----------------------
| e. In Fourth Floor | e. In Fourth Floor | OK | e. In Fourth Floor Brick work in C.M. 1:6 using Kiln Burnt Country bricks of size 22 x 11 x 7 cm ( 8 3/4" x 4 1/4" x 2 3/4") | (e) In fourth floor | 6360.38 | Cum. | [14 empty] | 0 | e. In Fourth Floor Brick work in C.M. 1:6 using Kiln Burnt Country bricks of size 22 x 11 x 7 cm ( 8 3/4" x 4 1/4" x 2 3/4") | -----------------------
|  |  |  | f. In Fifth Floor Brick work in C.M. 1:6 using Kiln Burnt Country bricks of size 22 x 11 x 7 cm ( 8 3/4" x 4 1/4" x 2 3/4") | f. In Fifth Floor | [17 empty] | f. In Fifth Floor Brick work in C.M. 1:6 using Kiln Burnt Country bricks of size 22 x 11 x 7 cm ( 8 3/4" x 4 1/4" x 2 3/4") | -----------------------
|  |  |  | g. In Sixth Floor Brick work in C.M. 1:6 using Kiln Burnt Country bricks of size 22 x 11 x 7 cm ( 8 3/4" x 4 1/4" x 2 3/4") | g. In Sixth Floor | [17 empty] | g. In Sixth Floor Brick work in C.M. 1:6 using Kiln Burnt Country bricks of size 22 x 11 x 7 cm ( 8 3/4" x 4 1/4" x 2 3/4") | -----------------------
|  |  |  | h. In Seventh Floor Brick work in C.M. 1:6 using Kiln Burnt Country bricks of size 22 x 11 x 7 cm ( 8 3/4" x 4 1/4" x 2 3/4") | h. In Seventh Floor | [17 empty] | h. In Seventh Floor Brick work in C.M. 1:6 using Kiln Burnt Country bricks of size 22 x 11 x 7 cm ( 8 3/4" x 4 1/4" x 2 3/4") | -----------------------
[5 empty] | 0 | [17 empty] | 0 | -----------------------
9.6 | Brick work in C.M. 1:6 using Kiln Burnt Country bricks of size 22 x 11 x 5.7 cm (8 3/4" x 4 1/4" x 2 1/4") | Brick work in C.M. 1:6 using Kiln Burnt Country bricks of size 22 x 11 x 5.7 cm (8 3/4" x 4 1/4" x 2 1/4") | OK | Brick work in C.M. 1:6 using Kiln Burnt Country bricks of size 22 x 11 x 5.7 cm (8 3/4" x 4 1/4" x 2 1/4") | 0 | [16 empty] | 0 | Brick work in C.M. 1:6 using Kiln Burnt Country bricks of size 22 x 11 x 5.7 cm (8 3/4" x 4 1/4" x 2 1/4") | -----------------------
| a. In Ground Floor | a. In Ground Floor | OK | a. In Ground Floor Brick work in C.M. 1:6 using Kiln Burnt Country bricks of size 22 x 11 x 5.7 cm (8 3/4" x 4 1/4" x 2 1/4") | 0 |  | Cum. | [14 empty] | 0 | a. In Ground Floor Brick work in C.M. 1:6 using Kiln Burnt Country bricks of size 22 x 11 x 5.7 cm (8 3/4" x 4 1/4" x 2 1/4") | -----------------------
| b. In First Floor | b. In First Floor | OK | b. In First Floor Brick work in C.M. 1:6 using Kiln Burnt Country bricks of size 22 x 11 x 5.7 cm (8 3/4" x 4 1/4" x 2 1/4") | 0 |  | Cum. | [14 empty] | 0 | b. In First Floor Brick work in C.M. 1:6 using Kiln Burnt Country bricks of size 22 x 11 x 5.7 cm (8 3/4" x 4 1/4" x 2 1/4") | -----------------------
| c. In Second Floor | c. In Second Floor | OK | c. In Second Floor Brick work in C.M. 1:6 using Kiln Burnt Country bricks of size 22 x 11 x 5.7 cm (8 3/4" x 4 1/4" x 2 1/4") | 0 |  | Cum. | [14 empty] | 0 | c. In Second Floor Brick work in C.M. 1:6 using Kiln Burnt Country bricks of size 22 x 11 x 5.7 cm (8 3/4" x 4 1/4" x 2 1/4") | -----------------------
| d. In Third Floor | d. In Third Floor | OK | d. In Third Floor Brick work in C.M. 1:6 using Kiln Burnt Country bricks of size 22 x 11 x 5.7 cm (8 3/4" x 4 1/4" x 2 1/4") | 0 |  | Cum. | [14 empty] | 0 | d. In Third Floor Brick work in C.M. 1:6 using Kiln Burnt Country bricks of size 22 x 11 x 5.7 cm (8 3/4" x 4 1/4" x 2 1/4") | -----------------------
| e. In Fourth Floor | e. In Fourth Floor | OK | e. In Fourth Floor Brick work in C.M. 1:6 using Kiln Burnt Country bricks of size 22 x 11 x 5.7 cm (8 3/4" x 4 1/4" x 2 1/4") | 0 |  | Cum. | [14 empty] | 0 | e. In Fourth Floor Brick work in C.M. 1:6 using Kiln Burnt Country bricks of size 22 x 11 x 5.7 cm (8 3/4" x 4 1/4" x 2 1/4") | -----------------------
10.1 | Brick partition work in C.M. 1:4 Chamber Burnt brick of size 23 x 11.2 x 7 cm (9" x 4 3/8" x 2 3/4")112 mm tk (B.P.) | Brick partition work in C.M. 1:4 Chamber Burnt brick of size 23 x 11.2 x 7 cm (9" x 4 3/8" x 2 3/4")112 mm tk (B.P.) | OK | Brick partition work in C.M. 1:4 Chamber Burnt brick of size 23 x 11.2 x 7 cm (9" x 4 3/8" x 2 3/4")112 mm tk (B.P.) | 0 | [16 empty] | 0 | Brick partition work in C.M. 1:4 Chamber Burnt brick of size 23 x 11.2 x 7 cm (9" x 4 3/8" x 2 3/4")112 mm tk (B.P.) | ERRR
| a. In Foundation and basement | a. In Foundation and basement | OK | a. In Foundation and basement Brick partition work in C.M. 1:4 Chamber Burnt brick of size 23 x 11.2 x 7 cm (9" x 4 3/8" x 2 3/4")112 mm tk (B.P.) | 0 | 739.64 | Sqm. | [14 empty] | 0 | a. In Foundation and basement Brick partition work in C.M. 1:4 Chamber Burnt brick of size 23 x 11.2 x 7 cm (9" x 4 3/8" x 2 3/4")112 mm tk (B.P.) | ERRR
| b. In Ground Floor | b. In Ground Floor | OK | b. In Ground Floor Brick partition work in C.M. 1:4 Chamber Burnt brick of size 23 x 11.2 x 7 cm (9" x 4 3/8" x 2 3/4")112 mm tk (B.P.) | 0 | 746.6 | Sqm. | [14 empty] | 0 | b. In Ground Floor Brick partition work in C.M. 1:4 Chamber Burnt brick of size 23 x 11.2 x 7 cm (9" x 4 3/8" x 2 3/4")112 mm tk (B.P.) | ERRR
| c. In First Floor | c. In First Floor | OK | c. In First Floor Brick partition work in C.M. 1:4 Chamber Burnt brick of size 23 x 11.2 x 7 cm (9" x 4 3/8" x 2 3/4")112 mm tk (B.P.) | 0 | 760.63 | Sqm. | [14 empty] | 0 | c. In First Floor Brick partition work in C.M. 1:4 Chamber Burnt brick of size 23 x 11.2 x 7 cm (9" x 4 3/8" x 2 3/4")112 mm tk (B.P.) | ERRR
| d. In Second Floor | d. In Second Floor | OK | d. In Second Floor Brick partition work in C.M. 1:4 Chamber Burnt brick of size 23 x 11.2 x 7 cm (9" x 4 3/8" x 2 3/4")112 mm tk (B.P.) | 0 | 774.66 | Sqm. | [14 empty] | 0 | d. In Second Floor Brick partition work in C.M. 1:4 Chamber Burnt brick of size 23 x 11.2 x 7 cm (9" x 4 3/8" x 2 3/4")112 mm tk (B.P.) | ERRR
| e. In Third Floor | e. In Third Floor | OK | e. In Third Floor Brick partition work in C.M. 1:4 Chamber Burnt brick of size 23 x 11.2 x 7 cm (9" x 4 3/8" x 2 3/4")112 mm tk (B.P.) | 0 | 788.69 | Sqm. | [14 empty] | 0 | e. In Third Floor Brick partition work in C.M. 1:4 Chamber Burnt brick of size 23 x 11.2 x 7 cm (9" x 4 3/8" x 2 3/4")112 mm tk (B.P.) | ERRR
| f. In Fourth Floor | f. In Fourth Floor | OK | f. In Fourth Floor Brick partition work in C.M. 1:4 Chamber Burnt brick of size 23 x 11.2 x 7 cm (9" x 4 3/8" x 2 3/4")112 mm tk (B.P.) | 0 | 802.72 | Sqm. | [14 empty] | 0 | f. In Fourth Floor Brick partition work in C.M. 1:4 Chamber Burnt brick of size 23 x 11.2 x 7 cm (9" x 4 3/8" x 2 3/4")112 mm tk (B.P.) | ERRR
10.2 | Brick partition work in C.M. 1:4 using chamber Burnt bricks of size 23 x 11.4 x 7.5 cm (9" x 4 1/2"x 3") 114 mm tk (B.P.) | Brick partition work in C.M. 1:4 using chamber Burnt bricks of size 23 x 11.4 x 7.5 cm (9" x 4 1/2"x 3") 114 mm tk (B.P.) | OK | Brick partition work in C.M. 1:4 using chamber Burnt bricks of size 23 x 11.4 x 7.5 cm (9" x 4 1/2"x 3") 114 mm tk (B.P.) | brick partition wall in cement mortar 1:4 (one of cement and four of sand) 114mm thick for super structure in the following floors using chamber burnt bricks of size 9"x4½”x3" (23x11.4x7.5cm) including labour for fixing the doors, windows and ventilator frames in position, fixing of hold fasts, scaffoldings, curing etc., complete in all respect complying with relevant standard specifications and drawings. | [16 empty] | 0 | Brick partition work in C.M. 1:4 using chamber Burnt bricks of size 23 x 11.4 x 7.5 cm (9" x 4 1/2"x 3") 114 mm tk (B.P.) | -----------------------
| a. In Foundation and basement | a. In Foundation and basement | OK | a. In Foundation and basementBrick partition work in C.M. 1:4 using chamber Burnt bricks of size 23 x 11.4 x 7.5 cm (9" x 4 1/2"x 3") 114 mm tk (B.P.) | a. In Foundation and basement | 720.87 | Sqm. | [14 empty] | 0 | a. In Foundation and basementBrick partition work in C.M. 1:4 using chamber Burnt bricks of size 23 x 11.4 x 7.5 cm (9" x 4 1/2"x 3") 114 mm tk (B.P.) | -----------------------
| b. In Ground Floor/stilt floor | b. In Ground Floor/stilt floor | OK | b. In Ground Floor/stilt floorBrick partition work in C.M. 1:4 using chamber Burnt bricks of size 23 x 11.4 x 7.5 cm (9" x 4 1/2"x 3") 114 mm tk (B.P.) | b. In Ground Floor/stilt floor | 727.96 | Sqm. | [14 empty] | 0 | b. In Ground Floor/stilt floorBrick partition work in C.M. 1:4 using chamber Burnt bricks of size 23 x 11.4 x 7.5 cm (9" x 4 1/2"x 3") 114 mm tk (B.P.) | -----------------------
| c. In First Floor | c. In First Floor | OK | c. In First Floor Brick partition work in C.M. 1:4 using chamber Burnt bricks of size 23 x 11.4 x 7.5 cm (9" x 4 1/2"x 3") 114 mm tk (B.P.) | c. In First Floor | 742.24 | Sqm. | [14 empty] | 0 | c. In First Floor Brick partition work in C.M. 1:4 using chamber Burnt bricks of size 23 x 11.4 x 7.5 cm (9" x 4 1/2"x 3") 114 mm tk (B.P.) | -----------------------
| d. In Second Floor | d. In Second Floor | OK | d. In Second Floor Brick partition work in C.M. 1:4 using chamber Burnt bricks of size 23 x 11.4 x 7.5 cm (9" x 4 1/2"x 3") 114 mm tk (B.P.) | d. In Second Floor | 756.52 | Sqm. | [14 empty] | 0 | d. In Second Floor Brick partition work in C.M. 1:4 using chamber Burnt bricks of size 23 x 11.4 x 7.5 cm (9" x 4 1/2"x 3") 114 mm tk (B.P.) | -----------------------
| e. In Third Floor | e. In Third Floor | OK | e. In Third Floor Brick partition work in C.M. 1:4 using chamber Burnt bricks of size 23 x 11.4 x 7.5 cm (9" x 4 1/2"x 3") 114 mm tk (B.P.) | e. In Third Floor | 770.8 | Sqm. | [14 empty] | 0 | e. In Third Floor Brick partition work in C.M. 1:4 using chamber Burnt bricks of size 23 x 11.4 x 7.5 cm (9" x 4 1/2"x 3") 114 mm tk (B.P.) | -----------------------
| f. In Fourth Floor | f. In Fourth Floor | OK | f. In Fourth FloorBrick partition work in C.M. 1:4 using chamber Burnt bricks of size 23 x 11.4 x 7.5 cm (9" x 4 1/2"x 3") 114 mm tk (B.P.) | f. In Fourth Floor | 785.08 | Sqm. | [14 empty] | 0 | f. In Fourth FloorBrick partition work in C.M. 1:4 using chamber Burnt bricks of size 23 x 11.4 x 7.5 cm (9" x 4 1/2"x 3") 114 mm tk (B.P.) | -----------------------
| f. In Fifth floor | f. In Fifth floor | OK | f. In Fifth floor Brick partition work in C.M. 1:4 using chamber Burnt bricks of size 23 x 11.4 x 7.5 cm (9" x 4 1/2"x 3") 114 mm tk (B.P.) | f. In Fifth floor | 799.36 | Sqm. | [14 empty] | 0 | f. In Fifth floor Brick partition work in C.M. 1:4 using chamber Burnt bricks of size 23 x 11.4 x 7.5 cm (9" x 4 1/2"x 3") 114 mm tk (B.P.) | -----------------------
| g. In sixth floor | g. In sixth floor | OK | g. In sixth floor Brick partition work in C.M. 1:4 using chamber Burnt bricks of size 23 x 11.4 x 7.5 cm (9" x 4 1/2"x 3") 114 mm tk (B.P.) | g. In sixth floor | 813.64 | Sqm. | [14 empty] | 0 | g. In sixth floor Brick partition work in C.M. 1:4 using chamber Burnt bricks of size 23 x 11.4 x 7.5 cm (9" x 4 1/2"x 3") 114 mm tk (B.P.) | -----------------------
| h. In seventh floor | h. In seventh floor | OK | h. In seventh floor Brick partition work in C.M. 1:4 using chamber Burnt bricks of size 23 x 11.4 x 7.5 cm (9" x 4 1/2"x 3") 114 mm tk (B.P.) | h. In seventh floor | 827.92 | Sqm. | [14 empty] | 0 | h. In seventh floor Brick partition work in C.M. 1:4 using chamber Burnt bricks of size 23 x 11.4 x 7.5 cm (9" x 4 1/2"x 3") 114 mm tk (B.P.) | -----------------------
| i. In eighth floor | i. In eighth floor | OK | i. In eighth floor Brick partition work in C.M. 1:4 using chamber Burnt bricks of size 23 x 11.4 x 7.5 cm (9" x 4 1/2"x 3") 114 mm tk (B.P.) | i. In eighth floor | 842.2 | Sqm. | [14 empty] | 0 | i. In eighth floor Brick partition work in C.M. 1:4 using chamber Burnt bricks of size 23 x 11.4 x 7.5 cm (9" x 4 1/2"x 3") 114 mm tk (B.P.) | -----------------------
| j. In Ninth floor | j. In Ninth floor | OK | j. In Ninth floor Brick partition work in C.M. 1:4 using chamber Burnt bricks of size 23 x 11.4 x 7.5 cm (9" x 4 1/2"x 3") 114 mm tk (B.P.) | j. In Ninth floor | 856.48 | Sqm. | [14 empty] | 0 | j. In Ninth floor Brick partition work in C.M. 1:4 using chamber Burnt bricks of size 23 x 11.4 x 7.5 cm (9" x 4 1/2"x 3") 114 mm tk (B.P.) | -----------------------
| k. In Tenth floor | k. In Tenth floor | OK | k. In Tenth floor Brick partition work in C.M. 1:4 using chamber Burnt bricks of size 23 x 11.4 x 7.5 cm (9" x 4 1/2"x 3") 114 mm tk (B.P.) | k. In Tenth floor | 870.76 | Sqm. | [14 empty] | 0 | k. In Tenth floor Brick partition work in C.M. 1:4 using chamber Burnt bricks of size 23 x 11.4 x 7.5 cm (9" x 4 1/2"x 3") 114 mm tk (B.P.) | -----------------------
| l. In Eleventh floor | l. In Eleventh floor | OK | l. In Eleventh floor Brick partition work in C.M. 1:4 using chamber Burnt bricks of size 23 x 11.4 x 7.5 cm (9" x 4 1/2"x 3") 114 mm tk (B.P.) | l. In Eleventh floor | 885.04 | Sqm. | [14 empty] | 0 | l. In Eleventh floor Brick partition work in C.M. 1:4 using chamber Burnt bricks of size 23 x 11.4 x 7.5 cm (9" x 4 1/2"x 3") 114 mm tk (B.P.) | -----------------------
| m. In Twelth floor | m. In Twelth floor | OK | m. In Twelth floor Brick partition work in C.M. 1:4 using chamber Burnt bricks of size 23 x 11.4 x 7.5 cm (9" x 4 1/2"x 3") 114 mm tk (B.P.) | m. In Twelth floor | 899.32 | Sqm. | [14 empty] | 0 | m. In Twelth floor Brick partition work in C.M. 1:4 using chamber Burnt bricks of size 23 x 11.4 x 7.5 cm (9" x 4 1/2"x 3") 114 mm tk (B.P.) | -----------------------
| n. In thirteen floor | n. In thirteen floor | OK | n. In thirteen floor Brick partition work in C.M. 1:4 using chamber Burnt bricks of size 23 x 11.4 x 7.5 cm (9" x 4 1/2"x 3") 114 mm tk (B.P.) | n. In thirteen floor | 913.6 | Sqm. | [14 empty] | 0 | n. In thirteen floor Brick partition work in C.M. 1:4 using chamber Burnt bricks of size 23 x 11.4 x 7.5 cm (9" x 4 1/2"x 3") 114 mm tk (B.P.) | -----------------------
10.3 | Brick partition work in C.M. 1:4 Chamber Burnt brick of size 23 x 11 x 7 cm (9" x 4 1/4" x 2 3/4") 110 mm tk (B.P.) | Brick partition work in C.M. 1:4 Chamber Burnt brick of size 23 x 11 x 7 cm (9" x 4 1/4" x 2 3/4") 110 mm tk (B.P.) | OK | Brick partition work in C.M. 1:4 Chamber Burnt brick of size 23 x 11 x 7 cm (9" x 4 1/4" x 2 3/4") 110 mm tk (B.P.) | 0 | [16 empty] | 0 | Brick partition work in C.M. 1:4 Chamber Burnt brick of size 23 x 11 x 7 cm (9" x 4 1/4" x 2 3/4") 110 mm tk (B.P.) | ERRR
| a. In Foundation and basement | a. In Foundation and basement | OK | a. In Foundation and basement Brick partition work in C.M. 1:4 Chamber Burnt brick of size 23 x 11 x 7 cm (9" x 4 1/4" x 2 3/4") 110 mm tk (B.P.) | 0 |  | Sqm. | [14 empty] | 0 | a. In Foundation and basement Brick partition work in C.M. 1:4 Chamber Burnt brick of size 23 x 11 x 7 cm (9" x 4 1/4" x 2 3/4") 110 mm tk (B.P.) | ERRR
| b. In Ground Floor | b. In Ground Floor | OK | b. In Ground Floor Brick partition work in C.M. 1:4 Chamber Burnt brick of size 23 x 11 x 7 cm (9" x 4 1/4" x 2 3/4") 110 mm tk (B.P.) | 0 |  | Sqm. | [14 empty] | 0 | b. In Ground Floor Brick partition work in C.M. 1:4 Chamber Burnt brick of size 23 x 11 x 7 cm (9" x 4 1/4" x 2 3/4") 110 mm tk (B.P.) | ERRR
| c. In First Floor | c. In First Floor | OK | c. In First Floor Brick partition work in C.M. 1:4 Chamber Burnt brick of size 23 x 11 x 7 cm (9" x 4 1/4" x 2 3/4") 110 mm tk (B.P.) | 0 |  | Sqm. | [14 empty] | 0 | c. In First Floor Brick partition work in C.M. 1:4 Chamber Burnt brick of size 23 x 11 x 7 cm (9" x 4 1/4" x 2 3/4") 110 mm tk (B.P.) | ERRR
| d. In Second Floor | d. In Second Floor | OK | d. In Second Floor Brick partition work in C.M. 1:4 Chamber Burnt brick of size 23 x 11 x 7 cm (9" x 4 1/4" x 2 3/4") 110 mm tk (B.P.) | 0 |  | Sqm. | [14 empty] | 0 | d. In Second Floor Brick partition work in C.M. 1:4 Chamber Burnt brick of size 23 x 11 x 7 cm (9" x 4 1/4" x 2 3/4") 110 mm tk (B.P.) | ERRR
| e. In Third Floor | e. In Third Floor | OK | e. In Third FloorBrick partition work in C.M. 1:4 Chamber Burnt brick of size 23 x 11 x 7 cm (9" x 4 1/4" x 2 3/4") 110 mm tk (B.P.) | 0 |  | Sqm. | [14 empty] | 0 | e. In Third FloorBrick partition work in C.M. 1:4 Chamber Burnt brick of size 23 x 11 x 7 cm (9" x 4 1/4" x 2 3/4") 110 mm tk (B.P.) | ERRR
| f. In Fourth Floor | f. In Fourth Floor | OK | f. In Fourth Floor Brick partition work in C.M. 1:4 Chamber Burnt brick of size 23 x 11 x 7 cm (9" x 4 1/4" x 2 3/4") 110 mm tk (B.P.) | 0 |  | Sqm. | [14 empty] | 0 | f. In Fourth Floor Brick partition work in C.M. 1:4 Chamber Burnt brick of size 23 x 11 x 7 cm (9" x 4 1/4" x 2 3/4") 110 mm tk (B.P.) | ERRR
10.4 | Brick partition work in C.M. 1:4 Chamber Burnt brick of size 22 x 11 x 7 cm (8 3/4" x 4 1/4" x 2 3/4") 110 mm tk (B.P.) | Brick partition work in C.M. 1:4 Chamber Burnt brick of size 22 x 11 x 7 cm (8 3/4" x 4 1/4" x 2 3/4") 110 mm tk (B.P.) | OK | Brick partition work in C.M. 1:4 Chamber Burnt brick of size 22 x 11 x 7 cm (8 3/4" x 4 1/4" x 2 3/4") 110 mm tk (B.P.) | 0 | [16 empty] | 0 | Brick partition work in C.M. 1:4 Chamber Burnt brick of size 22 x 11 x 7 cm (8 3/4" x 4 1/4" x 2 3/4") 110 mm tk (B.P.) | ERRR
| a. In Foundation and basement | a. In Foundation and basement | OK | a. In Foundation and basement Brick partition work in C.M. 1:4 Chamber Burnt brick of size 22 x 11 x 7 cm (8 3/4" x 4 1/4" x 2 3/4") 110 mm tk (B.P.) | 0 |  | Sqm. | [14 empty] | 0 | a. In Foundation and basement Brick partition work in C.M. 1:4 Chamber Burnt brick of size 22 x 11 x 7 cm (8 3/4" x 4 1/4" x 2 3/4") 110 mm tk (B.P.) | ERRR
| b. In Ground Floor | b. In Ground Floor | OK | b. In Ground FloorBrick partition work in C.M. 1:4 Chamber Burnt brick of size 22 x 11 x 7 cm (8 3/4" x 4 1/4" x 2 3/4") 110 mm tk (B.P.) | 0 |  | Sqm. | [14 empty] | 0 | b. In Ground FloorBrick partition work in C.M. 1:4 Chamber Burnt brick of size 22 x 11 x 7 cm (8 3/4" x 4 1/4" x 2 3/4") 110 mm tk (B.P.) | ERRR
| c. In First Floor | c. In First Floor | OK | c. In First Floor Brick partition work in C.M. 1:4 Chamber Burnt brick of size 22 x 11 x 7 cm (8 3/4" x 4 1/4" x 2 3/4") 110 mm tk (B.P.) | 0 |  | Sqm. | [14 empty] | 0 | c. In First Floor Brick partition work in C.M. 1:4 Chamber Burnt brick of size 22 x 11 x 7 cm (8 3/4" x 4 1/4" x 2 3/4") 110 mm tk (B.P.) | ERRR
| d. In Second Floor | d. In Second Floor | OK | d. In Second FloorBrick partition work in C.M. 1:4 Chamber Burnt brick of size 22 x 11 x 7 cm (8 3/4" x 4 1/4" x 2 3/4") 110 mm tk (B.P.) | 0 |  | Sqm. | [14 empty] | 0 | d. In Second FloorBrick partition work in C.M. 1:4 Chamber Burnt brick of size 22 x 11 x 7 cm (8 3/4" x 4 1/4" x 2 3/4") 110 mm tk (B.P.) | ERRR
| e. In Third Floor | e. In Third Floor | OK | e. In Third Floor Brick partition work in C.M. 1:4 Chamber Burnt brick of size 22 x 11 x 7 cm (8 3/4" x 4 1/4" x 2 3/4") 110 mm tk (B.P.) | 0 |  | Sqm. | [14 empty] | 0 | e. In Third Floor Brick partition work in C.M. 1:4 Chamber Burnt brick of size 22 x 11 x 7 cm (8 3/4" x 4 1/4" x 2 3/4") 110 mm tk (B.P.) | ERRR
| f. In Fourth Floor | f. In Fourth Floor | OK | f. In Fourth FloorBrick partition work in C.M. 1:4 Chamber Burnt brick of size 22 x 11 x 7 cm (8 3/4" x 4 1/4" x 2 3/4") 110 mm tk (B.P.) | 0 |  | Sqm. | [14 empty] | 0 | f. In Fourth FloorBrick partition work in C.M. 1:4 Chamber Burnt brick of size 22 x 11 x 7 cm (8 3/4" x 4 1/4" x 2 3/4") 110 mm tk (B.P.) | ERRR
10.5 | Brick partition work in C.M. 1:4 Kiln Burnt Country bricks of size 22 x 11 x 7 cm (8 3/4" x 4 1/4" x 2 3/4") 110 mm tk (B.P.) | Brick partition work in C.M. 1:4 Kiln Burnt Country bricks of size 22 x 11 x 7 cm (8 3/4" x 4 1/4" x 2 3/4") 110 mm tk (B.P.) | OK | Brick partition work in C.M. 1:4 Kiln Burnt Country bricks of size 22 x 11 x 7 cm (8 3/4" x 4 1/4" x 2 3/4") 110 mm tk (B.P.) | Brick partition wall in cement mortar 1:4 (one of cement and four of sand) 110mm thick for super structure in the follwing floors using kiln burnt country bricks of size of 83/4" x 41/4" x 23/4" (22x11x7cm) including labour for fixing the doors, windows and ventilator frames in position, fixing of hold fasts, scaffoldings, curing etc., complete in all respects complying with relevant standard specifications and drawings. | [16 empty] | * | Brick partition work in C.M. 1:4 Kiln Burnt Country bricks of size 22 x 11 x 7 cm (8 3/4" x 4 1/4" x 2 3/4") 110 mm tk (B.P.) | -----------------------
| a. In Foundation and basement | a. In Foundation and basement | OK | a. In Foundation and basementBrick partition work in C.M. 1:4 Kiln Burnt Country bricks of size 22 x 11 x 7 cm (8 3/4" x 4 1/4" x 2 3/4") 110 mm tk (B.P.) | (a) In Foundation and Basement | 701.77 | Sqm. | [14 empty] | 0 | a. In Foundation and basementBrick partition work in C.M. 1:4 Kiln Burnt Country bricks of size 22 x 11 x 7 cm (8 3/4" x 4 1/4" x 2 3/4") 110 mm tk (B.P.) | -----------------------
| b. In Ground Floor | b. In Ground Floor | OK | b. In Ground FloorBrick partition work in C.M. 1:4 Kiln Burnt Country bricks of size 22 x 11 x 7 cm (8 3/4" x 4 1/4" x 2 3/4") 110 mm tk (B.P.) | (b) In Ground Floor | 708.61 | Sqm. | [13 empty] | 8 | 5779.12 | b. In Ground FloorBrick partition work in C.M. 1:4 Kiln Burnt Country bricks of size 22 x 11 x 7 cm (8 3/4" x 4 1/4" x 2 3/4") 110 mm tk (B.P.) | -----------------------
| c. In First Floor | c. In First Floor | OK | c. In First Floor Brick partition work in C.M. 1:4 Kiln Burnt Country bricks of size 22 x 11 x 7 cm (8 3/4" x 4 1/4" x 2 3/4") 110 mm tk (B.P.) | (c) In First Floor | 722.39 | Sqm. | [14 empty] | 0 | c. In First Floor Brick partition work in C.M. 1:4 Kiln Burnt Country bricks of size 22 x 11 x 7 cm (8 3/4" x 4 1/4" x 2 3/4") 110 mm tk (B.P.) | -----------------------
| d. In Second Floor | d. In Second Floor | OK | d. In Second FloorBrick partition work in C.M. 1:4 Kiln Burnt Country bricks of size 22 x 11 x 7 cm (8 3/4" x 4 1/4" x 2 3/4") 110 mm tk (B.P.) | (d) In Second Floor | 736.17 | Sqm. | [14 empty] | 0 | d. In Second FloorBrick partition work in C.M. 1:4 Kiln Burnt Country bricks of size 22 x 11 x 7 cm (8 3/4" x 4 1/4" x 2 3/4") 110 mm tk (B.P.) | -----------------------
| e. In Third Floor | e. In Third Floor | OK | e. In Third FloorBrick partition work in C.M. 1:4 Kiln Burnt Country bricks of size 22 x 11 x 7 cm (8 3/4" x 4 1/4" x 2 3/4") 110 mm tk (B.P.) | (e) in third floor | 749.95 | Sqm. | [14 empty] | 0 | e. In Third FloorBrick partition work in C.M. 1:4 Kiln Burnt Country bricks of size 22 x 11 x 7 cm (8 3/4" x 4 1/4" x 2 3/4") 110 mm tk (B.P.) | -----------------------
| f. In Fourth Floor | f. In Fourth Floor | OK | f. In Fourth FloorBrick partition work in C.M. 1:4 Kiln Burnt Country bricks of size 22 x 11 x 7 cm (8 3/4" x 4 1/4" x 2 3/4") 110 mm tk (B.P.) | (f) in fourth floor | 763.73 | Sqm. | [14 empty] | 0 | f. In Fourth FloorBrick partition work in C.M. 1:4 Kiln Burnt Country bricks of size 22 x 11 x 7 cm (8 3/4" x 4 1/4" x 2 3/4") 110 mm tk (B.P.) | -----------------------
|  |  |  | g. In Fifth floorBrick partition work in C.M. 1:4 Kiln Burnt Country bricks of size 22 x 11 x 7 cm (8 3/4" x 4 1/4" x 2 3/4") 110 mm tk (B.P.) | (g) In Fifth floor | 777.51 | Sqm. | [15 empty] | g. In Fifth floorBrick partition work in C.M. 1:4 Kiln Burnt Country bricks of size 22 x 11 x 7 cm (8 3/4" x 4 1/4" x 2 3/4") 110 mm tk (B.P.) | -----------------------
|  |  |  | h. In sixth floor Brick partition work in C.M. 1:4 Kiln Burnt Country bricks of size 22 x 11 x 7 cm (8 3/4" x 4 1/4" x 2 3/4") 110 mm tk (B.P.) | (h). In sixth floor | 791.29 | Sqm. | [15 empty] | h. In sixth floor Brick partition work in C.M. 1:4 Kiln Burnt Country bricks of size 22 x 11 x 7 cm (8 3/4" x 4 1/4" x 2 3/4") 110 mm tk (B.P.) | -----------------------
|  |  |  | i. In seventh floor Brick partition work in C.M. 1:4 Kiln Burnt Country bricks of size 22 x 11 x 7 cm (8 3/4" x 4 1/4" x 2 3/4") 110 mm tk (B.P.) | (h). In sixth floor | 805.07 | Sqm. | [15 empty] | i. In seventh floor Brick partition work in C.M. 1:4 Kiln Burnt Country bricks of size 22 x 11 x 7 cm (8 3/4" x 4 1/4" x 2 3/4") 110 mm tk (B.P.) | -----------------------
10.6 | Brick partition work in C.M. 1:4 Kiln Burnt Country bricks of size 22 x 11 x 5.7 cm (8 3/4" x 4 1/4" x 2 1/4") 110 mm tk (B.P.) | Brick partition work in C.M. 1:4 Kiln Burnt Country bricks of size 22 x 11 x 5.7 cm (8 3/4" x 4 1/4" x 2 1/4") 110 mm tk (B.P.) | OK | Brick partition work in C.M. 1:4 Kiln Burnt Country bricks of size 22 x 11 x 5.7 cm (8 3/4" x 4 1/4" x 2 1/4") 110 mm tk (B.P.) | 0 | [16 empty] | 0 | Brick partition work in C.M. 1:4 Kiln Burnt Country bricks of size 22 x 11 x 5.7 cm (8 3/4" x 4 1/4" x 2 1/4") 110 mm tk (B.P.) | -----------------------
| a. In Foundation and basement | a. In Foundation and basement | OK | a. In Foundation and basement Brick partition work in C.M. 1:4 Kiln Burnt Country bricks of size 22 x 11 x 5.7 cm (8 3/4" x 4 1/4" x 2 1/4") 110 mm tk (B.P.) | 0 |  | Sqm. | [14 empty] | 0 | a. In Foundation and basement Brick partition work in C.M. 1:4 Kiln Burnt Country bricks of size 22 x 11 x 5.7 cm (8 3/4" x 4 1/4" x 2 1/4") 110 mm tk (B.P.) | -----------------------
| b. In Ground Floor | b. In Ground Floor | OK | b. In Ground Floor Brick partition work in C.M. 1:4 Kiln Burnt Country bricks of size 22 x 11 x 5.7 cm (8 3/4" x 4 1/4" x 2 1/4") 110 mm tk (B.P.) | 0 |  | Sqm. | [14 empty] | 0 | b. In Ground Floor Brick partition work in C.M. 1:4 Kiln Burnt Country bricks of size 22 x 11 x 5.7 cm (8 3/4" x 4 1/4" x 2 1/4") 110 mm tk (B.P.) | -----------------------
| c. In First Floor | c. In First Floor | OK | c. In First Floor Brick partition work in C.M. 1:4 Kiln Burnt Country bricks of size 22 x 11 x 5.7 cm (8 3/4" x 4 1/4" x 2 1/4") 110 mm tk (B.P.) | 0 |  | Sqm. | [14 empty] | 0 | c. In First Floor Brick partition work in C.M. 1:4 Kiln Burnt Country bricks of size 22 x 11 x 5.7 cm (8 3/4" x 4 1/4" x 2 1/4") 110 mm tk (B.P.) | -----------------------
| d. In Second Floor | d. In Second Floor | OK | d. In Second Floor Brick partition work in C.M. 1:4 Kiln Burnt Country bricks of size 22 x 11 x 5.7 cm (8 3/4" x 4 1/4" x 2 1/4") 110 mm tk (B.P.) | 0 |  | Sqm. | [14 empty] | 0 | d. In Second Floor Brick partition work in C.M. 1:4 Kiln Burnt Country bricks of size 22 x 11 x 5.7 cm (8 3/4" x 4 1/4" x 2 1/4") 110 mm tk (B.P.) | -----------------------
| e. In Third Floor | e. In Third Floor | OK | e. In Third Floor Brick partition work in C.M. 1:4 Kiln Burnt Country bricks of size 22 x 11 x 5.7 cm (8 3/4" x 4 1/4" x 2 1/4") 110 mm tk (B.P.) | 0 |  | Sqm. | [14 empty] | 0 | e. In Third Floor Brick partition work in C.M. 1:4 Kiln Burnt Country bricks of size 22 x 11 x 5.7 cm (8 3/4" x 4 1/4" x 2 1/4") 110 mm tk (B.P.) | -----------------------
| f. In Fourth Floor | f. In Fourth Floor | OK | f. In Fourth Floor Brick partition work in C.M. 1:4 Kiln Burnt Country bricks of size 22 x 11 x 5.7 cm (8 3/4" x 4 1/4" x 2 1/4") 110 mm tk (B.P.) | 0 |  | Sqm. | [14 empty] | 0 | f. In Fourth Floor Brick partition work in C.M. 1:4 Kiln Burnt Country bricks of size 22 x 11 x 5.7 cm (8 3/4" x 4 1/4" x 2 1/4") 110 mm tk (B.P.) | -----------------------
11.1 | Brick work in C.M. 1:4 Chamber Burnt brick of size 23 x 11.2 x 7 cm (9" x 4 3/8" x 2 3/4")70 mm tk (B.P.) | Brick work in C.M. 1:4 Chamber Burnt brick of size 23 x 11.2 x 7 cm (9" x 4 3/8" x 2 3/4")70 mm tk (B.P.) | OK | Brick work in C.M. 1:4 Chamber Burnt brick of size 23 x 11.2 x 7 cm (9" x 4 3/8" x 2 3/4")70 mm tk (B.P.) | 0 | [16 empty] | 0 | Brick work in C.M. 1:4 Chamber Burnt brick of size 23 x 11.2 x 7 cm (9" x 4 3/8" x 2 3/4")70 mm tk (B.P.) | -----------------------
| a. In Ground Floor | a. In Ground Floor | OK | a. In Ground Floor Brick work in C.M. 1:4 Chamber Burnt brick of size 23 x 11.2 x 7 cm (9" x 4 3/8" x 2 3/4")70 mm tk (B.P.) | 0 | 496.91 | Sqm. | [14 empty] | 0 | a. In Ground Floor Brick work in C.M. 1:4 Chamber Burnt brick of size 23 x 11.2 x 7 cm (9" x 4 3/8" x 2 3/4")70 mm tk (B.P.) | -----------------------
| b. In First Floor | b. In First Floor | OK | b. In First FloorBrick work in C.M. 1:4 Chamber Burnt brick of size 23 x 11.2 x 7 cm (9" x 4 3/8" x 2 3/4")70 mm tk (B.P.) | 0 | 505.68 | Sqm. | [14 empty] | 0 | b. In First FloorBrick work in C.M. 1:4 Chamber Burnt brick of size 23 x 11.2 x 7 cm (9" x 4 3/8" x 2 3/4")70 mm tk (B.P.) | -----------------------
| c. In Second Floor | c. In Second Floor | OK | c. In Second Floor Brick work in C.M. 1:4 Chamber Burnt brick of size 23 x 11.2 x 7 cm (9" x 4 3/8" x 2 3/4")70 mm tk (B.P.) | 0 | 514.45 | Sqm. | [14 empty] | 0 | c. In Second Floor Brick work in C.M. 1:4 Chamber Burnt brick of size 23 x 11.2 x 7 cm (9" x 4 3/8" x 2 3/4")70 mm tk (B.P.) | -----------------------
| d. In Third Floor | d. In Third Floor | OK | d. In Third Floor Brick work in C.M. 1:4 Chamber Burnt brick of size 23 x 11.2 x 7 cm (9" x 4 3/8" x 2 3/4")70 mm tk (B.P.) | 0 | 523.22 | Sqm. | [14 empty] | 0 | d. In Third Floor Brick work in C.M. 1:4 Chamber Burnt brick of size 23 x 11.2 x 7 cm (9" x 4 3/8" x 2 3/4")70 mm tk (B.P.) | -----------------------
| e. In Fourth Floor | e. In Fourth Floor | OK | e. In Fourth FloorBrick work in C.M. 1:4 Chamber Burnt brick of size 23 x 11.2 x 7 cm (9" x 4 3/8" x 2 3/4")70 mm tk (B.P.) | 0 | 531.99 | Sqm. | [14 empty] | 0 | e. In Fourth FloorBrick work in C.M. 1:4 Chamber Burnt brick of size 23 x 11.2 x 7 cm (9" x 4 3/8" x 2 3/4")70 mm tk (B.P.) | -----------------------
11.2 | Brick work in C.M. 1:4 using chamber Burnt bricks of size 23 x 11.4 x 7.5 cm (9" x 4 1/2"x 3") 75 mm tk (B.P.) | Brick work in C.M. 1:4 using chamber Burnt bricks of size 23 x 11.4 x 7.5 cm (9" x 4 1/2"x 3") 75 mm tk (B.P.) | OK | Brick work in C.M. 1:4 using chamber Burnt bricks of size 23 x 11.4 x 7.5 cm (9" x 4 1/2"x 3") 75 mm tk (B.P.) | brick partition walls 75mm thick using chamber burnt bricks of size 9"x4½x3" (23x11.4x7.5cm) in cement mortar 1:4 (one of cement and four of sand) for super structure in the following floors including scaffoldings, curing etc., complete in all respect complying with relevant standard specifications and drawings. | [16 empty] | 0 | Brick work in C.M. 1:4 using chamber Burnt bricks of size 23 x 11.4 x 7.5 cm (9" x 4 1/2"x 3") 75 mm tk (B.P.) | -----------------------
| a. In Ground Floor | a. In Ground Floor | OK | a. In Ground Floor Brick work in C.M. 1:4 using chamber Burnt bricks of size 23 x 11.4 x 7.5 cm (9" x 4 1/2"x 3") 75 mm tk (B.P.) | (a) in foundation and basement | 506.54 | Sqm. | [14 empty] | 0 | a. In Ground Floor Brick work in C.M. 1:4 using chamber Burnt bricks of size 23 x 11.4 x 7.5 cm (9" x 4 1/2"x 3") 75 mm tk (B.P.) | -----------------------
| b. In First Floor | b. In First Floor | OK | b. In First Floor Brick work in C.M. 1:4 using chamber Burnt bricks of size 23 x 11.4 x 7.5 cm (9" x 4 1/2"x 3") 75 mm tk (B.P.) | (b) In Ground Floor | 515.94 | Sqm. | [14 empty] | 0 | b. In First Floor Brick work in C.M. 1:4 using chamber Burnt bricks of size 23 x 11.4 x 7.5 cm (9" x 4 1/2"x 3") 75 mm tk (B.P.) | -----------------------
| c. In Second Floor | c. In Second Floor | OK | c. In Second Floor Brick work in C.M. 1:4 using chamber Burnt bricks of size 23 x 11.4 x 7.5 cm (9" x 4 1/2"x 3") 75 mm tk (B.P.) | (c) in first floor | 525.34 | Sqm. | [14 empty] | 0 | c. In Second Floor Brick work in C.M. 1:4 using chamber Burnt bricks of size 23 x 11.4 x 7.5 cm (9" x 4 1/2"x 3") 75 mm tk (B.P.) | -----------------------
| d. In Third Floor | d. In Third Floor | OK | d. In Third Floor Brick work in C.M. 1:4 using chamber Burnt bricks of size 23 x 11.4 x 7.5 cm (9" x 4 1/2"x 3") 75 mm tk (B.P.) | (d) in second floor | 534.74 | Sqm. | [14 empty] | 0 | d. In Third Floor Brick work in C.M. 1:4 using chamber Burnt bricks of size 23 x 11.4 x 7.5 cm (9" x 4 1/2"x 3") 75 mm tk (B.P.) | -----------------------
| e. In Fourth Floor | e. In Fourth Floor | OK | e. In Fourth Floor Brick work in C.M. 1:4 using chamber Burnt bricks of size 23 x 11.4 x 7.5 cm (9" x 4 1/2"x 3") 75 mm tk (B.P.) | (e) in third floor | 544.14 | Sqm. | [14 empty] | 0 | e. In Fourth Floor Brick work in C.M. 1:4 using chamber Burnt bricks of size 23 x 11.4 x 7.5 cm (9" x 4 1/2"x 3") 75 mm tk (B.P.) | -----------------------
11.3 | Brick work in C.M. 1:4 Chamber Burnt brick: of size 23 x 11 x 7 cm (9" x 4 1/4" x 2 3/4") 70 mm tk (B.P.) | Brick work in C.M. 1:4 Chamber Burnt brick: of size 23 x 11 x 7 cm (9" x 4 1/4" x 2 3/4") 70 mm tk (B.P.) | OK | Brick work in C.M. 1:4 Chamber Burnt brick: of size 23 x 11 x 7 cm (9" x 4 1/4" x 2 3/4") 70 mm tk (B.P.) | 0 | [16 empty] | 0 | Brick work in C.M. 1:4 Chamber Burnt brick: of size 23 x 11 x 7 cm (9" x 4 1/4" x 2 3/4") 70 mm tk (B.P.) | ERRR
| a. In Ground Floor | a. In Ground Floor | OK | a. In Ground Floor Brick work in C.M. 1:4 Chamber Burnt brick: of size 23 x 11 x 7 cm (9" x 4 1/4" x 2 3/4") 70 mm tk (B.P.) | 0 |  | Sqm. | [14 empty] | 0 | a. In Ground Floor Brick work in C.M. 1:4 Chamber Burnt brick: of size 23 x 11 x 7 cm (9" x 4 1/4" x 2 3/4") 70 mm tk (B.P.) | ERRR
| b. In First Floor | b. In First Floor | OK | b. In First Floor Brick work in C.M. 1:4 Chamber Burnt brick: of size 23 x 11 x 7 cm (9" x 4 1/4" x 2 3/4") 70 mm tk (B.P.) | 0 |  | Sqm. | [14 empty] | 0 | b. In First Floor Brick work in C.M. 1:4 Chamber Burnt brick: of size 23 x 11 x 7 cm (9" x 4 1/4" x 2 3/4") 70 mm tk (B.P.) | ERRR
| c. In Second Floor | c. In Second Floor | OK | c. In Second Floor Brick work in C.M. 1:4 Chamber Burnt brick: of size 23 x 11 x 7 cm (9" x 4 1/4" x 2 3/4") 70 mm tk (B.P.) | 0 |  | Sqm. | [14 empty] | 0 | c. In Second Floor Brick work in C.M. 1:4 Chamber Burnt brick: of size 23 x 11 x 7 cm (9" x 4 1/4" x 2 3/4") 70 mm tk (B.P.) | ERRR
| d. In Third Floor | d. In Third Floor | OK | d. In Third Floor Brick work in C.M. 1:4 Chamber Burnt brick: of size 23 x 11 x 7 cm (9" x 4 1/4" x 2 3/4") 70 mm tk (B.P.) | 0 |  | Sqm. | [14 empty] | 0 | d. In Third Floor Brick work in C.M. 1:4 Chamber Burnt brick: of size 23 x 11 x 7 cm (9" x 4 1/4" x 2 3/4") 70 mm tk (B.P.) | ERRR
| e. In Fourth Floor | e. In Fourth Floor | OK | e. In Fourth Floor Brick work in C.M. 1:4 Chamber Burnt brick: of size 23 x 11 x 7 cm (9" x 4 1/4" x 2 3/4") 70 mm tk (B.P.) | 0 |  | Sqm. | [14 empty] | 0 | e. In Fourth Floor Brick work in C.M. 1:4 Chamber Burnt brick: of size 23 x 11 x 7 cm (9" x 4 1/4" x 2 3/4") 70 mm tk (B.P.) | ERRR
11.4 | Brick work in C.M. 1:4 Chamber Burnt brick of size 22 x 11 x 7 cm (8 3/4" x 4 1/4" x 2 3/4") 70 mm tk (B.P.) | Brick work in C.M. 1:4 Chamber Burnt brick of size 22 x 11 x 7 cm (8 3/4" x 4 1/4" x 2 3/4") 70 mm tk (B.P.) | OK | Brick work in C.M. 1:4 Chamber Burnt brick of size 22 x 11 x 7 cm (8 3/4" x 4 1/4" x 2 3/4") 70 mm tk (B.P.) | 0 | [16 empty] | 0 | Brick work in C.M. 1:4 Chamber Burnt brick of size 22 x 11 x 7 cm (8 3/4" x 4 1/4" x 2 3/4") 70 mm tk (B.P.) | -----------------------
| a. In Ground Floor | a. In Ground Floor | OK | a. In Ground Floor Brick work in C.M. 1:4 Chamber Burnt brick of size 22 x 11 x 7 cm (8 3/4" x 4 1/4" x 2 3/4") 70 mm tk (B.P.) | 0 |  | Sqm. | [14 empty] | 0 | a. In Ground Floor Brick work in C.M. 1:4 Chamber Burnt brick of size 22 x 11 x 7 cm (8 3/4" x 4 1/4" x 2 3/4") 70 mm tk (B.P.) | -----------------------
| b. In First Floor | b. In First Floor | OK | b. In First Floor Brick work in C.M. 1:4 Chamber Burnt brick of size 22 x 11 x 7 cm (8 3/4" x 4 1/4" x 2 3/4") 70 mm tk (B.P.) | 0 |  | Sqm. | [14 empty] | 0 | b. In First Floor Brick work in C.M. 1:4 Chamber Burnt brick of size 22 x 11 x 7 cm (8 3/4" x 4 1/4" x 2 3/4") 70 mm tk (B.P.) | -----------------------
| c. In Second Floor | c. In Second Floor | OK | c. In Second Floor Brick work in C.M. 1:4 Chamber Burnt brick of size 22 x 11 x 7 cm (8 3/4" x 4 1/4" x 2 3/4") 70 mm tk (B.P.) | 0 |  | Sqm. | [14 empty] | 0 | c. In Second Floor Brick work in C.M. 1:4 Chamber Burnt brick of size 22 x 11 x 7 cm (8 3/4" x 4 1/4" x 2 3/4") 70 mm tk (B.P.) | -----------------------
| d. In Third Floor | d. In Third Floor | OK | d. In Third FloorBrick work in C.M. 1:4 Chamber Burnt brick of size 22 x 11 x 7 cm (8 3/4" x 4 1/4" x 2 3/4") 70 mm tk (B.P.) | 0 |  | Sqm. | [14 empty] | 0 | d. In Third FloorBrick work in C.M. 1:4 Chamber Burnt brick of size 22 x 11 x 7 cm (8 3/4" x 4 1/4" x 2 3/4") 70 mm tk (B.P.) | -----------------------
| e. In Fourth Floor | e. In Fourth Floor | OK | e. In Fourth Floor Brick work in C.M. 1:4 Chamber Burnt brick of size 22 x 11 x 7 cm (8 3/4" x 4 1/4" x 2 3/4") 70 mm tk (B.P.) | 0 |  | Sqm. | [14 empty] | 0 | e. In Fourth Floor Brick work in C.M. 1:4 Chamber Burnt brick of size 22 x 11 x 7 cm (8 3/4" x 4 1/4" x 2 3/4") 70 mm tk (B.P.) | -----------------------
11.5 | Brick work in C.M. 1:4 Kiln Burnt Country bricks of size 22 x 11 x 7 cm (8 3/4" x 4 1/4" x 2 3/4") 70 mm tk (B.P.) | Brick work in C.M. 1:4 Kiln Burnt Country bricks of size 22 x 11 x 7 cm (8 3/4" x 4 1/4" x 2 3/4") 70 mm tk (B.P.) | OK | Brick work in C.M. 1:4 Kiln Burnt Country bricks of size 22 x 11 x 7 cm (8 3/4" x 4 1/4" x 2 3/4") 70 mm tk (B.P.) | Brick partition walls 70mm thick using kiln burnt country bricks of size 8 ¾" x 4 ¼"x 2 ¾" (22x11x7cm) in cement mortar 1:4 (one of cement and four of sand) for super structure in the following floors including scaffoldings, curing etc., complete in all respects complying with relevant standard specifications and drawings. | [16 empty] | 0 | Brick work in C.M. 1:4 Kiln Burnt Country bricks of size 22 x 11 x 7 cm (8 3/4" x 4 1/4" x 2 3/4") 70 mm tk (B.P.) | -----------------------
| a. In Ground Floor | a. In Ground Floor | OK | a. In Ground Floor Brick work in C.M. 1:4 Kiln Burnt Country bricks of size 22 x 11 x 7 cm (8 3/4" x 4 1/4" x 2 3/4") 70 mm tk (B.P.) | a. In Ground Floor | 480.29 | Sqm. | [14 empty] | 0 | a. In Ground Floor Brick work in C.M. 1:4 Kiln Burnt Country bricks of size 22 x 11 x 7 cm (8 3/4" x 4 1/4" x 2 3/4") 70 mm tk (B.P.) | -----------------------
| b. In First Floor | b. In First Floor | OK | b. In First Floor Brick work in C.M. 1:4 Kiln Burnt Country bricks of size 22 x 11 x 7 cm (8 3/4" x 4 1/4" x 2 3/4") 70 mm tk (B.P.) | b. In First Floor | 489.06 | Sqm. | [14 empty] | 0 | b. In First Floor Brick work in C.M. 1:4 Kiln Burnt Country bricks of size 22 x 11 x 7 cm (8 3/4" x 4 1/4" x 2 3/4") 70 mm tk (B.P.) | -----------------------
| c. In Second Floor | c. In Second Floor | OK | c. In Second Floor Brick work in C.M. 1:4 Kiln Burnt Country bricks of size 22 x 11 x 7 cm (8 3/4" x 4 1/4" x 2 3/4") 70 mm tk (B.P.) | b. In First Floor | 497.83 | Sqm. | [14 empty] | 0 | c. In Second Floor Brick work in C.M. 1:4 Kiln Burnt Country bricks of size 22 x 11 x 7 cm (8 3/4" x 4 1/4" x 2 3/4") 70 mm tk (B.P.) | -----------------------
| d. In Third Floor | d. In Third Floor | OK | d. In Third Floor Brick work in C.M. 1:4 Kiln Burnt Country bricks of size 22 x 11 x 7 cm (8 3/4" x 4 1/4" x 2 3/4") 70 mm tk (B.P.) | d. In Third Floor | 506.6 | Sqm. | [14 empty] | 0 | d. In Third Floor Brick work in C.M. 1:4 Kiln Burnt Country bricks of size 22 x 11 x 7 cm (8 3/4" x 4 1/4" x 2 3/4") 70 mm tk (B.P.) | -----------------------
| e. In Fourth Floor | e. In Fourth Floor | OK | e. In Fourth Floor Brick work in C.M. 1:4 Kiln Burnt Country bricks of size 22 x 11 x 7 cm (8 3/4" x 4 1/4" x 2 3/4") 70 mm tk (B.P.) | e. In Fourth Floor | 515.37 | Sqm. | [14 empty] | 0 | e. In Fourth Floor Brick work in C.M. 1:4 Kiln Burnt Country bricks of size 22 x 11 x 7 cm (8 3/4" x 4 1/4" x 2 3/4") 70 mm tk (B.P.) | -----------------------
11.6 | Brick work in C.M. 1:4 Kiln Burnt Country bricks of size 22 x 11 x 5.7 cm (8 3/4" x 4 1/4" x 2 1/4") 57 mm tk (B.P.) | Brick work in C.M. 1:4 Kiln Burnt Country bricks of size 22 x 11 x 5.7 cm (8 3/4" x 4 1/4" x 2 1/4") 57 mm tk (B.P.) | OK | Brick work in C.M. 1:4 Kiln Burnt Country bricks of size 22 x 11 x 5.7 cm (8 3/4" x 4 1/4" x 2 1/4") 57 mm tk (B.P.) | 0 | [16 empty] | 0 | Brick work in C.M. 1:4 Kiln Burnt Country bricks of size 22 x 11 x 5.7 cm (8 3/4" x 4 1/4" x 2 1/4") 57 mm tk (B.P.) | -----------------------
| a. In Ground Floor | a. In Ground Floor | OK | a. In Ground FloorBrick work in C.M. 1:4 Kiln Burnt Country bricks of size 22 x 11 x 5.7 cm (8 3/4" x 4 1/4" x 2 1/4") 57 mm tk (B.P.) | 0 |  | Sqm. | [14 empty] | 0 | a. In Ground FloorBrick work in C.M. 1:4 Kiln Burnt Country bricks of size 22 x 11 x 5.7 cm (8 3/4" x 4 1/4" x 2 1/4") 57 mm tk (B.P.) | -----------------------
| b. In First Floor | b. In First Floor | OK | b. In First Floor | 0 |  | Sqm. | [14 empty] | 0 | b. In First Floor | -----------------------
| c. In Second Floor | c. In Second Floor | OK | c. In Second FloorBrick work in C.M. 1:4 Kiln Burnt Country bricks of size 22 x 11 x 5.7 cm (8 3/4" x 4 1/4" x 2 1/4") 57 mm tk (B.P.) | 0 |  | Sqm. | [14 empty] | 0 | c. In Second FloorBrick work in C.M. 1:4 Kiln Burnt Country bricks of size 22 x 11 x 5.7 cm (8 3/4" x 4 1/4" x 2 1/4") 57 mm tk (B.P.) | -----------------------
| d. In Third Floor | d. In Third Floor | OK | d. In Third FloorBrick work in C.M. 1:4 Kiln Burnt Country bricks of size 22 x 11 x 5.7 cm (8 3/4" x 4 1/4" x 2 1/4") 57 mm tk (B.P.) | 0 |  | Sqm. | [14 empty] | 0 | d. In Third FloorBrick work in C.M. 1:4 Kiln Burnt Country bricks of size 22 x 11 x 5.7 cm (8 3/4" x 4 1/4" x 2 1/4") 57 mm tk (B.P.) | -----------------------
| e. In Fourth Floor | e. In Fourth Floor | OK | e. In Fourth Floor Brick work in C.M. 1:4 Kiln Burnt Country bricks of size 22 x 11 x 5.7 cm (8 3/4" x 4 1/4" x 2 1/4") 57 mm tk (B.P.) | 0 |  | Sqm. | [14 empty] | 0 | e. In Fourth Floor Brick work in C.M. 1:4 Kiln Burnt Country bricks of size 22 x 11 x 5.7 cm (8 3/4" x 4 1/4" x 2 1/4") 57 mm tk (B.P.) | -----------------------
12.1 | Brick partition in C.M. 1:4 using country bricks of size 22 x11x5cm 50 mm thick | Brick partition in C.M. 1:4 using country bricks of size 22 x11x5cm 50 mm thick | OK | Brick partition in C.M. 1:4 using country bricks of size 22 x11x5cm 50 mm thick | brick partition walls 50mm thick using kiln burnt country bricks of size 8 3/4"x4 1/4"x2" (22x11x5cm) in cement mortar 1:4 (one of cement and four of sand) for super structure in the following floors including scaffolding, curing etc., complete all respets complying with relevant standard specifications and drawings. | [16 empty] | 0 | Brick partition in C.M. 1:4 using country bricks of size 22 x11x5cm 50 mm thick | -----------------------
| a. In Ground Floor | a. In Ground Floor | OK | a. In Ground FloorBrick partition in C.M. 1:4 using country bricks of size 22 x11x5cm 50 mm thick | (a) in ground floor | 348.43 | Sqm. | [14 empty] | 0 | a. In Ground FloorBrick partition in C.M. 1:4 using country bricks of size 22 x11x5cm 50 mm thick | -----------------------
| b. In First Floor | b. In First Floor | OK | b. In First FloorBrick partition in C.M. 1:4 using country bricks of size 22 x11x5cm 50 mm thick | (b) in first floor | 354.69 | Sqm. | [14 empty] | 0 | b. In First FloorBrick partition in C.M. 1:4 using country bricks of size 22 x11x5cm 50 mm thick | -----------------------
| c. In Second Floor | c. In Second Floor | OK | c. In Second FloorBrick partition in C.M. 1:4 using country bricks of size 22 x11x5cm 50 mm thick | (c) in second floor | 360.95 | Sqm. | [14 empty] | 0 | c. In Second FloorBrick partition in C.M. 1:4 using country bricks of size 22 x11x5cm 50 mm thick | -----------------------
| d. In Third Floor | d. In Third Floor | OK | d. In Third FloorBrick partition in C.M. 1:4 using country bricks of size 22 x11x5cm 50 mm thick | (d) in third floor | 367.21 | Sqm. | [14 empty] | 0 | d. In Third FloorBrick partition in C.M. 1:4 using country bricks of size 22 x11x5cm 50 mm thick | -----------------------
| e. In Fourth Floor | e. In Fourth Floor | OK | e. In Fourth Floor Brick partition in C.M. 1:4 using country bricks of size 22 x11x5cm 50 mm thick | (e) in fourth floor | 373.47 | Sqm. | [14 empty] | 0 | e. In Fourth Floor Brick partition in C.M. 1:4 using country bricks of size 22 x11x5cm 50 mm thick | -----------------------
|  |  |  | g. In Fifth Floor Brick partition in C.M. 1:4 using country bricks of size 22 x11x5cm 50 mm thick | g. In Fifth Floor | 379.73 | Sqm. | [15 empty] | g. In Fifth Floor Brick partition in C.M. 1:4 using country bricks of size 22 x11x5cm 50 mm thick | -----------------------
|  |  |  | h. In Sixth Floor Brick partition in C.M. 1:4 using country bricks of size 22 x11x5cm 50 mm thick | h. In Sixth Floor | 385.99 | Sqm. | [15 empty] | h. In Sixth Floor Brick partition in C.M. 1:4 using country bricks of size 22 x11x5cm 50 mm thick | -----------------------
|  |  |  | i. In Seventh Floor Brick partition in C.M. 1:4 using country bricks of size 22 x11x5cm 50 mm thick | i. In Seventh Floor | 392.25 | Sqm. | [15 empty] | i. In Seventh Floor Brick partition in C.M. 1:4 using country bricks of size 22 x11x5cm 50 mm thick | -----------------------
12.2 | Brick partition in C.M. 1:4 50 mm tk. (B.P.) Kiln Burnt Country brick: 23 x 11 x 5 cm (9" x 4 1/4" x 2") | Brick partition in C.M. 1:4 50 mm tk. (B.P.) Kiln Burnt Country brick: 23 x 11 x 5 cm (9" x 4 1/4" x 2") | OK | Brick partition in C.M. 1:4 50 mm tk. (B.P.) Kiln Burnt Country brick: 23 x 11 x 5 cm (9" x 4 1/4" x 2") | 0 | [16 empty] | 0 | Brick partition in C.M. 1:4 50 mm tk. (B.P.)Kiln Burnt Country brick: 23 x 11 x 5 cm (9" x 4 1/4" x 2") | ERRR
| a. In Ground Floor | a. In Ground Floor | OK | a. In Ground Floor Brick partition in C.M. 1:4 50 mm tk. (B.P.) Kiln Burnt Country brick: 23 x 11 x 5 cm (9" x 4 1/4" x 2") | 0 |  | Sqm. | [14 empty] | 0 | a. In Ground Floor Brick partition in C.M. 1:4 50 mm tk. (B.P.)Kiln Burnt Country brick: 23 x 11 x 5 cm (9" x 4 1/4" x 2") | ERRR
| b. In First Floor | b. In First Floor | OK | b. In First FloorBrick partition in C.M. 1:4 50 mm tk. (B.P.) Kiln Burnt Country brick: 23 x 11 x 5 cm (9" x 4 1/4" x 2") | 0 |  | Sqm. | [14 empty] | 0 | b. In First FloorBrick partition in C.M. 1:4 50 mm tk. (B.P.)Kiln Burnt Country brick: 23 x 11 x 5 cm (9" x 4 1/4" x 2") | ERRR
| c. In Second Floor | c. In Second Floor | OK | c. In Second FloorBrick partition in C.M. 1:4 50 mm tk. (B.P.) Kiln Burnt Country brick: 23 x 11 x 5 cm (9" x 4 1/4" x 2") | 0 |  | Sqm. | [14 empty] | 0 | c. In Second FloorBrick partition in C.M. 1:4 50 mm tk. (B.P.)Kiln Burnt Country brick: 23 x 11 x 5 cm (9" x 4 1/4" x 2") | ERRR
| d. In Third Floor | d. In Third Floor | OK | d. In Third FloorBrick partition in C.M. 1:4 50 mm tk. (B.P.) Kiln Burnt Country brick: 23 x 11 x 5 cm (9" x 4 1/4" x 2") | 0 |  | Sqm. | [14 empty] | 0 | d. In Third FloorBrick partition in C.M. 1:4 50 mm tk. (B.P.)Kiln Burnt Country brick: 23 x 11 x 5 cm (9" x 4 1/4" x 2") | ERRR
| e. In Fourth Floor | e. In Fourth Floor | OK | e. In Fourth FloorBrick partition in C.M. 1:4 50 mm tk. (B.P.) Kiln Burnt Country brick: 23 x 11 x 5 cm (9" x 4 1/4" x 2") | 0 |  | Sqm. | [14 empty] | 0 | e. In Fourth FloorBrick partition in C.M. 1:4 50 mm tk. (B.P.)Kiln Burnt Country brick: 23 x 11 x 5 cm (9" x 4 1/4" x 2") | ERRR
|  |  | OK |  | 0 | [16 empty] | 0 | 0 | -----------------------
13.1 | Filling with Excavated Earth | Filling with Excavated Earth | OK | Filling with Excavated Earth | Filling in foundation and basement and other similar works with excavated earth in layers of 150mm thick well watered rammed and consolidated complying with relevant standard specification etc., all complete and as directed by the departmental officers. | 30.77 | Cum. | [14 empty] | 0 | Filling with Excavated Earth | -----------------------
13.2 | Filling with Excavated Earth Mixed with lime in the proporation 1:4 (one of lime & four of earth) | Filling with Excavated Earth Mixed with lime in the proporation 1:4 (one of lime & four of earth) | OK | Filling with Excavated Earth Mixed with lime in the proporation 1:4 (one of lime & four of earth) | filling in foundation and basement with excavated earth mixed with lime in the proportion of 1:4 (one of lime and four of earth) in layers of 150mm thick well watered rammed and consolidated complying with relevant standard specification etc., all complete and as directed by the departmental officers. |  | Cum. | [14 empty] | 0 | Filling with Excavated Earth Mixed with lime in the proporation 1:4 (one of lime & four of earth) | -----------------------
14.I | Precast Cupboard slab 20 mm tk. | Precast Cupboard slab 20 mm tk. | OK | Precast Cupboard slab 20 mm tk. | Supplying and fixing of precast cement concrete slab for cupboard/ward robes shelves, cover slab for chambers, baffle walls side slabs of boxing around windows and other similar works in | [16 empty] | 0 | Precast Cupboard slab 20 mm tk. | -----------------------
| a. In Ground floor | a. In Ground floor | OK | a. In Ground floor Precast Cupboard slab 20 mm tk. | a. In Ground floor | 1202.81 | Sqm. | [14 empty] | 0 | a. In Ground floor Precast Cupboard slab 20 mm tk. | -----------------------
| b. In First floor | b. In First floor | OK | b. In First floor Precast Cupboard slab 20 mm tk. | b. In First floor | 1206.56 | Sqm. | [14 empty] | 0 | b. In First floor Precast Cupboard slab 20 mm tk. | -----------------------
| c. In Second floor | c. In Second floor | OK | c. In Second floor Precast Cupboard slab 20 mm tk. | c. In Second floor | 1210.31 | Sqm. | [14 empty] | 0 | c. In Second floor Precast Cupboard slab 20 mm tk. | -----------------------
| d. In Third floor | d. In Third floor | OK | d. In Third floor Precast Cupboard slab 20 mm tk. | d. In Third floor | 1214.06 | Sqm. | [14 empty] | 0 | d. In Third floor Precast Cupboard slab 20 mm tk. | -----------------------
| e. In Fourth floor | e. In Fourth floor | OK | e. In Fourth floor Precast Cupboard slab 20 mm tk. | e. In Fourth floor | 1217.81 | Sqm. | [14 empty] | 0 | e. In Fourth floor Precast Cupboard slab 20 mm tk. | -----------------------
| f. In Fifth floor | f. In Fifth floor | OK | f. In Fifth floor Precast Cupboard slab 20 mm tk. | f. In Fifth floor | 1221.56 | Sqm. | [14 empty] | 0 | f. In Fifth floor Precast Cupboard slab 20 mm tk. | -----------------------
| g. In sixth floor | g. In sixth floor | OK | g. In sixth floor Precast Cupboard slab 20 mm tk. | g. In sixth floor | 1225.31 | Sqm. | [14 empty] | 0 | g. In sixth floor Precast Cupboard slab 20 mm tk. | -----------------------
| h. In seventh floor | h. In seventh floor | OK | h. In seventh floor Precast Cupboard slab 20 mm tk. | h. In seventh floor | 1229.06 | Sqm. | [14 empty] | 0 | h. In seventh floor Precast Cupboard slab 20 mm tk. | -----------------------
| i. In eighth floor | i. In eighth floor | OK | i. In eighth floorPrecast Cupboard slab 20 mm tk. | i. In eighth floor | 1232.81 | Sqm. | [14 empty] | 0 | i. In eighth floorPrecast Cupboard slab 20 mm tk. | -----------------------
| j. In Ninth floor | j. In Ninth floor | OK | j. In Ninth floorPrecast Cupboard slab 20 mm tk. | j. In Ninth floor | 1236.56 | Sqm. | [14 empty] | 0 | j. In Ninth floorPrecast Cupboard slab 20 mm tk. | -----------------------
| k. In Tenth floor | k. In Tenth floor | OK | k. In Tenth floorPrecast Cupboard slab 20 mm tk. | k. In Tenth floor | 1240.31 | Sqm. | [14 empty] | 0 | k. In Tenth floorPrecast Cupboard slab 20 mm tk. | -----------------------
| l. In Eleventh floor | l. In Eleventh floor | OK | l. In Eleventh floorPrecast Cupboard slab 20 mm tk. | l. In Eleventh floor | 1244.06 | Sqm. | [14 empty] | 0 | l. In Eleventh floorPrecast Cupboard slab 20 mm tk. | -----------------------
14.II | Precast cupboard slab 40 mm tk. | Precast cupboard slab 40 mm tk. | OK | Precast cupboard slab 40 mm tk. | Supplying and fixing of precast cement concrete slab for cupboard/ward robes shelves, cover slab for chambers, baffle walls side slabs of boxing around windows and other similar works in | [16 empty] | 0 | Precast cupboard slab 40 mm tk. | -----------------------
| a. In Foundation & basement | a. In Foundation & basement | OK | a. In Foundation & basement Precast cupboard slab 40 mm tk. | a. In Foundation & basement | 1326.35 | Sqm. | [14 empty] | 0 | a. In Foundation & basement Precast cupboard slab 40 mm tk. | -----------------------
| b. In Ground floor | b. In Ground floor | OK | b. In Ground floor Precast cupboard slab 40 mm tk. | b. In Ground floor | 1330.16 | Sqm. | [14 empty] | 0 | b. In Ground floor Precast cupboard slab 40 mm tk. | -----------------------
| c. In First floor | c. In First floor | OK | c. In First floor Precast cupboard slab 40 mm tk. | c. In First floor | 1337.66 | Sqm. | [14 empty] | 0 | c. In First floor Precast cupboard slab 40 mm tk. | -----------------------
| d. In Second floor | d. In Second floor | OK | d. In Second floorPrecast cupboard slab 40 mm tk. | d. In Second floor | 1345.16 | Sqm. | [14 empty] | 0 | d. In Second floorPrecast cupboard slab 40 mm tk. | -----------------------
| e. In Third floor | e. In Third floor | OK | e. In Third floor Precast cupboard slab 40 mm tk. | e. In Third floor | 1352.66 | Sqm. | [14 empty] | 0 | e. In Third floor Precast cupboard slab 40 mm tk. | -----------------------
| f. In Fourth floor | f. In Fourth floor | OK | f. In Fourth floorPrecast cupboard slab 40 mm tk. | f. In Fourth floor | 1360.16 | Sqm. | [14 empty] | 0 | f. In Fourth floorPrecast cupboard slab 40 mm tk. | -----------------------
15.1 | Cuddappa slab 20 mm tk. | Cuddappa slab 20 mm tk. | OK | Cuddappa slab 20 mm tk. | 0 | [16 empty] | 0 | Cuddappa slab 20 mm tk. | -----------------------
| a. In Ground floor | a. In Ground floor | OK | a. In Ground floor Cuddappa slab 20 mm tk. | 0 | 513.35 | Sqm. | [14 empty] | 0 | a. In Ground floor Cuddappa slab 20 mm tk. | -----------------------
| b. In First floor | b. In First floor | OK | b. In First floor Cuddappa slab 20 mm tk. | 0 | 517.07 | Sqm. | [14 empty] | 0 | b. In First floor Cuddappa slab 20 mm tk. | -----------------------
| c. In Second floor | c. In Second floor | OK | c. In Second floor Cuddappa slab 20 mm tk. | 0 | 520.79 | Sqm. | [14 empty] | 0 | c. In Second floor Cuddappa slab 20 mm tk. | -----------------------
| d. In Third floor | d. In Third floor | OK | d. In Third floor Cuddappa slab 20 mm tk. | 0 | 524.51 | Sqm. | [14 empty] | 0 | d. In Third floor Cuddappa slab 20 mm tk. | -----------------------
| e. In Fourth floor | e. In Fourth floor | OK | e. In Fourth floor Cuddappa slab 20 mm tk. | 0 | 528.23 | Sqm. | [14 empty] | 0 | e. In Fourth floor Cuddappa slab 20 mm tk. | -----------------------
15.2 | Cuddappa slab 40 mm tk. | Cuddappa slab 40 mm tk. | OK | Cuddappa slab 40 mm tk. | 0 | [16 empty] | 0 | Cuddappa slab 40 mm tk. | -----------------------
| a. In Ground floor | a. In Ground floor | OK | a. In Ground floor Cuddappa slab 40 mm tk. | 0 | 1753.93 | Sqm. | [14 empty] | 0 | a. In Ground floor Cuddappa slab 40 mm tk. | -----------------------
| b. In First floor | b. In First floor | OK | b. In First floor Cuddappa slab 40 mm tk. | 0 | 1761.36 | Sqm. | [14 empty] | 0 | b. In First floor Cuddappa slab 40 mm tk. | -----------------------
| c. In Second floor | c. In Second floor | OK | c. In Second floor Cuddappa slab 40 mm tk. | 0 | 1768.79 | Sqm. | [14 empty] | 0 | c. In Second floor Cuddappa slab 40 mm tk. | -----------------------
| d. In Third floor | d. In Third floor | OK | d. In Third floor Cuddappa slab 40 mm tk. | 0 | 1776.22 | Sqm. | [14 empty] | 0 | d. In Third floor Cuddappa slab 40 mm tk. | -----------------------
| e. In Fourth floor | e. In Fourth floor | OK | e. In Fourth floor Cuddappa slab 40 mm tk. | 0 | 1783.65 | Sqm. | [14 empty] | 0 | e. In Fourth floor Cuddappa slab 40 mm tk. | -----------------------
16.1 | Precast Jally ventilator 50mm tk. | Precast Jally ventilator 50mm tk. | OK | Precast Jally ventilator 50mm tk. | Precast cement concrete jally ventilator in s | [16 empty] | 0 | Precast Jally ventilator 50mm tk. | -----------------------
| a. In Ground Floor | a. In Ground Floor | OK | a. In Ground Floor Precast Jally ventilator 50mm tk. | (a) In ground floor | 2412.47 | Sqm. | [14 empty] | 0 | a. In Ground Floor Precast Jally ventilator 50mm tk. | -----------------------
| b. In First floor | b. In First floor | OK | b. In First floor Precast Jally ventilator 50mm tk. | (b) In first floor | 2419.46 | Sqm. | [14 empty] | 0 | b. In First floor Precast Jally ventilator 50mm tk. | -----------------------
| c. In Second floor | c. In Second floor | OK | c. In Second floor Precast Jally ventilator 50mm tk. | (c) In second floor | 2426.45 | Sqm. | [14 empty] | 0 | c. In Second floor Precast Jally ventilator 50mm tk. | -----------------------
| d. In Third floor | d. In Third floor | OK | d. In Third floor Precast Jally ventilator 50mm tk. | (d) In third floor | 2433.44 | Sqm. | [14 empty] | 0 | d. In Third floor Precast Jally ventilator 50mm tk. | -----------------------
| e. In Fourth floor | e. In Fourth floor | OK | e. In Fourth floor Precast Jally ventilator 50mm tk. | (e) In fourth floor | 2440.43 | Sqm. | [14 empty] | 0 | e. In Fourth floor Precast Jally ventilator 50mm tk. | -----------------------
16.2 | Supplying & fixing of Terra cotta jolly (not less than 50mm) | Supplying & fixing of Terra cotta jolly (not less than 50mm) | OK | Supplying & fixing of Terra cotta jolly (not less than 50mm) | supplying and fixing of terra cotta jally (not below 50mm thick) of best quality and fixing in position with cement paste and redoxide putty including cost of all materials as directed by the departmental officers. (the terra cotta jally quality and design shall be got approved by the executive engineer before use) | [16 empty] | 0 | Supplying & fixing of Terra cotta jolly (not less than 50mm) | -----------------------
| a. In Ground Floor | a. In Ground Floor | OK | a. In Ground Floor Supplying & fixing of Terra cotta jolly (not less than 50mm) | (a) in ground floor | 483.11 | Sqm. | [14 empty] | 0 | a. In Ground Floor Supplying & fixing of Terra cotta jolly (not less than 50mm) | -----------------------
| b. In First Floor | b. In First Floor | OK | b. In First Floor Supplying & fixing of Terra cotta jolly (not less than 50mm) | (b) in first floor | 489.37 | Sqm. | [14 empty] | 0 | b. In First Floor Supplying & fixing of Terra cotta jolly (not less than 50mm) | -----------------------
| c. In Second Floor | c. In Second Floor | OK | c. In Second Floor Supplying & fixing of Terra cotta jolly (not less than 50mm) | (c) in second floor | 495.63 | Sqm. | [14 empty] | 0 | c. In Second Floor Supplying & fixing of Terra cotta jolly (not less than 50mm) | -----------------------
| d. In Third Floor | d. In Third Floor | OK | d. In Third Floor Supplying & fixing of Terra cotta jolly (not less than 50mm) | (d) in third floor | 501.89 | Sqm. | [14 empty] | 0 | d. In Third Floor Supplying & fixing of Terra cotta jolly (not less than 50mm) | -----------------------
| e. In Fourth Floor | e. In Fourth Floor | OK | e. In Fourth Floor Supplying & fixing of Terra cotta jolly (not less than 50mm) | (e) in fourth floor | 508.15 | Sqm. | [14 empty] | 0 | e. In Fourth Floor Supplying & fixing of Terra cotta jolly (not less than 50mm) | -----------------------
16.3 | Supplying & fixing of Terra cotta jolly (more than 50mm upto 110 mm) | Supplying & fixing of Terra cotta jolly (more than 50mm upto 110 mm) | OK | Supplying & fixing of Terra cotta jolly (more than 50mm upto 110 mm) | supplying and fixing of terra cotta jally (more than 50mm upto 110mm louvered type ) of best quality and fixing in position with cement paste and redoxide putty including cost of all materials as directed by the departmental officers. (the terra cotta jally quality and design shall be got approved by the executive engineer before use.) | [16 empty] | 0 | Supplying & fixing of Terra cotta jolly (more than 50mm upto 110 mm) | -----------------------
| a. In Ground Floor | a. In Ground Floor | OK | a. In Ground Floor Supplying & fixing of Terra cotta jolly (more than 50mm upto 110 mm) | (a) in ground floor | 656.84 | Sqm. | [14 empty] | 0 | a. In Ground Floor Supplying & fixing of Terra cotta jolly (more than 50mm upto 110 mm) | -----------------------
| b. In First Floor | b. In First Floor | OK | b. In First Floor Supplying & fixing of Terra cotta jolly (more than 50mm upto 110 mm) | (b) in first floor | 670.62 | Sqm. | [14 empty] | 0 | b. In First Floor Supplying & fixing of Terra cotta jolly (more than 50mm upto 110 mm) | -----------------------
| c. In Second Floor | c. In Second Floor | OK | c. In Second Floor Supplying & fixing of Terra cotta jolly (more than 50mm upto 110 mm) | (c) in second floor | 684.4 | Sqm. | [14 empty] | 0 | c. In Second Floor Supplying & fixing of Terra cotta jolly (more than 50mm upto 110 mm) | -----------------------
| d. In Third Floor | d. In Third Floor | OK | d. In Third Floor Supplying & fixing of Terra cotta jolly (more than 50mm upto 110 mm) | (d) in third floor | 698.18 | Sqm. | [14 empty] | 0 | d. In Third Floor Supplying & fixing of Terra cotta jolly (more than 50mm upto 110 mm) | -----------------------
| e. In Fourth Floor | e. In Fourth Floor | OK | e. In Fourth Floor Supplying & fixing of Terra cotta jolly (more than 50mm upto 110 mm) | (e) in fourth floor | 711.96 | Sqm. | [14 empty] | 0 | e. In Fourth Floor Supplying & fixing of Terra cotta jolly (more than 50mm upto 110 mm) | -----------------------
17 | Form work- Lintel (C.W. planks) | Form work- Lintel (C.W. planks) | OK | Form work- Lintel (C.W. planks) | 0 |  | Sqm. | [14 empty] | 0 | Form work- Lintel (C.W. planks) | -----------------------
18 | Form work - M.S. Sheet (slab) | Form work - M.S. Sheet (slab) | OK | Form work - M.S. Sheet (slab) | 0 |  | Sqm. | [14 empty] | 0 | Form work - M.S. Sheet (slab) | -----------------------
19 | Form work - Small quantities (M.S. Sheet) | Form work - Small quantities (M.S. Sheet) | OK | Form work - Small quantities (M.S. Sheet) | 0 |  | Sqm. | [14 empty] | 0 | Form work - Small quantities (M.S. Sheet) | -----------------------
20 | Form work - Plinth beam (C.W. planks) | Form work - Plinth beam (C.W. planks) | OK | Form work - Plinth beam (C.W. planks) | 0 |  | Sqm. | [14 empty] | 0 | Form work - Plinth beam (C.W. planks) | -----------------------
21.1 | R.C.C.Door frame | R.C.C.Door frame | OK | R.C.C.Door frame | 0 | [16 empty] | 0 | R.C.C.Door frame | -----------------------
| a. 900 x 2100 mm | a. 900 x 2100 mm | OK | a. 900 x 2100 mm | 0 | 2273.63 | Each | [14 empty] | 0 | a. 900 x 2100 mm | -----------------------
| b. 700 x 2100 mm | b. 700 x 2100 mm | OK | b. 700 x 2100 mm | 0 | 2243.25 | Each | [14 empty] | 0 | b. 700 x 2100 mm | -----------------------
| c. 1000 x 2100 mm | c. 1000 x 2100 mm | OK | c. 1000 x 2100 mm | 0 | 2291.41 | Each | [14 empty] | 0 | c. 1000 x 2100 mm | -----------------------
21.2 | Teak wood Wrought & Put up | Teak wood Wrought & Put up | OK | Teak wood Wrought & Put up | Supplying and fixing of teak wood wrought and put up for frames of doors, windows, ventilators, cupboard and any other similar joinery works with necessary plugs, rebates for shutters, plaster grooves on all faces etc. including labour charges for fixing hold fasts complying with relevant standard specifications etc.. in all respects. | [16 empty] | 0 | Teak wood Wrought & Put up | -----------------------
| a. T.W. over 2 m & below 3 m | a. T.W. over 2 m & below 3 m | OK | a. T.W. over 2 m & below 3 m | (a) Teak wood over 2.00 metre and below 3.00 metre length | 122388.75 | Cum. | [14 empty] | 0 | a. T.W. over 2 m & below 3 m | -----------------------
| b. T.W. below 2 m length. | b. T.W. below 2 m length. | OK | b. T.W. below 2 m length. | (b) Teak wood below 2.00 metre length | 110188.75 | Cum. | [14 empty] | 0 | b. T.W. below 2 m length. | -----------------------
21.3 | PVC Door frame & shutter | PVC Door frame & shutter | OK | PVC Door frame & shutter | Supplying and fixing of PVC doors of required over all size (single leaf) with PVC door frame and pvc shutter (superior variety). the door frame of 60mm thick made out of superior quality polymeric material conforming to is: 10151-1982. the door frame is made of rigid thermo vinyl polymer extruded section having over all dimension of 60mmx50mm with wall thickness not less than 2.5 mm corners of door frame to be mitre cut and mechanically fastened or thermally welded. the corners of the door frame shall be reinforced with special polymeric `l' corners in case of mechanically fastened the hard ware position shall be reinforced with special polymeric rods of suitable size special e.p.d.m. gaskets shall be provided along with the frame. the door shutter of 40 mm thick made | 2828 | Sqm. | [14 empty] | 0 | PVC Door frame & shutter | ERRR
22.1 | Teak wood panelled door shutters | Teak wood panelled door shutters | OK | Teak wood panelled door shutters | 0 | [16 empty] | 0 | Teak wood panelled door shutters | -----------------------
| a. 1000 x 2100 mm | a. 1000 x 2100 mm | OK | a. 1000 x 2100 mm Teak wood panelled door shutters | a. 1000 x 2100 mm | 4590.84 | Sqm. | [14 empty] | 0 | a. 1000 x 2100 mm Teak wood panelled door shutters | -----------------------
| b. 900 x 2100 mm | b. 900 x 2100 mm | OK | b. 900 x 2100 mm Teak wood panelled door shutters | b. 900 x 2100 mm | 4672.99 | Sqm. | [14 empty] | 0 | b. 900 x 2100 mm Teak wood panelled door shutters | -----------------------
| c. 700 x 2100 mm | c. 700 x 2100 mm | OK | c. 700 x 2100 mm Teak wood panelled door shutters | c. 700 x 2100 mm | 4680.4 | Sqm. | [14 empty] | 0 | c. 700 x 2100 mm Teak wood panelled door shutters | -----------------------
| d. 1200 x 2100 mm (Single) annexure item | d. 1200 x 2100 mm (Single) annexure item | OK | d. 1200 x 2100 mm (Single) annexure item Teak wood panelled door shutters | d. 1200 x 2100 mm (Single) annexure item | 5171.02 | Sqm. | [14 empty] | 0 | d. 1200 x 2100 mm (Single) annexure item Teak wood panelled door shutters | -----------------------
22.2 | Teak wood "Window" & Ventilator Shutter | Teak wood "Window" & Ventilator Shutter | OK | Teak wood "Window" & Ventilator Shutter | 0 | [16 empty] | 0 | Teak wood "Window" & Ventilator Shutter | -----------------------
| a. Window: 135 cm ht. | a. Window: 135 cm ht. | OK | a. Window: 135 cm ht. | 0 | 3235.61 | Sqm. | [14 empty] | 0 | a. Window: 135 cm ht. | -----------------------
| b. Window: 120 cm ht. | b. Window: 120 cm ht. | OK | b. Window: 120 cm ht. | 0 |  | Sqm. | [14 empty] | 0 | b. Window: 120 cm ht. | -----------------------
| c. Window: 105 cm ht. | c. Window: 105 cm ht. | OK | c. Window: 105 cm ht. | 0 | 3417.82 | Sqm. | [14 empty] | 0 | c. Window: 105 cm ht. | -----------------------
| d. Ventilator: (90 x 60 cm) | d. Ventilator: (90 x 60 cm) | OK | d. Ventilator: (90 x 60 cm) | 0 | 2552.9 | Sqm. | [14 empty] | 0 | d. Ventilator: (90 x 60 cm) | -----------------------
22.3 | T.W. double leaf shutters for cup board/ ward robes | T.W. double leaf shutters for cup board/ ward robes | OK | T.W. double leaf shutters for cup board/ ward robes | 0 |  | Sqm. | [14 empty] | 0 | T.W. double leaf shutters for cup board/ ward robes | -----------------------
23.1 | T.W. single leaf Door shutters using 9 mm tk. phynol bonded BWR plywood | T.W. single leaf Door shutters using 9 mm tk. phynol bonded BWR plywood | OK | T.W. single leaf Door shutters using 9 mm tk. phynol bonded BWR plywood | 0 |  | Sqm. | [14 empty] | 0 | T.W. single leaf Door shutters using 9 mm tk. phynol bonded BWR plywood | -----------------------
| a. 900 x 2100 mm | a. 900 x 2100 mm | OK | a. 900 x 2100 mm | 0 | 3311.83 | Sqm. | [14 empty] | 0 | a. 900 x 2100 mm | -----------------------
23.2 | Glass panels with Aluminium beedings | Glass panels with Aluminium beedings | OK | Glass panels with Aluminium beedings | 0 | 696.5 | Sqm. | [14 empty] | 0 | Glass panels with Aluminium beedings | -----------------------
23.3 | S&F of Magnetic door catches | S&F of Magnetic door catches | OK | S&F of Magnetic door catches | Supply and fixing of best approved superior variety magnetic door catches suitable for doors including cost of door catches, aluminium / stainless steel screws fixing in position etc., complete and as directed by the departmental officers. (the quality and brand shall be got approved from the executive engineer before use) | 52 | Each | [14 empty] | 0 | S&F of Magnetic door catches | -----------------------
23.4 | Supply and fixing of Aluminium window with 3mm thick Glass | Supply and fixing of Aluminium window with 3mm thick Glass | OK | Supply and fixing of Aluminium window with 3mm thick Glass | 0 | [16 empty] | 0 | Supply and fixing of Aluminium window with 3mm thick Glass | -----------------------
| a. 1.8 x 1.35 mt.window | a. 1.8 x 1.35 mt.window | OK | a. 1.8 x 1.35 mt.window | 0 | 13866.51 | Each | [14 empty] | 0 | a. 1.8 x 1.35 mt.window | -----------------------
| b. 1.35 x 1.35 mt.window | b. 1.35 x 1.35 mt.window | OK | b. 1.35 x 1.35 mt.window | 0 | 10454.03 | Each | [14 empty] | 0 | b. 1.35 x 1.35 mt.window | -----------------------
| c. 1.35 x 1.05 mt window | c. 1.35 x 1.05 mt window | OK | c. 1.35 x 1.05 mt window | 0 | 8934 | Each | [14 empty] | 0 | c. 1.35 x 1.05 mt window | -----------------------
| d. 1.2 x 1.35 mt window | d. 1.2 x 1.35 mt window | OK | d. 1.2 x 1.35 mt window | 0 | 8300.31 | Each | [14 empty] | 0 | d. 1.2 x 1.35 mt window | -----------------------
| e. 1.2 x 1.05 mt window | e. 1.2 x 1.05 mt window | OK | e. 1.2 x 1.05 mt window | 0 | 6887.19 | Each | [14 empty] | 0 | e. 1.2 x 1.05 mt window | -----------------------
| f. 1.05 x 1.35 mt window | f. 1.05 x 1.35 mt window | OK | f. 1.05 x 1.35 mt window | 0 | 7669.17 | Each | [14 empty] | 0 | f. 1.05 x 1.35 mt window | -----------------------
| g. 0.9 x 1.35 mt window | g. 0.9 x 1.35 mt window | OK | g. 0.9 x 1.35 mt window | 0 | 7034.25 | Each | [14 empty] | 0 | g. 0.9 x 1.35 mt window | -----------------------
| h. 0.9 x 1.05 mt window | h. 0.9 x 1.05 mt window | OK | h. 0.9 x 1.05 mt window | 0 | 6012.6 | Each | [14 empty] | 0 | h. 0.9 x 1.05 mt window | -----------------------
| i. 0.5 x 1.35 mt window | i. 0.5 x 1.35 mt window | OK | i. 0.5 x 1.35 mt window | 0 | 3827.88 | Each | [14 empty] | 0 | i. 0.5 x 1.35 mt window | -----------------------
| j. 0.45 x 1.35 mt window | j. 0.45 x 1.35 mt window | OK | j. 0.45 x 1.35 mt window | 0 | 3617.83 | Each | [14 empty] | 0 | j. 0.45 x 1.35 mt window | -----------------------
| k.0.90 x 0.60 mt.Ventilator | k.0.90 x 0.60 mt.Ventilator | OK | k.0.90 x 0.60 mt.Ventilator | 0 | 4307.81 | Each | [14 empty] | 0 | k.0.90 x 0.60 mt.Ventilator | -----------------------
| l. 0.60 x 0.60 mt.Ventilator | l. 0.60 x 0.60 mt.Ventilator | OK | l. 0.60 x 0.60 mt.Ventilator | 0 | 4806.61 | Each | [14 empty] | 0 | l. 0.60 x 0.60 mt.Ventilator | -----------------------
24 | Manufacturing & supply of steel windows (Weight basis) | Manufacturing & supply of steel windows (Weight basis) | OK | Manufacturing & supply of steel windows (Weight basis) | Manufacturing and supplying of steel windows confirming to is 1038/1983 specification with steel section used for fabrication of windows as per is 7452/1982 specification and as per the approved type design for all size applicable for the work with iron oxidised handles with locking arrangements, peg stays and including cost for one coat of red oxide primer etc., complete and as directed by the departmental officers. (windows should be weighed excluding aluminium beeding and glass panel. the standard models of window with grill design drawing are enclosed in the annexure. however the windows grill and design should be got approved by the executive engineer before use.) | 61.5 | Kg. | [14 empty] | 0 | Manufacturing & supply of steel windows (Weight basis) | -----------------------
25 | M.S.Holdfast | M.S.Holdfast | OK | M.S.Holdfast | Supplying and fixing of Mild steel hold fasts horizontally twisted of size 230x40x4mm with pair of suitable iron screws. | 9.6 | Each | [14 empty] | 0 | M.S.Holdfast | -----------------------
26 | Flooring in C.C.1:5:10 | Flooring in C.C.1:5:10 | OK | Flooring in C.C.1:5:10 | Flooring with a bed of cement concrete 1:5:10 (one of cement, five of sand and ten of hard broken stone jelly) using 40mm size hard broken stone jelly and top left rough to receive the floor finish with required slopes including ramming, curing etc., all complete complying with relevant standard specifications. | 4152.67 | Cum. | [13 empty] | 5 | 31666.4 | Flooring in C.C.1:5:10 | -----------------------
27.1 | B.w. in C.M. 1:4 for staircase steps Chamber burnt bricks 23 x 11.2 x 7 cm. | B.w. in C.M. 1:4 for staircase steps Chamber burnt bricks 23 x 11.2 x 7 cm. | OK | B.w. in C.M. 1:4 for staircase steps Chamber burnt bricks 23 x 11.2 x 7 cm. | 0 | 6333.28 | Cum. | [14 empty] | 0 | B.w. in C.M. 1:4 for staircase steps Chamber burnt bricks 23 x 11.2 x 7 cm. | ERRR
27.2 | B.w. in C.M. 1:4 for staircase steps Chamber burnt bricks 23 x 11.4 x 7.5 cm. | B.w. in C.M. 1:4 for staircase steps Chamber burnt bricks 23 x 11.4 x 7.5 cm. | OK | B.w. in C.M. 1:4 for staircase steps Chamber burnt bricks 23 x 11.4 x 7.5 cm. | brick work in cm 1:4 (one of cement and four of sand) using chamber burnt bricks of size 9"x41/2"x3" (23x11.4x7.5cm) for stair case steps including proper setting, scaffolding, curing etc., complete in all respects in all floors. | 6122.55 | Cum. | [14 empty] | 0 | B.w. in C.M. 1:4 for staircase steps Chamber burnt bricks 23 x 11.4 x 7.5 cm. | ERRR
27.3 | B.w. in C.M. 1:4 for staircase steps Chamber burnt bricks 23 x 11 x 7 cm. | B.w. in C.M. 1:4 for staircase steps Chamber burnt bricks 23 x 11 x 7 cm. | OK | B.w. in C.M. 1:4 for staircase steps Chamber burnt bricks 23 x 11 x 7 cm. | 0 |  | Cum. | [14 empty] | 0 | B.w. in C.M. 1:4 for staircase steps Chamber burnt bricks 23 x 11 x 7 cm. | ERRR
27.4 | B.w. in C.M. 1:4 for staircase steps Chamber burnt bricks 22 x 11 x 7 cm. | B.w. in C.M. 1:4 for staircase steps Chamber burnt bricks 22 x 11 x 7 cm. | OK | B.w. in C.M. 1:4 for staircase steps Chamber burnt bricks 22 x 11 x 7 cm. | 0 |  | Cum. | [14 empty] | 0 | B.w. in C.M. 1:4 for staircase steps Chamber burnt bricks 22 x 11 x 7 cm. | ERRR
27.5 | B.w. in C.M. 1:4 for staircase steps Kiln burnt country bricks 22 x 11 x 7 cm. | B.w. in C.M. 1:4 for staircase steps Kiln burnt country bricks 22 x 11 x 7 cm. | OK | B.w. in C.M. 1:4 for staircase steps Kiln burnt country bricks 22 x 11 x 7 cm. | 0 | 6221.21 | Cum. | [14 empty] | 0 | B.w. in C.M. 1:4 for staircase steps Kiln burnt country bricks 22 x 11 x 7 cm. | -----------------------
27.6 | B.w. in C.M. 1:4 for staircase steps Kiln burnt country bricks 22 x 11 x 5.7 cm. | B.w. in C.M. 1:4 for staircase steps Kiln burnt country bricks 22 x 11 x 5.7 cm. | OK | B.w. in C.M. 1:4 for staircase steps Kiln burnt country bricks 22 x 11 x 5.7 cm. | 0 |  | Cum. | [14 empty] | 0 | B.w. in C.M. 1:4 for staircase steps Kiln burnt country bricks 22 x 11 x 5.7 cm. | -----------------------
28 | Floor plastering in C.M. 1:4, 20 mm tk. | Floor plastering in C.M. 1:4, 20 mm tk. | OK | Floor plastering in C.M. 1:4, 20 mm tk. | Finishing the top of flooring in CM 1:4 (one of cement and four of sand) 20mm thick including surface rendered smooth including providing proper slopes, thread lining, curing and 150mm wide skirting alround with the same cement mortar etc., complete in all respects. | 426.14 | Sqm. | [13 empty] | 48 | 0 | Floor plastering in C.M. 1:4, 20 mm tk. | -----------------------
29.1 | Mosaic tiles 20 cm x 20 cm x 2 cm. | Mosaic tiles 20 cm x 20 cm x 2 cm. | OK | Mosaic tiles 20 cm x 20 cm x 2 cm. | 0 |  | Sqm. | [14 empty] | 0 | Mosaic tiles 20 cm x 20 cm x 2 cm. | -----------------------
29.2 | Mosaic tiles 25 cm x 25 cm x 2 cm. | Mosaic tiles 25 cm x 25 cm x 2 cm. | OK | Mosaic tiles 25 cm x 25 cm x 2 cm. | 0 | 1046.23 | Sqm. | [14 empty] | 0 | Mosaic tiles 25 cm x 25 cm x 2 cm. | -----------------------
29.3 | Floor ceramic tiles | Floor ceramic tiles | OK | Floor ceramic tiles | 0 | 1036.46 | Sqm. | [14 empty] | 0 | Floor ceramic tiles | -----------------------
29.4 | Glazed tiles | Glazed tiles | OK | Glazed tiles | 0 | 1173.39 | Sqm. | [14 empty] | 0 | Glazed tiles | -----------------------
29.5 | Floor ceramic tiles (Anti-skid) | Floor ceramic tiles (Anti-skid) | OK | Floor ceramic tiles (Anti-skid) | 0 | 1173.39 | Sqm. | [14 empty] | 0 | Floor ceramic tiles (Anti-skid) | -----------------------
30 | Ellispattern | Ellispattern | OK | Ellispattern | Finishing the top of flooring with cement concrete 1:3 (one of cement and three of blue granite chips of size 10mm and below) 20mm thick Ellis pattern flooring (no sand) and surface rendered smooth including 50mm wide skirting, providing proper slopes, thread lining, curing etc., complete in all floors complying with relevant standard specifications. | 371.17 | Sqm. | [14 empty] | 0 | Ellispattern | ----------------------- | 111.8
31 | Weathering course | Weathering course | OK | Weathering course | weathering course with concrete broken brick jelly 20mm gauge in pure burnt lime stone slaked and screened (no sand) over rcc roof slab with proportion of brick jelly to lime (fat lime) being 32:12½ by volume well beaten with wooden beaters for giving the required slope and thickness complying with relevant standard specification and as directed by the departmental officers. | 3226.6 | Cum. | [14 empty] | 0 | Weathering course | -----------------------
32 | Pressed tiles (23cmx23cmx20mm) mixed with Crude oil | Pressed tiles (23cmx23cmx20mm) mixed with Crude oil | OK | Pressed tiles (23cmx23cmx20mm) mixed with Crude oil | 0 |  | Sqm. | [14 empty] | 0 | Pressed tiles (23cmx23cmx20mm) mixed with Crude oil | -----------------------
32.1 | Pressed tiles (23cmx23cmx20mm) mixed with Water proofing compound | Pressed tiles (23cmx23cmx20mm) mixed with Water proofing compound | OK | Pressed tiles (23cmx23cmx20mm) mixed with Water proofing compound | Finishing the top of roof with one course of hydraulic pressed tiles of approved superior quality of size 23cmx23cmx20mm thick laid over weathering course in cm 1:3 (one of cement and three of sand) 12mm thick mixed with water proofing compound at 2% by weight of cement used and pointed neatly with the same cement morter mixed with water proofing compound including curing etc., as per standard specifications. (the quality of the tiles shall be got approved from the executive engineer before use.) | 1034.61 | Sqm. | [14 empty] | 0 | Pressed tiles (23cmx23cmx20mm) mixed with Water proofing compound | -----------------------
32.2 | Pressed tiles (23cmx23cmx18mm) mixed with Water proofing compound | Pressed tiles (23cmx23cmx18mm) mixed with Water proofing compound | OK | Pressed tiles (23cmx23cmx18mm) mixed with Water proofing compound | 0 |  | Sqm. | [14 empty] | 0 | Pressed tiles (23cmx23cmx18mm) mixed with Water proofing compound | -----------------------
33 | Plastering in C.M. 1:5, 12 mm tk. | Plastering in C.M. 1:5, 12 mm tk. | OK | Plastering in C.M. 1:5, 12 mm tk. | Plastering with CM 1:5 (one of cement and five of sand) 12mm thick finished with neat cement including providing band cornice, ceiling cornice, curing, scaffolding etc., complete in all respects and complying with relevant standard specifications. | 210.37 | Sqm. | [13 empty] | 29 | 6270.38 | Plastering in C.M. 1:5, 12 mm tk. | -----------------------
34 | Plastering in C.M. 1:4, 12 mm tk. | Plastering in C.M. 1:4, 12 mm tk. | OK | Plastering in C.M. 1:4, 12 mm tk. | Plastering with CM 1:4 (one of cement and four of sand) 12mm thick finished with neat cement including providing band cornice, ceiling cornice, curing, scaffolding etc., complete in all respects and complying with relevant standard specifications. | 216.22 | Sqm. | [14 empty] | 0 | Plastering in C.M. 1:4, 12 mm tk. | -----------------------
35 | Spl. Ceiling plastering in C.M. 1:3, 10 mm tk. | Spl. Ceiling plastering in C.M. 1:3, 10 mm tk. | OK | Spl. Ceiling plastering in C.M. 1:3, 10 mm tk. | Special ceiling plastering in cement mortar 1:3 (one of cement and three of sand) 10mm thick for bottom of roof, stair waist, landing and sunshades in all floors finished with neat cement including hacking the areas, providing band cornice, scaffolding curing etc., complete. | 239.67 | Sqm. | [14 empty] | 0 | Spl. Ceiling plastering in C.M. 1:3, 10 mm tk. | ERRR
36 | Cement mortar Border in C.M. 1:5, 12 mm tk. | Cement mortar Border in C.M. 1:5, 12 mm tk. | OK | Cement mortar Border in C.M. 1:5, 12 mm tk. | Plastering in Cement Mortar 1:5 (one of cement and five of sand) 12mm thick for border finish in all floors for elevation purposes including scaffolding, curing, finishing etc., all complete. | [16 empty] | 0 | Cement mortar Border in C.M. 1:5, 12 mm tk. | -----------------------
| a. 150 mm wide | a. 150 mm wide | OK | a. 150 mm wide | (a) 150mm wide border | 66.1 | Rmt | [14 empty] | 0 | a. 150 mm wide | -----------------------
| b. 75 mm wide | b. 75 mm wide | OK | b. 75 mm wide | (b) 75mm wide border | 42.91 | Rmt | [14 empty] | 0 | b. 75 mm wide | -----------------------
| c. 50 mm wide | c. 50 mm wide | OK | c. 50 mm wide | (c) 50mm wide border | 31.91 | Rmt | [14 empty] | 0 | c. 50 mm wide | -----------------------
37.1 | White washing 3 coats (slaked) | White washing 3 coats (slaked) | OK | White washing 3 coats (slaked) | White washing three coats using clean shell lime slaked including cost of lime, gum, blue, brushes including scaffolding etc., complete in all respects. | 36.84 | Sqm. | [14 empty] | 0 | White washing 3 coats (slaked) | -----------------------
37.2 | Colour washing ( slaked) | Colour washing ( slaked) | OK | Colour washing ( slaked) | 0 |  | Sqm. | [14 empty] | 0 | Colour washing ( slaked) | -----------------------
38.1 | Cement paint | Cement paint | OK | Cement paint | 0 | 163.52 | Sqm. | [14 empty] | 0 | Cement paint | -----------------------
38.2 | Matt paint | Matt paint | OK | Matt paint | 0 | 141.14 | Sqm. | [14 empty] | 0 | Matt paint | -----------------------
39 | M.s Grills | M.s Grills | OK | M.s Grills | Supplying and fixing Mild steel Grills as per the design approved to verandah enclosure or gate including one coat of primer and labour for fixing in position etc., all complete. | 54.5 | Kg. | [14 empty] | 0 | M.s Grills | -----------------------
40 | Painting - New "wood work" | Painting - New "wood work" | OK | Painting - New "wood work" | Painting the new wood work with two coats of approved first class synthetic enamel ready mixed paint in addtion to one coat of primer of approved quality and shade, the paint should be supplied by the contractor at his own cost (the quality and the shade of paint should be got approved by the executive engineer before use) complying with relevant standard specifications. | 203.43 | Sqm. | [14 empty] | 0 | Painting - New "wood work" | -----------------------
41 | Painting - New "iron work" | Painting - New "iron work" | OK | Painting - New "iron work" | Painting the new iron work with two coats of approved first class synthetic enamel ready mixed paint in addtion to one coat of primer of approved quality and shade, the paint should be supplied by the contractor at his own cost (the quality and the shade of paint should be got approved by the executive engineer before use) complying with relevant standard specifications. | 120.73 | Sqm. | [13 empty] | 54 | 0 | Painting - New "iron work" | -----------------------
42 | Fabrication of Mild steel / RTS grills (with cement slurry wash) | Fabrication of Mild steel / RTS grills (with cement slurry wash) | OK | Fabrication of Mild steel / RTS grills (with cement slurry wash) | supplying, fabricating and placing in position of mild steel grills / ribbed tor steels for reinforcement for all floors including cost of binding wire, bending, tying and applying one coat of cement slurry etc., all complete in all respects. | [16 empty] | 0 | Fabrication of Mild steel / RTS grills(with cement slurry wash) | ERRR
| a. upto 16mm dia rods | a. upto 16mm dia rods | OK | a. upto 16mm dia rods Fabrication of Mild steel / RTS grills (with cement slurry wash) | (a) upto 16mm dia rods | 71587.1 | MT | [14 empty] | 0 | a. upto 16mm dia rods Fabrication of Mild steel / RTS grills(with cement slurry wash) | ERRR
| b. above 16mm dia rods | b. above 16mm dia rods | OK | b. above 16mm dia rods Fabrication of Mild steel / RTS grills (with cement slurry wash) | (b) above 16mm dia rods | 71587.1 | MT | [14 empty] | 0 | b. above 16mm dia rods Fabrication of Mild steel / RTS grills(with cement slurry wash) | ERRR
43 | Fabrication of Mild steel / RTS grills | Fabrication of Mild steel / RTS grills | OK | Fabrication of Mild steel / RTS grills | Supplying, fabricating and placing in position of mild steel grills / ribbed tor steels of all diameters for reinforcement for all floors including cost of binding wire, bending tying and applying one coat of cement slurry etc., all complete in all respects. | [16 empty] | 0 | Fabrication of Mild steel / RTS grills | ERRR
| a. upto 16mm dia rods | a. upto 16mm dia rods | OK | a. upto 16mm dia rods Fabrication of Mild steel / RTS grills | (a) upto 16mm dia rods | 69949.8 | MT | [14 empty] | 0 | a. upto 16mm dia rods Fabrication of Mild steel / RTS grills | -----------------------
| b. above 16mm dia rods | b. above 16mm dia rods | OK | b. above 16mm dia rodsFabrication of Mild steel / RTS grills | (b) above 16mm dia rods | 69949.8 | MT | [14 empty] | 0 | b. above 16mm dia rodsFabrication of Mild steel / RTS grills | -----------------------
44.1 | PVC SWR 110 mm dia Rain water pipe | PVC SWR 110 mm dia Rain water pipe | OK | PVC SWR 110 mm dia Rain water pipe | 0 | 310.9 | Rmt | [14 empty] | 0 | PVC SWR 110 mm dia Rain water pipe | -----------------------
44.2 | Rain Water Harvesting using Defunct borewell method | Rain Water Harvesting using Defunct borewell method | OK | Rain Water Harvesting using Defunct borewell method | 0 |  | Each | [14 empty] | 0 | Rain Water Harvesting using Defunct borewell method | -----------------------
45 | Stucco plastering 12 mm tk. | Stucco plastering 12 mm tk. | OK | Stucco plastering 12 mm tk. | stucco plastering 12mm thick using hard broken stone chips of size 10mm and below using 86.50 kgs of cement and 0.15 cu.m. blue metal chips for every 10sq.m area over the existing plastered surface including curing etc., complete complying with relevant standard specifications and as directed by the departmental officers. | 265.14 | Sqm. | [14 empty] | 0 | Stucco plastering 12 mm tk. | -----------------------
46 | S & F 20 mm dia Alu. Hanger Rod | S & F 20 mm dia Alu. Hanger Rod | OK | S & F 20 mm dia Alu. Hanger Rod | Supplying and fixing of 20mm dia Aluminium hanger rod to the required length with aluminium end brackets including cost of screws, tw plugs and labour charges for fixing in position etc., complete in all respects and as directed by the departmental officers. | 58 | Rmt | [14 empty] | 0 | S & F 20 mm dia Alu. Hanger Rod | -----------------------
47 | S & F Alu Towel rail 75 cm long | S & F Alu Towel rail 75 cm long | OK | S & F Alu Towel rail 75 cm long | Supplying and fixing of Aluminium towel rails of 75cm long, including cost of screws, TW plug and labour charges for fixing in position etc., complete in all respects and as directed by the departmental officers. | 95 | Each | [14 empty] | 0 | S & F Alu Towel rail 75 cm long | -----------------------
48 | S & F 5 pin Coat stand | S & F 5 pin Coat stand | OK | S & F 5 pin Coat stand | Supplying and fixing of Aluminium plate with five pins for coat stand including cost of plugs, nails, screws and labour for fixing in position etc., all complete and as directed by the departmental officers. | 55 | Each | [14 empty] | 0 | S & F 5 pin Coat stand | -----------------------
49 | S & F chromium plated 8 guage Picture Hook | S & F chromium plated 8 guage Picture Hook | OK | S & F chromium plated 8 guage Picture Hook | Providing and fixing of iron chromium plated 8 gauge picture hooks including fixing in position etc., all complete in all respects and as directed by the departmental officers. | 1.5 | Each | [14 empty] | 0 | S & F chromium plated 8 guage Picture Hook | -----------------------
50.1 | Precast slab 50 mm tk.in C.C. 1:3:6 | Precast slab 50 mm tk.in C.C. 1:3:6 | OK | Precast slab 50 mm tk.in C.C. 1:3:6 | 0 |  | Sqm. | [14 empty] | 0 | Precast slab 50 mm tk.in C.C. 1:3:6 | -----------------------
50.2 | Providing precast Kerb stone in C.C. 1:3:6, 450 x 300 x 150 mm | Providing precast Kerb stone in C.C. 1:3:6, 450 x 300 x 150 mm | OK | Providing precast Kerb stone in C.C. 1:3:6, 450 x 300 x 150 mm | Supplying and fixing of precast kerb stone of size 450 x 300 x150 mm made in cement concrete 1:3:6 (one of cement, three of sand and six of hard broken stone jelly) using 20mm size hard broken stone jelly including the cost of kerb stone, moulding, laying, curing, transporting, pointing and as directed by the departmental officers. | 230.76 | Rmt | [14 empty] | 0 | Providing precast Kerb stone in C.C. 1:3:6, 450 x 300 x 150 mm | -----------------------
50.3 | Supply and planting avenue trees | Supply and planting avenue trees | OK | Supply and planting avenue trees | supplying and planting of avenue trees including earthwork excavation for pit of size 60x60x60cm filled with manure for 20cm depth and filling with river sand and red earth mix in the ratio of 1:1 for 40cm depth in the same pit and planting the avenue trees of approved varieties to a height of 200cm from the ground level and maintaining them for the period of six months including watering, periodical manuring and replacing the avenue trees if dead etc., all complete and as directed by the departmental officers. (tree sappling shall be got approved by the executive engineer before planting) | 353.01 | Each | [14 empty] | 0 | Supply and planting avenue trees | -----------------------
50.4 | Providing Tree guard | Providing Tree guard | OK | Providing Tree guard | supplying and fixing of triangular shape chicken mesh tree guard using 8 cm dia casurina vertical post and middle tie using country wood reaper of size 50x25 mm and 25 gauge chicken mesh including labour charges for fixing the triangular tree guard and as directed by the departmetal officers. | 774.12 | Each | [14 empty] | 0 | Providing Tree guard | -----------------------
50.5 | Supplying. Fabricating and erection of M.S Scheme Name board | Supplying. Fabricating and erection of M.S Scheme Name board | OK | Supplying. Fabricating and erection of M.S Scheme Name board | Supplying fabrication and erecton in position of M.S.scheme name and layout board with 50x50x6mm M.S.angle for vertical post and support posts with 2.5mm thick m.s.sheet for a size at 1.80x1.20m with 40x40x6mm M.S.angle around the board and 50x6mm flat stiffeners on both directions including cost of welding charges, painting charges and drawing the layout and lettering the scheme details as directed by the departmental officers including earth work excavation for 4 nos. of pits, PCC 1:5:10 (one of cement, five of sand and ten of 40 mm hb stone jelly) for pits 0.45x0.45x0.60m below ground level and PCC 1:2:4 (one of cement, two of sand and four of 20 mm hb stone jelly) at 0.30x0.30x0.30m. above ground level for erection, conveyance charges etc., all complete and as directed by the departmental officers. | 15447.31 | Each | [14 empty] | 0 | Supplying. Fabricating and erection of M.S Scheme Name board | -----------------------
51 | HDPE water tank 700 lit capacity with ISI mark | HDPE water tank 700 lit capacity with ISI mark | OK | HDPE water tank 700 lit capacity with ISI mark | Supplying and erection of rotational moulded polyethylene water storage tanks (HDPE cylinderical vertical type) for outdoor use having capacity 1000 of litres (excluding free board) of approved brand (superior variety) with ISI mark (marked in the tank itself) with top lid with provisions of locking including necessary specials and fittings for storing potable water and manufactured with material which do not import any taste /odour/ any toxic effect and not to contaminate etc., with carbon block content and dispersion in accordance with relevant I.S. specification and as directed by the departmental officers etc., complete. (the tank should be got approved form the executive engineer before use) | 6020 | Each | [14 empty] | 0 | HDPE water tank 700 lit capacity with ISI mark | -----------------------
52 | PVC Water supply (ASTM) | PVC Water supply (ASTM) | OK | PVC Water supply (ASTM) | Supplying, laying, fixing and joining the following PVC pipes as per ASTM D-1785 of schedule 40 of wall thickness not less than the specified in IS 4985 suitable for plumbing by threading of wall thickness including the cost of suitable PVC/GI specials/GM specials like elbow, tee, reducers, plug, unions, bend, coupler, nipple, gm gate valve, check and wheel valve etc., wherever required above the ground level including the cost of teflon tape, special clamps, nails etc., fixing on wall to the proper gradiant and alignment and redoing the chipped of masonry etc., as directed by the departmental officers. | [16 empty] | 0 | PVC Water supply (ASTM) | -----------------------
| a. 32 mm dia | a. 32 mm dia | OK | a. 32 mm dia PVC Water supply (ASTM) | (a) 32mm ASTM-D schedule 40 threaded PVC pipe with necessary PVC/GI specials | 216.76 | Rmt | [14 empty] | 0 | a. 32 mm dia PVC Water supply (ASTM) | -----------------------
| b. 25 mm dia | b. 25 mm dia | OK | b. 25 mm dia PVC Water supply (ASTM) | (b) 25mm ASTM-D schedule 40 threaded PVC pipe with necessary PVC/GI specials | 200.94 | Rmt | [14 empty] | 0 | b. 25 mm dia PVC Water supply (ASTM) | -----------------------
| c. 20 mm dia | c. 20 mm dia | OK | c. 20 mm dia PVC Water supply (ASTM) | (c) 20mm ASTM-D schedule 40 threaded PVC pipe with necessary PVC/GI specials | 193.3 | Rmt | [14 empty] | 0 | c. 20 mm dia PVC Water supply (ASTM) | -----------------------
52.1 | G.I Pipe 20mm dia for Hot water line (Fully Concealed in walls) | G.I Pipe 20mm dia for Hot water line (Fully Concealed in walls) | OK | G.I Pipe 20mm dia for Hot water line (Fully Concealed in walls) | supplying, laying and fixing of 20 mm dia gi pipe ‘b’ class of best approved quality for hot water line fully concealed in walls including cost of pipes and specials, labour charges for laying, jointing, testing and redoing the dismantled portions with neat finish etc., all complete and as directed by the departmental officers. | 281.03 | Rmt | [14 empty] | 0 | G.I Pipe 20mm dia for Hot water line (Fully Concealed in walls) | -----------------------
53.1 | Wash basin | Wash basin | OK | Wash basin | 0 | 3004.83 | Each | [14 empty] | 0 | Wash basin | -----------------------
53.2 | S & F of C.I. Manhole cover 45 x 45 cm (20 kg. weight) | S & F of C.I. Manhole cover 45 x 45 cm (20 kg. weight) | OK | S & F of C.I. Manhole cover 45 x 45 cm (20 kg. weight) | 0 |  | Each | [14 empty] | 0 | S & F of C.I. Manhole cover 45 x 45 cm (20 kg. weight) | ERRR
53.3 | C.I. Steps ( 5 kg) | C.I. Steps ( 5 kg) | OK | C.I. Steps ( 5 kg) | Supplying and fixing of C.I. steps of approved quality and brand (not less than 5kg each) including cost of material labour charges for fixing etc., all complete and as directed by the departmental officers. | 30 | Each | [14 empty] | 0 | C.I. Steps ( 5 kg) | -----------------------
54 | Brass tap (with ISI mark) | Brass tap (with ISI mark) | OK | Brass tap (with ISI mark) | supplying and fixing of brass screw down tap 15mm dia heavy not less than 430 grams weight with isi mark. | 202 | Each | [14 empty] | 0 | Brass tap (with ISI mark) | -----------------------
54.1 | C.P tap long body | C.P tap long body | OK | C.P tap long body | supplying and fixing of 15mm dia brass core c.p long body tap of best quality including cost of fittings with required specials, bends, labour for fixing etc, all complete and as directed by the departmental officers., (the quality and brand of fittings should be got approved from executive engineer before use). | 300 | Each | [14 empty] | 0 | C.P tap long body | -----------------------
54.2 | C.P tap short body | C.P tap short body | OK | C.P tap short body | supplying and fixing of 15mm dia brass core c.p short body tap of best quality including cost of fittings with required specials, bends, labour for fixing etc, all complete and as directed by the departmental officers., (the quality and brand of fittings should be got approved from executive engineer before use). | 250 | Each | [14 empty] | 0 | C.P tap short body | -----------------------
55.1 | Squat Urinal | Squat Urinal | OK | Squat Urinal | supplying and fixing of approved brand porcelain squat urinal superior variety, in cm 1:1 (one of cement and one of sand) including cost of squat urinal with foot rests etc. all complete as directed by the departmental officers (the quality and brand shall be got approved from the executive engineer before use) | 795.45 | Each | [14 empty] | 0 | Squat Urinal | -----------------------
55.2 | Flat Back Urinal | Flat Back Urinal | OK | Flat Back Urinal | Supplying and fixing of approved brand porcelain flat back urinal superior variety including cost of urinal lead pipe, waste pipe, 15mm wheel valve, tw plug and labour for fixing etc., all complete as directed by the departmental officers (the brand and quality shall be got approved from the executive engineer before use) | 1939.71 | Each | [14 empty] | 0 | Flat Back Urinal | -----------------------
56.1 | S & F of Orissapan - in G.F. | S & F of Orissapan - in G.F. | OK | S & F of Orissapan - in G.F. | 0 | 2944.29 | Each | [14 empty] | 0 | S & F of Orissapan - in G.F. | -----------------------
56.2 | S & F of Orissapan - other than G.F. | S & F of Orissapan - other than G.F. | OK | S & F of Orissapan - other than G.F. | 0 | 4561.54 | Each | [14 empty] | 0 | S & F of Orissapan - other than G.F. | -----------------------
57 | S & F of E.W.C.(white) | S & F of E.W.C.(white) | OK | S & F of E.W.C.(white) | Supplying and fixing EWC (white) superior variety 500mm including cost and fixing of double flapped coloured plastic sheet cover pvc flushing cistern in appropriate level as directed by the departmental officers at a maximum level of 5’6" and of approved brand of 10 litres capacity including fittings such as c.i. brackets. pvc connection gm wheel valve, hex nipple, etc., complete (EWC and plastic cover shall be got approved from the executive engineer before fixing) | 6285.18 | Each | [14 empty] | 0 | S & F of E.W.C.(white) | -----------------------
57.1 | S & F of E.W.C.(colour) | S & F of E.W.C.(colour) | OK | S & F of E.W.C.(colour) | supplying and fixing ewc superior variety (colour) 500mm including cost and fixing of double flapped coloured plastic sheet cover, pvc flushing cistern in appropriate level as directed by the departmental officers at a maximum level of 5’6" and of approved brand of 10 litres capacity including fittings such as ci brackets. pvc connection, gm wheel valve, hex nipple, etc., complete (brand, colour of ewc and plastic cover shall be got approved from the executive engineer before fixing) | 6675.18 | Each | [14 empty] | 0 | S & F of E.W.C.(colour) | -----------------------
58.1 | PVC SWR pipe (Soil line) | PVC SWR pipe (Soil line) | OK | PVC SWR pipe (Soil line) | 0 | [16 empty] | 0 | PVC SWR pipe (Soil line) | -----------------------
| a. 110 mm dia. | a. 110 mm dia. | OK | a. 110 mm dia. | 0 | 626.18 | Rmt | [14 empty] | 0 | a. 110 mm dia. | -----------------------
| b. 75 mm dia. | b. 75 mm dia. | OK | b. 75 mm dia. | 0 | 513.38 | Rmt | [14 empty] | 0 | b. 75 mm dia. | -----------------------
58.2 | PVC Ventilating shaft with cowl | PVC Ventilating shaft with cowl | OK | PVC Ventilating shaft with cowl | 0 | 441.7 | Each | [14 empty] | 0 | PVC Ventilating shaft with cowl | -----------------------
59.1 | Gully Trap using Chamber burnt bricks 23 x 11.2 x 7 cm. | Gully Trap using Chamber burnt bricks 23 x 11.2 x 7 cm. | OK | Gully Trap using Chamber burnt bricks 23 x 11.2 x 7 cm. | 0 |  | Each | [14 empty] | 0 | Gully Trap using Chamber burnt bricks 23 x 11.2 x 7 cm. | -----------------------
59.2 | Gully Trap using chamber burnt bricks of size 23x11.4x7.5cm | Gully Trap using chamber burnt bricks of size 23x11.4x7.5cm | OK | Gully Trap using chamber burnt bricks of size 23x11.4x7.5cm | supplying and fixing 150mm x 100mm size stone ware gully trap with iron gratings over a bed of 150mm thick brick jelly concrete in c.c.1:8:16 (one of cement, eight of sand and sixteen of broken brick jelly) using 40mm size brick jelly and brick masonry wall 114 mm thick using chamber burnt bricks of size 9"x4-1/2"x3" (23x11.4x7.5cm) in c.m. 1:5 (one of cement and five of sand) plastered with c.m. 1:3 (one of cement and three of sand) 12mm thick etc., complete and as directed by the departmental officers | 1656.52 | Each | [13 empty] | 2 | 0 | Gully Trap using chamber burnt bricks of size 23x11.4x7.5cm | -----------------------
59.3 | Gully Trap using Chamber burnt bricks 23 x 11 x 7 cm. | Gully Trap using Chamber burnt bricks 23 x 11 x 7 cm. | OK | Gully Trap using Chamber burnt bricks 23 x 11 x 7 cm. | 0 |  | Each | [14 empty] | 0 | Gully Trap using Chamber burnt bricks 23 x 11 x 7 cm. | -----------------------
59.4 | Gully Trap using Chamber burnt bricks 22 x 11 x 7 cm. | Gully Trap using Chamber burnt bricks 22 x 11 x 7 cm. | OK | Gully Trap using Chamber burnt bricks 22 x 11 x 7 cm. | 0 |  | Each | [14 empty] | 0 | Gully Trap using Chamber burnt bricks 22 x 11 x 7 cm. | -----------------------
59.5 | Gully Trap using Kiln burnt country bricks 22 x 11 x 7 cm. | Gully Trap using Kiln burnt country bricks 22 x 11 x 7 cm. | OK | Gully Trap using Kiln burnt country bricks 22 x 11 x 7 cm. | supplying and fixing 150mm x 100mm size stone ware gully trap with iron gratings over a bed of 150mm thick brick jelly concrete in cc 1:8:16 (one of cement, eight of sand and sixteen of broken brick jelly) using 40mm size brick jelly and brick masonry wall 110 mm thick using kiln burnt country bricks of size 8¾”x4¼”x2¾” (22x11x7cm) in cm 1:5 (one of cement and five of sand) plastered with cm 1:3 (one of cement and three of sand) 12mm thick etc., complete and as directed by the departmental officers. | 1656.52 | Each | [14 empty] | 0 | Gully Trap using Kiln burnt country bricks 22 x 11 x 7 cm. | -----------------------
59.6 | Gully Trap using Kiln burnt country bricks 22 x 11 x 5.7 cm. | Gully Trap using Kiln burnt country bricks 22 x 11 x 5.7 cm. | OK | Gully Trap using Kiln burnt country bricks 22 x 11 x 5.7 cm. | 0 |  | Each | [14 empty] | 0 | Gully Trap using Kiln burnt country bricks 22 x 11 x 5.7 cm. | -----------------------
60 | PVC Nahani trap (4way/2way) | PVC Nahani trap (4way/2way) | OK | PVC Nahani trap (4way/2way) | Supplying and fixing of PVC Nahani trap of 75mmx50mm 4way / 2 way (superior variety) having minimum of water seal of 50mm confirm to relevant i.s. specifications with its latest amendments including resting on the bed of brick jelly concrete 1:5:10 (one of cement, five of sand and ten of 40mm guage brick jelly) etc., complete and as directed by the departmental officers. (the pvc nahani trap should be got apporved from the executive engineer before use) | 136.7 | Each | [14 empty] | 0 | PVC Nahani trap (4way/2way) | -----------------------
61.1 | Stoneware pipe | Stoneware pipe | OK | Stoneware pipe | Supplying and fixing of PVC Nahani trap of 75mmx50mm 4way / 2 way (superior variety) having minimum of water seal of 50mm confirm to relevant i.s. specifications with its latest amendments including resting on the bed of brick jelly concrete 1:5:10 (one of cement, five of sand and ten of 40mm guage brick jelly) etc., complete and as directed by the departmental officers. (the pvc nahani trap should be got apporved from the executive engineer before use) | [16 empty] | 0 | Stoneware pipe | -----------------------
| a. 100 mm S.W. pipe | a. 100 mm S.W. pipe | OK | a. 100 mm S.W. pipe Stoneware pipe | (a) 100mm dia s.w. pipe | 477.8 | Rmt | [14 empty] | 0 | a. 100 mm S.W. pipe Stoneware pipe | -----------------------
| b. 150 mm S.W. pipe | b. 150 mm S.W. pipe | OK | b. 150 mm S.W. pipe Stoneware pipe | (b) 150mm dia s.w. pipe | 637.17 | Rmt | [14 empty] | 0 | b. 150 mm S.W. pipe Stoneware pipe | -----------------------
61.2 | Stoneware pipe dry condition | Stoneware pipe dry condition | OK | Stoneware pipe dry condition | supplying and laying and loose jointing the following dia stone ware pipes with isi mark superior variety (glazed) with sipgot and socket ends in dry conditions and tested with water, after the pipes are laid to proper gradient to the alignment etc., complete and as directed by the departmental officers. | [16 empty] | 0 | Stoneware pipe dry condition | -----------------------
| a. 100 mm dia | a. 100 mm dia | OK | a. 100 mm dia Stoneware pipe dry condition | (a) 100mm dia s.w. pipe | 214.22 | Rmt | [14 empty] | 0 | a. 100 mm dia Stoneware pipe dry condition | -----------------------
| b. 150 mm dia | b. 150 mm dia | OK | b. 150 mm dia Stoneware pipe dry condition | (b) 150mm dia s.w. pipe | 317.4 | Rmt | [14 empty] | 0 | b. 150 mm dia Stoneware pipe dry condition | -----------------------
62.1 | Stoneware bend | Stoneware bend | OK | Stoneware bend | supplying and fixing of the following dia stone ware bend superior variety and jointing with cement and tarred yarn laid to proper gradient including earth work excavation, refilling trenches, concreting, curing and testing the joint etc., complete. | [16 empty] | 0 | Stoneware bend | -----------------------
| a. 100 mm dia | a. 100 mm dia | OK | a. 100 mm dia Stoneware bend | (a)100 mm dia s.w. bend | 102.1 | Each | [14 empty] | 0 | a. 100 mm dia Stoneware bend | -----------------------
| b. 150 mm dia | b. 150 mm dia | OK | b. 150 mm dia Stoneware bend | (b)150 mm dia s.w. bend | 140.5 | Each | [14 empty] | 0 | b. 150 mm dia Stoneware bend | -----------------------
62.2 | Stoneware Tee | Stoneware Tee | OK | Stoneware Tee | supplying and fixing of the following dia stone ware tee superior variety and jointing with cement and tarred yarn laid to proper gradient including earth work excavation, refilling trenches, concreting, curing and testing the joint etc., complete., | [16 empty] | 0 | Stoneware Tee | -----------------------
| a. 100 mm dia | a. 100 mm dia | OK | a. 100 mm dia Stoneware Tee | (a)100 mm dia s.w. tee | 128.6 | Each | [14 empty] | 0 | a. 100 mm dia Stoneware Tee | -----------------------
| b. 150 mm dia | b. 150 mm dia | OK | b. 150 mm dia Stoneware Tee | (b)150 mm dia s.w. tee | 165.9 | Each | [14 empty] | 0 | b. 150 mm dia Stoneware Tee | -----------------------
63 | 32 mm dia PVC waste pipe | 32 mm dia PVC waste pipe | OK | 32 mm dia PVC waste pipe | 0 | 31.87 | Each | [14 empty] | 0 | 32 mm dia PVC waste pipe | -----------------------
| Electrical arrangements | Electrical arrangements | OK | Electrical arrangements | 0 | [16 empty] | 0 | Electrical arrangements | -----------------------
64 | a. Light point with ceiling rose | a. Light point with ceiling rose | OK | a. Light point with ceiling rose | 0 | 1340 | Each | [14 empty] | 0 | a. Light point with ceiling rose | -----------------------
| b. Light point without ceiling rose | b. Light point without ceiling rose | OK | b. Light point without ceiling rose | 0 |  | Each | [14 empty] | 0 | b. Light point without ceiling rose | -----------------------
| c. Calling bell point with Buzzer/Calling bell | c. Calling bell point with Buzzer/Calling bell | OK | c. Calling bell point with Buzzer/Calling bell | 0 | 1372 | Each | [14 empty] | 0 | c. Calling bell point with Buzzer/Calling bell | -----------------------
65 | Fan point | Fan point | OK | Fan point | 0 | 1398 | Each | [14 empty] | 0 | Fan point | -----------------------
66 | Staircase light point | Staircase light point | OK | Staircase light point | 0 | 2539.73 | Each | [14 empty] | 0 | Staircase light point | -----------------------
67 | 5 amps 5 pin Plug point (Switch board itself) | 5 amps 5 pin Plug point (Switch board itself) | OK | 5 amps 5 pin Plug point (Switch board itself) | 0 | 688 | Each | [14 empty] | 0 | 5 amps 5 pin Plug point (Switch board itself) | -----------------------
68 | 5 amps 5 pin Plug point (Convenient places) | 5 amps 5 pin Plug point (Convenient places) | OK | 5 amps 5 pin Plug point (Convenient places) | 0 | 932 | Each | [14 empty] | 0 | 5 amps 5 pin Plug point (Convenient places) | -----------------------
69 | 15 Amp. Power plug | 15 Amp. Power plug | OK | 15 Amp. Power plug | Supplying and fixing 15 amps 3 pin plug type socket on a suitable MS box 16g thick concealed and covered with 3mm thick laminated hylem sheet inclusive of all connections and cost of all materials. | 129 | Each | [14 empty] | 0 | 15 Amp. Power plug | -----------------------
70.1 | Bulk head fitting | Bulk head fitting | OK | Bulk head fitting | supplying and fixing of water tight bulk head fittings with guard, suitable for 60/100 watts including necessary connections, cost of materials etc., all complete. | 462 | Each | [14 empty] | 0 | Bulk head fitting | -----------------------
70.2 | S & F of Tube light with fittings | S & F of Tube light with fittings | OK | S & F of Tube light with fittings | supplying, assembling and fixing of fluorescent tubular lamp of 40watts, 4 feet long with fittings with copper choke and starter with necessary bulb and socket arrangement on teakwood round block of 75mm dia 40mm deep suspended from ceiling (or) mounted on walls etc. (entire fittings shall be got approved from the ee before use.) |  | Each | [14 empty] | 0 | S & F of Tube light with fittings | -----------------------
70.3 | S & F of 40/ 60 w bulb | S & F of 40/ 60 w bulb | OK | S & F of 40/ 60 w bulb | supplying & fixing of 40/60 watts bulbs suitable for fixing it to pendent / bakelite battern holder of best approved variety and as directed by the departmental officers. | 12 | Each | [14 empty] | 0 | S & F of 40/ 60 w bulb | -----------------------
70.4 | S & F of plastic shade | S & F of plastic shade | OK | S & F of plastic shade | supplying and fixing of plastic shade of best approved make and quality to reflect the light and also match to the wall colour etc., all complete and as directed by the departmental officers. (the quality of plastic shade should be got approved from the executive engineer before use.) | 10 | Each | [14 empty] | 0 | S & F of plastic shade | -----------------------
71 | Double pole main switch | Double pole main switch | OK | Double pole main switch | Supplying and fixing of 16 Amps Double pole main switch with fuse and neutral link on a suitable well varnished teak wood board including necessary inter connections and earth connections, cost of all materials etc., all complete | 815 | Each | [14 empty] | 0 | Double pole main switch | -----------------------
72 | Box type Fibre Fan hook | Box type Fibre Fan hook | OK | Box type Fibre Fan hook | Supplying and fixing of best approved superior variety concealed type fibre box with M.S Fan hook of 100 mm dia 75 mm depth and 3 mm thick including cost and fixing in position etc., complete and as directed by the departmental officers (the quality should be got approved by the executive engineer before use) | 33.9 | Each | [14 empty] | 0 | Box type Fibre Fan hook | -----------------------
73.1 | 6 way - D.B. | 6 way - D.B. | OK | 6 way - D.B. | Supplying and fixing of 1 no. three phase distribution board with 6 way per phase 30A / per way with neutral link on suitable well varnished teakwood plank including necessary inter connections and earth connections cost of all materials etc., all complete. | 4016 | Each | [14 empty] | 0 | 6 way - D.B. | -----------------------
73.2 | 4 way - D.B. | 4 way - D.B. | OK | 4 way - D.B. | Supplying and fixing of 1 No. three phase distribution board with 4 way per phase 30A per way with neutral link on suitable well varnished teakwood plank including necessary inter connections and earth connections, cost of all materials etc., all complete. | 3250 | Each | [14 empty] | 0 | 4 way - D.B. | -----------------------
74 | Charges for fixing of "Fan" | Charges for fixing of "Fan" | OK | Charges for fixing of "Fan" | Charges for assembling and fixing of ceiling fan of different sweep with necessary connections and fixing of fan regulator on the existing board etc., all complete (excluding cost of fan). | 467 | Each | [14 empty] | 0 | Charges for fixing of "Fan" | -----------------------
75 | Supply and delivery of Fan | Supply and delivery of Fan | OK | Supply and delivery of Fan | 0 | [16 empty] | 0 | Supply and delivery of Fan | -----------------------
| a. 48" (1200 mm) | a. 48" (1200 mm) | OK | a. 48" (1200 mm) | 0 |  | Each | [14 empty] | 0 | a. 48" (1200 mm) | -----------------------
| b. 42" (1050 mm) | b. 42" (1050 mm) | OK | b. 42" (1050 mm) | 0 |  | Each | [14 empty] | 0 | b. 42" (1050 mm) | -----------------------
76 | 8 SWG wire | 8 SWG wire | OK | 8 SWG wire | Supplying and laying of 8 SWG GI wire on wall below ground levels with necessary 'U' nails earth work excavation and refilling etc., including cost of all materials etc., all complete. | 21 | Rmt | [14 empty] | 0 | 8 SWG wire | -----------------------
|  |  |  | Providing and fixing 25mm x 3mm copper strip on surface or in recess for connections as required - | Providing and fixing 25mm x 3mm copper strip on surface or in recess for connections as required - | 380 | Each | [15 empty] | Providing and fixing 25mm x 3mm copper strip on surface or in recess for connections as required - | -----------------------
77 | Run of main 2 wires of 1.50 Sqmm. | Run of main 2 wires of 1.50 Sqmm. | OK | Run of main 2 wires of 1.50 Sqm.m. | 0 | 172 | Rmt | [14 empty] | 0 | Run of main 2 wires of 1.50 Sqm.m. | -----------------------
77.1 | Run of 2 wires of 4 sqmm with continuous earth by means of 2.5sqmm | Run of 2 wires of 4 sqmm with continuous earth by means of 2.5sqmm | OK | Run of 2 wires of 4 Sqm.m with continuous earth by means of 2.5Sqm.m | 0 | 219 | Rmt | [14 empty] | 0 | Run of 2 wires of 4 Sqm.m with continuous earth by means of 2.5Sqm.m | -----------------------
77.2 | S & F of A/C metal clad switch | S & F of A/C metal clad switch | OK | S & F of A/C metal clad switch | Supplying, fixing, connecting and commissioning of 20amps metal clad switch for Air’ conditioner (superior variety) combined with 20amps SP MCB in manufactures mount box fixed flush with the wall including cost of material, necessary inter connection etc, switch on suitable angle iron frame work with necessary tw entry boxes with earthing etc., all complete and as directed by the departmental officers., (the quality and brand of fittings should be got approved from executive engineer before use). | 1830 | Each | [14 empty] | 0 | S & F of A/C metal clad switch | -----------------------
77.3 | S&F of TV/Telephone line Socket | S&F of TV/Telephone line Socket | OK | S&F of TV/Telephone line Socket | Supplying, fixing and concealing T.W box of size 8"x6"x4" covered with 3mm thick hylem sheet including cost of T.V.line socket / Telephone line socket etc., all complete and as directed by the departmental officers. | 76 | Each | [14 empty] | 0 | S&F of TV/Telephone line Socket | -----------------------
77.4 | S&F of 20mm dia PVC pipe for TV/Telephone line | S&F of 20mm dia PVC pipe for TV/Telephone line | OK | S&F of 20mm dia PVC pipe for TV/Telephone line | supplying, laying and concealing of pvc pipe of 20mm dia with necessary specials and other materials including run off 1 no fish wire (g.i. 22g) for drawing cable for t.v./telephone etc., all complete and as directed by the departmental officers. | 72.8 | Rmt | [14 empty] | 0 | S&F of 20mm dia PVC pipe for TV/Telephone line | -----------------------
78 | Earthing Station IS3043 (Type I) | Earthing Station IS3043 (Type I) | OK | Earthing Station IS3043 (Type I) | Providing Earthing Station (Type I) using pipe electrode as per is 3043 using 2.5 m of 40mm dia and 1.0 m of 20mm dia 'B-class GI pipe including earth work excavation, brick work in cement mortar and plastering and cost of funnel, GI nuts, bolts, washers, check nuts, G`I bend, reducer and coupling, C.I cover of 30x30 cm and including charcoal of 40 kgs and salt 10 kgs etc., all complete. | 2588 | Each | [14 empty] | 0 | Earthing Station IS3043 (Type I) | -----------------------
|  |  |  | Plate earthing with copper plate of size 600 x 600 x 3 mm | Plate earthing with copper plate of size 600 x 600 x 3 mm as per the ISI specification with an earth electrode of 2.1 mtr class 'B' GI pipe of dia not less than 40mm, with copper earth plate of size 125mm x 50mm x 6mm with necessary funneling arrangements with necessary masonry work and with 38mm RCC cover slab for the brick masonry. | 10245 | Each | [15 empty] | Plate earthing with copper plate of size 600 x 600 x 3 mm | -----------------------
78.1 | Earthing Station (Type II) | Earthing Station (Type II) | OK | Earthing Station (Type II) | providing earthing station (type ii) using 2.0m of 440mm dia b class g.i. pipe electrode as per pwd (tnbp) and supplying and laying of 8swg gi wire including earth work excavation, brick work in cement mortar, plastering, rcc cover slab, g.i. wire 0.50 kg, 20 kg of charcoal, 9 kg of salt including cost of all materials etc. all complete and as directed by the departmental officers. |  | Each | [14 empty] | 0 | Earthing Station (Type II) | -----------------------
79.1 | 1 No.of 30Amps - Fuse Unit | 1 No.of 30Amps - Fuse Unit | OK | 1 No.of 30Amps - Fuse Unit | 0 | 466 | Each | [14 empty] | 0 | 1 No.of 30Amps - Fuse Unit | -----------------------
79.2 | 3 Nos.of 30Amps - Fuse Unit | 3 Nos.of 30Amps - Fuse Unit | OK | 3 Nos.of 30Amps - Fuse Unit | Supplying and fixing 3 Nos of 30 amps 500 volts grade porcelain fuse unit on suitable teakwood plank varnished to be fixed on the top of pole eb street pole with necessary clamps including cost of all materials etc., all complete. | 725 | Each | [14 empty] | 0 | 3 Nos.of 30Amps - Fuse Unit | -----------------------
80 | 375 x 300 x 20 mm T.W. plank | 375 x 300 x 20 mm T.W. plank | OK | 375 x 300 x 20 mm T.W. plank | Supplying and fixing of 1 no. of 375x300x20mm thick tw plank varnished with 1 no. of 25 amps 250 volts fuse unit and 1 no. copper earth plate of suitable size bolts and nuts on wall for eb service connections including cost of all materials etc., all complete (single phase service conncetion). | 718 | Each | [14 empty] | 0 | 375 x 300 x 20 mm T.W. plank | -----------------------
81 | Meter cupboard | Meter cupboard | OK | Meter cupboard | supplying and fixing best country wood meter cupboard with shutters double leaves with 230mmx25mm size cw planks for alround sides 62.5mmx31.25mm styles and rails for shutters and 75mmx25mm weld mesh of 6 and 10 gauge for panels including labour charges for fixing in position of shutters and cost of 'l' clamps, 6 nos of size 150x150mm size with 25mmx4mm ms flats, 1 no of 6"x1/2" aluminium aldrop with bolts and nuts , 6 nos of 3" size i.o. butt hinges with screws, 2 nos of 2" size i. o. hooks and eyes, tw plugs, screws etc., complete and as directed by the departmental officers and as per drawings. | 2251.83 | Sqm | [14 empty] | 0 | Meter cupboard | -----------------------
82 | Street lights | Street lights | OK | Street lights | supplying and delivery of single fluorescent tubular lamp street light fittings complete with heavy gauge aluminium sheet fabricated canophy treated primered and painted with stove enameled crca sheet steel contract gear Cum. reflector tray duly finished glossy white for optimum reflection with clear ribbed acrylic bowl fixed to aluminium frame with gasket lining secured to canophy by means of hinges on one side and foggle catches in the other side for effective projection against dust and water entry all prewired up to terminal block complete with all accessories such as copper wire, tube light of 40 watts 4 feet long, wound ballast capacitor, starter etc., complete with side entry mounting | 2579 | Each | [14 empty] | 0 | Street lights | -----------------------
83 | M.S Angle | M.S Angle | OK | M.S Angle | conforming to is 10322 / and including labour charges for fixing street light fittings in the eb pole/wall with gi pipe 20 mm dia 2 m. length and accessories etc., with 15 amps 500v fuse unit on a tw plank 150x100x20mm thick etc., complete and as directed by the departmental officers. (the quality of the entire fittings should be got approved from the executive engineer before use) | 148 | Rmt | [14 empty] | 0 | M.S Angle | -----------------------
84 | Run of 2 wires of 4 sqmm | Run of 2 wires of 4 sqmm | OK | Run of 2 wires of 4 Sqm.m | Run off main with 2 wires of 4 Sqm.m PVC insulated single core multi strand fire retardant flexible copper cable with ISI mark conforming to is: 694/1990, 1.1 kv grade cable with continuous earth by means of 2.5 Sqm.m pvc insulated single core multi strand fire retardant flexible copper cable with ISI mark conforming to IS: 694/1990, 1.1. k.v. grade cable in fully concealed 19mm/20mm dia rigid PVC conduit pipe heavy duty with isi mark cost of all materials, specials etc., all complete. |  | Rmt | [14 empty] | 0 | Run of 2 wires of 4 Sqm.m | -----------------------
85 | Supply of G.I pipe 25mm dia | Supply of G.I pipe 25mm dia | OK | Supply of G.I pipe 25mm dia | Supply of GI pipe of 25mm dia ‘B’ class for eb service connection (Single phase) for passing through from top of house to the EB board. | 130 | Rmt | [14 empty] | 0 | Supply of G.I pipe 25mm dia | -----------------------
86 | Anti termite treatment | Anti termite treatment | OK | Anti termite treatment | providing pre-constructional antitermite treatment including cost of chemicals labour as per standard specifications for preparing the area for treatment by spraying chemicals and other incidental charges etc,. complete. the rate should be for curing antitermite treatment from the plinth beam and brick masonry with super structure in contact with the back fill earth and at the junction of the walls. the top surface of filled earth for flooring and the soil along with the perimeter of the building by making holes with the crow bar and poured 5% termicide. "chloripyrifos" and spraying the same termicide solution on the wooden frames and treating the other periphery of buildings etc., complete in all respects as per is 6313 (part-ii) / 1981 and as directed by the departmental officers. | 34 | Sqm. | [14 empty] | 0 | Anti termite treatment | -----------------------
87 | ELCB Single phase | ELCB Single phase | OK | ELCB Single phase | Supplying and fixing 40 amps Earth Leakage Circuit Creaker/residual current circuit breaker (ELCB/RCCB) 30 milli amps sensitive 6ka breaking capacity with ISI marked single phase unit (IS 12640) for incoming. 2 nos 6 amps single pole `B' series miniature circuit breaker for outgoing lighting 1 no 16 amps single pole miniature circuit `C' series breaker isi marked (is 8828) for power plugs outgoing in suitable breaking capacity of mcb should have 9 ka (MCB and ELCB/RCCB should be of same manufacture). the ELCB and MCB will be fixed on the 18 gauge thick ms box of size 12"x15"x2 1/2" all concealed in wall and covered with 3mm thick laminated hylem sheet with brass screws and all inter connections etc., complete. | 2505 | Each | [14 empty] | 0 | ELCB Single phase | -----------------------
112 | S & F of Exsaust Fan 300 mm dia | S & F of Exsaust Fan 300 mm dia | OK | S & F of Exsaust Fan 300 mm dia | supplying and fixing of 300 mm dia sweep ac exhaust fan of approved isi quality including necessary wall opening, fixing and finishing the wall opening and making good including cost of materials, labour for fixing, chipping and redoing necessary inter connection, scaffolding, hire charges for tools and plants etc., all complete and as directed by the departmental officers. | 1919 | Each | [14 empty] | 0 | S & F of Exsaust Fan 300 mm dia | -----------------------
238 | Anticorrosive treatment for steel grills | Anticorrosive treatment for steel grills | OK | Anticorrosive treatment for steel grills | applying one coat of anticorrosive treatment on steel reinforcement rods (20 ltrs. of anticorrosive chemical for one mertic tonne of steel reinforcement rods) at site including cost of required quantity of anticorrosive chemicals, (best approved quality) cement, consumables such as brushes, gloves and labour for anticorrosive coating etc. complete and as directed by the departmental officers. (the quality and brand of anticorrosive chemical should be got approved by the ee before use). | 4292.38 | MT | [14 empty] | 0 | Anticorrosive treatment for steel grills | -----------------------
| ANNEXURE | ANNEXURE | OK | ANNEXURE | 0 | [16 empty] | 0 | ANNEXURE | -----------------------
6 | Brick work in C.M. 1:5 (F& B) using Fly ash bricks of size 23 x 11 x 7 cm | Brick work in C.M. 1:5 (F& B) using Fly ash bricks of size 23 x 11 x 7 cm | OK | Brick work in C.M. 1:5 (F& B) using Fly ash bricks of size 23 x 11 x 7 cm | 0 | 6098.15 | cum | [14 empty] | 0 | Brick work in C.M. 1:5 (F& B) using Fly ash bricks of size 23 x 11 x 7 cm | ERRR
9 | Brick work in C.M. 1:6 using Fly ash bricks of size 23 x 11 x 7 cm | Brick work in C.M. 1:6 using Fly ash bricks of size 23 x 11 x 7 cm | OK | Brick work in C.M. 1:6 using Fly ash bricks of size 23 x 11 x 7 cm | 0 | [16 empty] | 0 | Brick work in C.M. 1:6 using Fly ash bricks of size 23 x 11 x 7 cm | ERRR
| a. In Ground Floor | a. In Ground Floor | OK | a. In Ground Floor | 0 | 6090.7 | cum | [14 empty] | 0 | a. In Ground Floor | -----------------------
| b. In First Floor | b. In First Floor | OK | b. In First Floor | 0 | 6215.97 | cum | [14 empty] | 0 | b. In First Floor | -----------------------
| c. In Second Floor | c. In Second Floor | OK | c. In Second Floor | 0 | 6341.24 | cum | [14 empty] | 0 | c. In Second Floor | -----------------------
| c. In Third Floor | c. In Third Floor | OK | c. In Third Floor | 0 | 6466.51 | cum | [14 empty] | 0 | c. In Third Floor | -----------------------
| c. In fourth Floor | c. In fourth Floor | OK | c. In fourth Floor | 0 | 6591.78 | cum | [14 empty] | 0 | c. In fourth Floor | -----------------------
10 | Brick partition work in C.M. 1:4 using Fly ash bricks of size 23 x 11 x 7 cm 110 mm tk (B.P.) | Brick partition work in C.M. 1:4 using Fly ash bricks of size 23 x 11 x 7 cm 110 mm tk (B.P.) | OK | Brick partition work in C.M. 1:4 using Fly ash bricks of size 23 x 11 x 7 cm 110 mm tk (B.P.) | 0 | [16 empty] | 0 | Brick partition work in C.M. 1:4 using Fly ash bricks of size 23 x 11 x 7 cm 110 mm tk (B.P.) | -----------------------
| a. Foundation & basement | a. Foundation & basement | OK | a. Foundation & basement | 0 | 763.03 | cum | [14 empty] | 0 | a. Foundation & basement | -----------------------
| b. In Ground Floor | b. In Ground Floor | OK | b. In Ground Floor | 0 | 769.87 | cum | [14 empty] | 0 | b. In Ground Floor | -----------------------
| c. In First Floor | c. In First Floor | OK | c. In First Floor | 0 | 783.65 | cum | [14 empty] | 0 | c. In First Floor | -----------------------
| d. In Second Floor | d. In Second Floor | OK | d. In Second Floor | 0 | 797.43 | cum | [14 empty] | 0 | d. In Second Floor | -----------------------
| c. In Third Floor | c. In Third Floor | OK | c. In Third Floor | 0 | 811.21 | cum | [14 empty] | 0 | c. In Third Floor | -----------------------
| c. In fourth Floor | c. In fourth Floor | OK | c. In fourth Floor | 0 | 824.99 | cum | [14 empty] | 0 | c. In fourth Floor | -----------------------
11 | Brick work in C.M. 1:4 using using Fly ash burnt bricks bricks of size 23 x 11 x 7 cm 70 mm tk (B.P.) | Brick work in C.M. 1:4 using using Fly ash burnt bricks bricks of size 23 x 11 x 7 cm 70 mm tk (B.P.) | OK | Brick work in C.M. 1:4 using using Fly ash burnt bricks bricks of size 23 x 11 x 7 cm 70 mm tk (B.P.) | 0 | [16 empty] | 0 | Brick work in C.M. 1:4 using using Fly ash burnt bricks bricks of size 23 x 11 x 7 cm 70 mm tk (B.P.) | -----------------------
| a. In Ground Floor | a. In Ground Floor | OK | a. In Ground Floor | 0 | 519.27 | cum | [14 empty] | 0 | a. In Ground Floor | -----------------------
| c. In First Floor | c. In First Floor | OK | c. In First Floor | 0 | 528.04 | cum | [14 empty] | 0 | c. In First Floor | -----------------------
| d. In Second Floor | d. In Second Floor | OK | d. In Second Floor | 0 | 536.81 | cum | [14 empty] | 0 | d. In Second Floor | -----------------------
| c. In Third Floor | c. In Third Floor | OK | c. In Third Floor | 0 | 545.58 | cum | [14 empty] | 0 | c. In Third Floor | -----------------------
14.I | Precast Cupboard slab 20 mm tk.using standardised concrete mix M20 (annexure) | Precast Cupboard slab 20 mm tk.using standardised concrete mix M20 (annexure) | OK | Precast Cupboard slab 20 mm tk.using standardised concrete mix M20 (annexure) | Supplying and fixing of Precast Cupboard slab 20 mm tk for cupboard/ward robes shelves, cover slab for chambers, baffle walls side slabs of boxing around windows and other similar works in standardized cement concrete M20 using hard broken stone jelly of size 10mm and less for the following thickness excluding the cost and fabrication of reinforcement grills but including precasting, moulding, curing, finishing and fixing in position complying with relevant standard specifications etc., complete in the following floors (measurement will be taken including bearing in wall also). | [16 empty] | 0 | Precast Cupboard slab 20 mm tk.using standardised concrete mix M20 (annexure) | -----------------------
| a. In Ground floor | a. In Ground floor | OK | a. In Ground floor Precast Cupboard slab 20 mm tk.using standardised concrete mix M20 (annexure) | (a) In Ground Floor | 1205.17 | Sqm. | [14 empty] | 0 | a. In Ground floor Precast Cupboard slab 20 mm tk.using standardised concrete mix M20 (annexure) | -----------------------
| b. In First floor | b. In First floor | OK | b. In First floor Precast Cupboard slab 20 mm tk.using standardised concrete mix M20 (annexure) | (b) in first floor | 1208.92 | Sqm. | [14 empty] | 0 | b. In First floor Precast Cupboard slab 20 mm tk.using standardised concrete mix M20 (annexure) | -----------------------
| c. In Second floor | c. In Second floor | OK | c. In Second floor Precast Cupboard slab 20 mm tk.using standardised concrete mix M20 (annexure) | (c) in second floor | 1212.67 | Sqm. | [14 empty] | 0 | c. In Second floor Precast Cupboard slab 20 mm tk.using standardised concrete mix M20 (annexure) | -----------------------
| d. In Third floor | d. In Third floor | OK | d. In Third floor Precast Cupboard slab 20 mm tk.using standardised concrete mix M20 (annexure) | (d) in third floor | 1216.42 | Sqm. | [14 empty] | 0 | d. In Third floor Precast Cupboard slab 20 mm tk.using standardised concrete mix M20 (annexure) | -----------------------
| e. In Fourth floor | e. In Fourth floor | OK | e. In Fourth floor Precast Cupboard slab 20 mm tk.using standardised concrete mix M20 (annexure) | e. In Fourth floor | 1220.17 | Sqm. | [14 empty] | 0 | e. In Fourth floor Precast Cupboard slab 20 mm tk.using standardised concrete mix M20 (annexure) | -----------------------
14.II | Precast cupboard slab 40 mm tkusing standardised concrete mix M20 (annexure) | Precast cupboard slab 40 mm tkusing standardised concrete mix M20 (annexure) | OK | Precast cupboard slab 40 mm tkusing standardised concrete mix M20 (annexure) | Supplying and fixing of Precast cupboard slab 40 mm for cupboard/ward robes shelves, cover slab for chambers, baffle walls side slabs of boxing around windows and other similar works in standardized cement concrete M20 using hard broken stone jelly of size 10mm and less for the following thickness excluding the cost and fabrication of reinforcement grills but including precasting, moulding, curing, finishing and fixing in position complying with relevant standard specifications etc., complete in the following floors (measurement will be taken including bearing in wall also). | [16 empty] | 0 | Precast cupboard slab 40 mm tkusing standardised concrete mix M20 (annexure) | -----------------------
| a. In Foundation & basement | a. In Foundation & basement | OK | a. In Foundation & basement Precast cupboard slab 40 mm tkusing standardised concrete mix M20 (annexure) | a. In Foundation & basement | 1331.05 | Sqm. | [14 empty] | 0 | a. In Foundation & basement Precast cupboard slab 40 mm tkusing standardised concrete mix M20 (annexure) | -----------------------
| b. In Ground floor | b. In Ground floor | OK | b. In Ground floor Precast cupboard slab 40 mm tkusing standardised concrete mix M20 (annexure) | (a) In Ground Floor | 1334.86 | Sqm. | [14 empty] | 0 | b. In Ground floor Precast cupboard slab 40 mm tkusing standardised concrete mix M20 (annexure) | -----------------------
| c. In First floor | c. In First floor | OK | c. In First floor Precast cupboard slab 40 mm tkusing standardised concrete mix M20 (annexure) | (b) in first floor | 1342.36 | Sqm. | [14 empty] | 0 | c. In First floor Precast cupboard slab 40 mm tkusing standardised concrete mix M20 (annexure) | -----------------------
| d. In Second floor | d. In Second floor | OK | d. In Second floor Precast cupboard slab 40 mm tkusing standardised concrete mix M20 (annexure) | (c) in second floor | 1349.86 | Sqm. | [14 empty] | 0 | d. In Second floor Precast cupboard slab 40 mm tkusing standardised concrete mix M20 (annexure) | -----------------------
| e. In Third floor | e. In Third floor | OK | e. In Third floor | (d) in third floor | 1357.36 | Sqm. | [14 empty] | 0 | e. In Third floor | -----------------------
| f. In Fourth floor | f. In Fourth floor | OK | f. In Fourth floor Precast cupboard slab 40 mm tkusing standardised concrete mix M20 (annexure) | f. In Fourth floor | 1364.86 | Sqm. | [14 empty] | 0 | f. In Fourth floor Precast cupboard slab 40 mm tkusing standardised concrete mix M20 (annexure) | -----------------------
14.I | Precast Cupboard slab 20 mm tk.using standardised concrete mix M25 (annexure) | Precast Cupboard slab 20 mm tk.using standardised concrete mix M25 (annexure) | OK | Precast Cupboard slab 20 mm tk.using standardised concrete mix M25 (annexure) | 0 | [16 empty] | 0 | Precast Cupboard slab 20 mm tk.using standardised concrete mix M25 (annexure) | -----------------------
| a. In Ground floor | a. In Ground floor | OK | a. In Ground floor | 0 | 1208.84 | Sqm. | [14 empty] | 0 | a. In Ground floor | -----------------------
| b. In First floor | b. In First floor | OK | b. In First floor | 0 | 1212.59 | Sqm. | [14 empty] | 0 | b. In First floor | -----------------------
| c. In Second floor | c. In Second floor | OK | c. In Second floor | 0 | 1216.34 | Sqm. | [14 empty] | 0 | c. In Second floor | -----------------------
| d. In Third floor | d. In Third floor | OK | d. In Third floor | 0 | 1220.09 | Sqm. | [14 empty] | 0 | d. In Third floor | -----------------------
| e. In Fourth floor | e. In Fourth floor | OK | e. In Fourth floor | 0 | 1223.84 | Sqm. | [14 empty] | 0 | e. In Fourth floor | -----------------------
14.II | Precast cupboard slab 40 mm tkusing standardised concrete mix M25 (annexure) | Precast cupboard slab 40 mm tkusing standardised concrete mix M25 (annexure) | OK | Precast cupboard slab 40 mm tkusing standardised concrete mix M25 (annexure) | 0 | [16 empty] | 0 | Precast cupboard slab 40 mm tkusing standardised concrete mix M25 (annexure) | -----------------------
| a. In Foundation & basement | a. In Foundation & basement | OK | a. In Foundation & basement | 0 | 1338.4 | Sqm. | [14 empty] | 0 | a. In Foundation & basement | -----------------------
| b. In Ground floor | b. In Ground floor | OK | b. In Ground floor | 0 | 1342.21 | Sqm. | [14 empty] | 0 | b. In Ground floor | -----------------------
| c. In First floor | c. In First floor | OK | c. In First floor | 0 | 1349.71 | Sqm. | [14 empty] | 0 | c. In First floor | -----------------------
| d. In Second floor | d. In Second floor | OK | d. In Second floor | 0 | 1357.21 | Sqm. | [14 empty] | 0 | d. In Second floor | -----------------------
| e. In Third floor | e. In Third floor | OK | e. In Third floor | 0 | 1364.71 | Sqm. | [14 empty] | 0 | e. In Third floor | -----------------------
| f. In Fourth floor | f. In Fourth floor | OK | f. In Fourth floor | 0 | 1372.21 | Sqm. | [14 empty] | 0 | f. In Fourth floor | -----------------------
14.I | Precast Cupboard slab 20 mm tk.using standardised concrete mix M30 (annexure) | Precast Cupboard slab 20 mm tk.using standardised concrete mix M30 (annexure) | OK | Precast Cupboard slab 20 mm tk.using standardised concrete mix M30 (annexure) | Supplying and fixing of Precast cupboard slab 40 mm for cupboard/ward robes shelves, cover slab for chambers, baffle walls side slabs of boxing around windows and other similar works in standardized cement concrete M30 using hard broken stone jelly of size 10mm and less for the following thickness excluding the cost and fabrication of reinforcement grills but including precasting, moulding, curing, finishing and fixing in position complying with relevant standard specifications etc., complete in the following floors (measurement will be taken including bearing in wall also). | [16 empty] | 0 | Precast Cupboard slab 20 mm tk.using standardised concrete mix M30 (annexure) | -----------------------
| a. In Ground floor | a. In Ground floor | OK | a. In Ground floor Precast Cupboard slab 20 mm tk.using standardised concrete mix M30 (annexure) | a. In Ground floor | 1215.76 | Sqm. | [14 empty] | 0 | a. In Ground floor Precast Cupboard slab 20 mm tk.using standardised concrete mix M30 (annexure) | -----------------------
| b. In First floor | b. In First floor | OK | b. In First floor Precast Cupboard slab 20 mm tk.using standardised concrete mix M30 (annexure) | b. In First floor | 1219.51 | Sqm. | [14 empty] | 0 | b. In First floor Precast Cupboard slab 20 mm tk.using standardised concrete mix M30 (annexure) | -----------------------
| c. In Second floor | c. In Second floor | OK | c. In Second floor Precast Cupboard slab 20 mm tk.using standardised concrete mix M30 (annexure) | c. In Second floor | 1223.26 | Sqm. | [14 empty] | 0 | c. In Second floor Precast Cupboard slab 20 mm tk.using standardised concrete mix M30 (annexure) | -----------------------
| d. In Third floor | d. In Third floor | OK | d. In Third floor Precast Cupboard slab 20 mm tk.using standardised concrete mix M30 (annexure) | d. In Third floor | 1227.01 | Sqm. | [14 empty] | 0 | d. In Third floor Precast Cupboard slab 20 mm tk.using standardised concrete mix M30 (annexure) | -----------------------
| e. In Fourth floor | e. In Fourth floor | OK | e. In Fourth floor Precast Cupboard slab 20 mm tk.using standardised concrete mix M30 (annexure) | e. In Fourth floor | 1230.76 | Sqm. | [14 empty] | 0 | e. In Fourth floor Precast Cupboard slab 20 mm tk.using standardised concrete mix M30 (annexure) | -----------------------
14.II | Precast cupboard slab 40 mm tkusing standardised concrete mix M30 (annexure) | Precast cupboard slab 40 mm tkusing standardised concrete mix M30 (annexure) | OK | Precast cupboard slab 40 mm tkusing standardised concrete mix M30 (annexure) | Supplying and fixing of Precast cupboard slab 40 mm for cupboard/ward robes shelves, cover slab for chambers, baffle walls side slabs of boxing around windows and other similar works in standardized cement concrete M30 using hard broken stone jelly of size 10mm and less for the following thickness excluding the cost and fabrication of reinforcement grills but including precasting, moulding, curing, finishing and fixing in position complying with relevant standard specifications etc., complete in the following floors (measurement will be taken including bearing in wall also). | [16 empty] | 0 | Precast cupboard slab 40 mm tkusing standardised concrete mix M30 (annexure) | -----------------------
| a. In Foundation & basement | a. In Foundation & basement | OK | a. In Foundation & basement Precast cupboard slab 40 mm tkusing standardised concrete mix M30 (annexure) | 20mm thick | 1352.23 | Sqm. | [14 empty] | 0 | a. In Foundation & basement Precast cupboard slab 40 mm tkusing standardised concrete mix M30 (annexure) | -----------------------
| b. In Ground floor | b. In Ground floor | OK | b. In Ground floor Precast cupboard slab 40 mm tkusing standardised concrete mix M30 (annexure) | (a) In Ground Floor | 1356.04 | Sqm. | [14 empty] | 0 | b. In Ground floor Precast cupboard slab 40 mm tkusing standardised concrete mix M30 (annexure) | -----------------------
| c. In First floor | c. In First floor | OK | c. In First floor Precast cupboard slab 40 mm tkusing standardised concrete mix M30 (annexure) | (b) in first floor | 1363.54 | Sqm. | [14 empty] | 0 | c. In First floor Precast cupboard slab 40 mm tkusing standardised concrete mix M30 (annexure) | -----------------------
| d. In Second floor | d. In Second floor | OK | d. In Second floor Precast cupboard slab 40 mm tkusing standardised concrete mix M30 (annexure) | (c) in second floor | 1371.04 | Sqm. | [14 empty] | 0 | d. In Second floor Precast cupboard slab 40 mm tkusing standardised concrete mix M30 (annexure) | -----------------------
| e. In Third floor | e. In Third floor | OK | e. In Third floor Precast cupboard slab 40 mm tkusing standardised concrete mix M30 (annexure) | (d) in third floor | 1378.54 | Sqm. | [14 empty] | 0 | e. In Third floor Precast cupboard slab 40 mm tkusing standardised concrete mix M30 (annexure) | -----------------------
| f. In Fourth floor | f. In Fourth floor | OK | f. In Fourth floor Precast cupboard slab 40 mm tkusing standardised concrete mix M30 (annexure) | f. In Fourth floor | 1386.04 | Sqm. | [14 empty] | 0 | f. In Fourth floor Precast cupboard slab 40 mm tkusing standardised concrete mix M30 (annexure) | -----------------------
| Precast Jally ventilator 50mm tk.using standardised concrete mix M30 (annexure) without vibrating charges | Precast Jally ventilator 50mm tk.using standardised concrete mix M30 (annexure) without vibrating charges | OK | Precast Jally ventilator 50mm tk.using standardised concrete mix M30 (annexure) without vibrating charges | 0 | [16 empty] | 0 | Precast Jally ventilator 50mm tk.using standardised concrete mix M30 (annexure) without vibrating charges | -----------------------
| a. In Ground floor | a. In Ground floor | OK | a. In Ground floor | (a) In Foundation and Basement | 2431.56 | Sqm. | [14 empty] | 0 | a. In Ground floor | -----------------------
| b. In First floor | b. In First floor | OK | b. In First floor | 0 | 2438.55 | Sqm. | [14 empty] | 0 | b. In First floor | -----------------------
| c. In Second floor | c. In Second floor | OK | c. In Second floor | (c) in first floor | 2445.54 | Sqm. | [14 empty] | 0 | c. In Second floor | -----------------------
| d. In Third floor | d. In Third floor | OK | d. In Third floor | (d) in second floor | 2452.53 | Sqm. | [14 empty] | 0 | d. In Third floor | -----------------------
| e. In Fourth floor | e. In Fourth floor | OK | e. In Fourth floor | 0 | 2459.52 | Sqm. | [14 empty] | 0 | e. In Fourth floor | -----------------------
| Precast Jally ventilator 50mm tk.using standardised concrete mix M25 (annexure) without vibrating charges | Precast Jally ventilator 50mm tk.using standardised concrete mix M25 (annexure) without vibrating charges | OK | Precast Jally ventilator 50mm tk.using standardised concrete mix M25 (annexure) without vibrating charges | 0 | [16 empty] | 0 | Precast Jally ventilator 50mm tk.using standardised concrete mix M25 (annexure) without vibrating charges | -----------------------
| a. In Ground floor | a. In Ground floor | OK | a. In Ground floor | 0 | 2418.66 | Sqm. | [14 empty] | 0 | a. In Ground floor | -----------------------
| b. In First floor | b. In First floor | OK | b. In First floor | 0 | 2425.65 | Sqm. | [14 empty] | 0 | b. In First floor | -----------------------
| c. In Second floor | c. In Second floor | OK | c. In Second floor | 0 | 2432.64 | Sqm. | [14 empty] | 0 | c. In Second floor | -----------------------
| d. In Third floor | d. In Third floor | OK | d. In Third floor | 0 | 2439.63 | Sqm. | [14 empty] | 0 | d. In Third floor | -----------------------
| e. In Fourth floor | e. In Fourth floor | OK | e. In Fourth floor | 0 | 2446.62 | Sqm. | [14 empty] | 0 | e. In Fourth floor | -----------------------
| Precast Jally ventilator 50mm tk.using standardised concrete mix M20 (annexure) without vibrating charges | Precast Jally ventilator 50mm tk.using standardised concrete mix M20 (annexure) without vibrating charges | OK | Precast Jally ventilator 50mm tk.using standardised concrete mix M20 (annexure) without vibrating charges | Precast cement concrete jally ventilator in standardized cement concrete M20 using 20mm gauge hard broken stone jelly for the following thickness excluding the cost and fabrication of reinforcement grills but including precasting, moulding, curing, finishing and fixing in position complying with relevant standard specifications etc., complete in the following floors. 50 mm thick | [16 empty] | 0 | Precast Jally ventilator 50mm tk.using standardised concrete mix M20 (annexure) without vibrating charges | -----------------------
| a. In Ground Floor | a. In Ground Floor | OK | a. In Ground Floor Precast Jally ventilator 50mm tk.using standardised concrete mix M20 (annexure) without vibrating charges | a. In Ground Floor | 2411.8 | Sqm. | [14 empty] | 0 | a. In Ground Floor Precast Jally ventilator 50mm tk.using standardised concrete mix M20 (annexure) without vibrating charges | -----------------------
| b. In First floor | b. In First floor | OK | b. In First floor Precast Jally ventilator 50mm tk.using standardised concrete mix M20 (annexure) without vibrating charges | b. In First floor | 2418.79 | Sqm. | [14 empty] | 0 | b. In First floor Precast Jally ventilator 50mm tk.using standardised concrete mix M20 (annexure) without vibrating charges | -----------------------
| c. In Second floor | c. In Second floor | OK | c. In Second floor Precast Jally ventilator 50mm tk.using standardised concrete mix M20 (annexure) without vibrating charges | c. In Second floor | 2425.78 | Sqm. | [14 empty] | 0 | c. In Second floor Precast Jally ventilator 50mm tk.using standardised concrete mix M20 (annexure) without vibrating charges | -----------------------
| d. In Third floor | d. In Third floor | OK | d. In Third floor Precast Jally ventilator 50mm tk.using standardised concrete mix M20 (annexure) without vibrating charges | d. In Third floor | 2432.77 | Sqm. | [14 empty] | 0 | d. In Third floor Precast Jally ventilator 50mm tk.using standardised concrete mix M20 (annexure) without vibrating charges | -----------------------
| e. In Fourth floor | e. In Fourth floor | OK | e. In Fourth floor Precast Jally ventilator 50mm tk.using standardised concrete mix M20 (annexure) without vibrating charges | e. In Fourth floor | 2439.76 | Sqm. | [14 empty] | 0 | e. In Fourth floor Precast Jally ventilator 50mm tk.using standardised concrete mix M20 (annexure) without vibrating charges | -----------------------
| f. In Fifth floor | f. In Fifth floor | OK | f. In Fifth floor Precast Jally ventilator 50mm tk.using standardised concrete mix M20 (annexure) without vibrating charges | f. In Fifth floor | 0 | Sqm. | [14 empty] | 0 | f. In Fifth floor Precast Jally ventilator 50mm tk.using standardised concrete mix M20 (annexure) without vibrating charges | -----------------------
4.1 | Standardised concrete Mix M20 Grade Concrete | Standardised concrete Mix M20 Grade Concrete | OK | Standardised concrete Mix M20 Grade Concrete | Standardised concrete Mix M20 Grade Concrete for all reinforced cement concrete works, namely plinth beams, tie beams, column and column footing, slabs etc. using 20mm gauge hard broken stone jelly excluding the cost and fabrication of reinforcement grills, shuttering and centering but including vibrating, laying, curing with relevant standard specifications | [16 empty] | 0 | Standardised concrete Mix M20 Grade Concrete | -----------------------
|  |  |  | A. In Foundation and basement 1.5 m to 4.0 m Standardised concrete Mix M20 Grade Concrete | A. In Foundation and basement 1.5 m to 4.0 m | 6963.2 | Cum | [15 empty] | A. In Foundation and basement 1.5 m to 4.0 m Standardised concrete Mix M20 Grade Concrete | -----------------------
| a. In Foundation and basement | a. In Foundation and basement | OK | a. In Foundation and basement Standardised concrete Mix M20 Grade Concrete | a. In Foundation and basement | 6874.7 | Cum | [14 empty] | 0 | a. In Foundation and basement Standardised concrete Mix M20 Grade Concrete | -----------------------
8.1 | b. Ground Floor | b. Ground Floor | OK | b. Ground Floor Standardised concrete Mix M20 Grade Concrete | b. Ground Floor | 6969.1 | Cum | [14 empty] | 0 | b. Ground Floor Standardised concrete Mix M20 Grade Concrete | -----------------------
| c. In First Floor | c. In First Floor | OK | c. In First Floor Standardised concrete Mix M20 Grade Concrete | c. In First Floor | 7154.95 | Cum | [14 empty] | 0 | c. In First Floor Standardised concrete Mix M20 Grade Concrete | -----------------------
| d. In Second Floor | d. In Second Floor | OK | d. In Second Floor Standardised concrete Mix M20 Grade Concrete | d. In Second Floor | 7340.8 | Cum | [14 empty] | 0 | d. In Second Floor Standardised concrete Mix M20 Grade Concrete | -----------------------
| e. In Third floor | e. In Third floor | OK | e. In Third floor Standardised concrete Mix M20 Grade Concrete | e. In Third floor | 7526.65 | Cum | [14 empty] | 0 | e. In Third floor Standardised concrete Mix M20 Grade Concrete | -----------------------
| f.In fourth floor | f.In fourth floor | OK | f.In fourth floor Standardised concrete Mix M20 Grade Concrete | f.In fourth floor | 7712.5 | Cum | [14 empty] | 0 | f.In fourth floor Standardised concrete Mix M20 Grade Concrete | -----------------------
4.1.1 | Standardised concrete Mix M30 Grade Concrete | Standardised concrete Mix M30 Grade Concrete | OK | Standardised concrete Mix M30 Grade Concrete | Standardised concrete Mix M30 Grade Concrete for all reinforced cement concrete works, namely plinth beams, tie beams, column and column footing, slabs etc. using 20mm gauge hard broken stone jelly excluding the cost and fabrication of reinforcement grills, shuttering and centering but including vibrating, laying, curing with relevant standard specifications | [16 empty] | 0 | Standardised concrete Mix M30 Grade Concrete | -----------------------
| a. In Foundation and basement | a. In Foundation and basement | OK | a. In Foundation and basement Standardised concrete Mix M30 Grade Concrete | a. In Foundation and basement | 7399.23 | Cum | [14 empty] | 0 | a. In Foundation and basement Standardised concrete Mix M30 Grade Concrete | -----------------------
| b. In Ground Floor | b. In Ground Floor | OK | b. Ground Floor Standardised concrete Mix M30 Grade Concrete | b. Ground Floor | 7493.63 | Cum | [14 empty] | 0 | b. Ground Floor Standardised concrete Mix M30 Grade Concrete | -----------------------
| c. In First Floor | c. In First Floor | OK | c. In First Floor Standardised concrete Mix M30 Grade Concrete | c. In First Floor | 7679.48 | Cum | [14 empty] | 0 | c. In First Floor Standardised concrete Mix M30 Grade Concrete | -----------------------
| d. In Second Floor | d. In Second Floor | OK | d. In Second Floor Standardised concrete Mix M30 Grade Concrete | d. In Second Floor | 7865.33 | Cum | [14 empty] | 0 | d. In Second Floor Standardised concrete Mix M30 Grade Concrete | -----------------------
| e. In Third floor | e. In Third floor | OK | e. In Third floor Standardised concrete Mix M30 Grade Concrete | e. In Third floor | 8051.18 | Cum | [14 empty] | 0 | e. In Third floor Standardised concrete Mix M30 Grade Concrete | -----------------------
| f. In fourth floor | f. In fourth floor | OK |  | 0 | 8237.03 | Cum | [14 empty] | 0 | 0 | -----------------------
| RCC M30 mix using hard broken stone jelly for foundation and basement | RCC M30 mix using hard broken stone jelly for foundation and basement | OK | RCC M30 mix using hard broken stone jelly for foundation and basement | Mix M30 Grade Concrete for all reinforced cement concrete works, namely plinth beams, tie beams, column and column footing, slabs etc. using 20mm gauge hard broken stone jelly excluding the cost and fabrication of reinforcement grills, shuttering and centering but including vibrating, laying, curing with relevant standard specifications in foundation and basement. a. In Foundation and basement | [16 empty] | 0 | RCC M30 mix using hard broken stone jelly for foundation and basement | -----------------------
| a. Foundation & basement | a. Foundation & basement | OK | a. Foundation & basement RCC M30 mix using hard broken stone jelly for foundation and basement | a. Foundation & basement | 7301.31 | Cum | [14 empty] | 0 | a. Foundation & basement RCC M30 mix using hard broken stone jelly for foundation and basement | ERRR
| b.Stilt floor | b.Stilt floor | OK | b.Stilt floor RCC M30 mix using hard broken stone jelly for foundation and basement | b.Stilt floor | 7395.71 | Cum | [14 empty] | 0 | b.Stilt floorRCC M30 mix using hard broken stone jelly for foundation and basement | ERRR
4.1.1 | Cement Concrete using desing mix of grade M25 concrete | Standardised concrete Mix M 25 Grade Concrete | nun | Cement Concrete using desing mix of grade M25 concrete | Standardised concrete Mix M25 Grade Concrete for all reinforced cement concrete works, namely plinth beams, tie beams, column and column footing, slabs etc. using 20mm gauge hard broken stone jelly excluding the cost and fabrication of reinforcement grills, shuttering and centering but including vibrating, laying, curing with relevant standard specifications | [16 empty] | 0 | Cement Concrete using desing mix of grade M25 concrete | -----------------------
| a. In Foundation and basement | a. In Foundation and basement | OK | a. In Foundation and basement Cement Concrete using desing mix of grade M25 concrete | a. In Foundation and basement | 7056.65 | Cum. | [14 empty] | 0 | a. In Foundation and basement Cement Concrete using desing mix of grade M25 concrete | -----------------------
| b. In Stilt /Ground Floor | b. In Stilt /Ground Floor | OK | b. In Stilt /Ground Floor Cement Concrete using desing mix of grade M25 concrete | b. In Stilt /Ground Floor | 7151.05 | Cum. | [13 empty] | 185.85 | 1363562.865 | b. In Stilt /Ground Floor Cement Concrete using desing mix of grade M25 concrete | -----------------------
| c. In First Floor | c. In First Floor | OK | c. In First Floor Cement Concrete using desing mix of grade M25 concrete | c. In First Floor | 7336.9 | Cum. | [14 empty] | 0 | c. In First Floor Cement Concrete using desing mix of grade M25 concrete | -----------------------
| d. In Second Floor | d. In Second Floor | OK | d. In Second Floor Cement Concrete using desing mix of grade M25 concrete | d. In Second Floor | 7522.75 | Cum. | [14 empty] | 0 | d. In Second Floor Cement Concrete using desing mix of grade M25 concrete | -----------------------
| e. In Third floor | e. In Third floor | OK | e. In Third floor Cement Concrete using desing mix of grade M25 concrete | e. In Third floor | 7708.6 | Cum. | [14 empty] | 0 | e. In Third floor Cement Concrete using desing mix of grade M25 concrete | -----------------------
| f. In Fourth Floor | f. In Fourth Floor | OK | f. In Fourth Floor Cement Concrete using desing mix of grade M25 concrete | f. In Fourth Floor | 7894.45 | Cum. | [14 empty] | 0 | f. In Fourth Floor Cement Concrete using desing mix of grade M25 concrete | -----------------------
| g. In Fifth Floor | g. In Fifth Floor | OK | g. In Fifth Floor Cement Concrete using desing mix of grade M25 concrete | g. In Fifth Floor | 8080.3 | Cum. | [14 empty] | 0 | g. In Fifth Floor Cement Concrete using desing mix of grade M25 concrete | -----------------------
| h. In Sixth Floor | h. In Sixth Floor | OK | h. In Sixth Floor Cement Concrete using desing mix of grade M25 concrete | h. In Sixth Floor | 8266.15 | Cum. | [14 empty] | 0 | h. In Sixth Floor Cement Concrete using desing mix of grade M25 concrete | -----------------------
| i. In Seventh Floor | i. In Seventh Floor | OK | i. In Seventh Floor Cement Concrete using desing mix of grade M25 concrete | i. In Seventh Floor |  | Cum. | [14 empty] | 0 | i. In Seventh Floor Cement Concrete using desing mix of grade M25 concrete | -----------------------
| j.in Eighth floor | j.in Eighth floor | OK | j.in Eighth floor Cement Concrete using desing mix of grade M25 concrete | j.in Eighth floor |  | Cum. | [14 empty] | 0 | j.in Eighth floor Cement Concrete using desing mix of grade M25 concrete | -----------------------
| k.in Ninth floor | k.in Ninth floor | OK | k.in Ninth floor Cement Concrete using desing mix of grade M25 concrete | k.in Ninth floor |  | Cum. | [14 empty] | 0 | k.in Ninth floor Cement Concrete using desing mix of grade M25 concrete | -----------------------
| l.in Tenth floor | l.in Tenth floor | OK | l.in Tenth floor Cement Concrete using desing mix of grade M25 concrete | l.in Tenth floor |  | Cum. | [14 empty] | 0 | l.in Tenth floor Cement Concrete using desing mix of grade M25 concrete | -----------------------
| l. In Eleventh floor | l. In Eleventh floor | OK | l. In Eleventh floor Cement Concrete using desing mix of grade M25 concrete | l. In Eleventh floor |  | Cum. | [14 empty] | 0 | l. In Eleventh floor Cement Concrete using desing mix of grade M25 concrete | -----------------------
| m. In Twelth floor | m. In Twelth floor | OK | m. In Twelth floor Cement Concrete using desing mix of grade M25 concrete | m. In Twelth floor |  | Cum. | [14 empty] | 0 | m. In Twelth floor Cement Concrete using desing mix of grade M25 concrete | -----------------------
| n. In Thirteen floor | n. In Thirteen floor | OK | n. In Thirteen floor Cement Concrete using desing mix of grade M25 concrete | n. In Thirteen floor |  | Cum. | [14 empty] | 0 | n. In Thirteen floor Cement Concrete using desing mix of grade M25 concrete | -----------------------
9.2 | Brick work in C.M. 1:6 using chamber Burnt bricks of size 23 x 11.4 x 7.5 cm (9" x 4 1/2"x 3") | Brick work in C.M. 1:6 using chamber Burnt bricks of size 23 x 11.4 x 7.5 cm (9" x 4 1/2"x 3") | OK | Brick work in C.M. 1:6 using chamber Burnt bricks of size 23 x 11.4 x 7.5 cm (9" x 4 1/2"x 3") | brick work in cement mortar 1:6 (one of cement and six of sand) using chamber burnt bricks of size 9"x4½"x3" (23x11.4x7.5cm) for super structure in the following floors including labour for fixing the doors, windows and ventilator frames in position, fixing of hold fasts, scaffoldings, curing etc., complete in all respect complying with relevant standard specifications and drawings. | [16 empty] | 0 | Brick work in C.M. 1:6 using chamber Burnt bricks of size 23 x 11.4 x 7.5 cm (9" x 4 1/2"x 3") | -----------------------
| g. In Fifth Floor | g. In Fifth Floor | OK | g. In Fifth Floor | 0 | 6421.79 | Cum. | [14 empty] | 0 | g. In Fifth Floor | -----------------------
| h. In Sixth Floor | h. In Sixth Floor | OK | h. In Sixth Floor | 0 | 6547.06 | Cum. | [14 empty] | 0 | h. In Sixth Floor | -----------------------
| i. In Seventh Floor | i. In Seventh Floor | OK | i. In Seventh Floor | 0 | 6672.33 | Cum. | [14 empty] | 0 | i. In Seventh Floor | -----------------------
| j.in Eighth floor | j.in Eighth floor | OK | j.in Eighth floor | 0 | 6797.6 | Cum. | [14 empty] | 0 | j.in Eighth floor | -----------------------
| k.in Ninth floor | k.in Ninth floor | OK | k.in Ninth floor | 0 | 6922.87 | Cum. | [14 empty] | 0 | k.in Ninth floor | -----------------------
| l.in Tenth floor | l.in Tenth floor | OK | l.in Tenth floor | 0 | 7048.14 | [15 empty] | 0 | l.in Tenth floor | -----------------------
10.2 | Brick partition work in C.M. 1:4 using chamber Burnt bricks of size 23 x 11.4 x 7.5 cm (9" x 4 1/2"x 3") 114 mm tk (B.P.) | Brick partition work in C.M. 1:4 using chamber Burnt bricks of size 23 x 11.4 x 7.5 cm (9" x 4 1/2"x 3") 114 mm tk (B.P.) | OK | Brick partition work in C.M. 1:4 using chamber Burnt bricks of size 23 x 11.4 x 7.5 cm (9" x 4 1/2"x 3") 114 mm tk (B.P.) | brick partition wall in cement mortar 1:4 (one of cement and four of sand) 114mm thick for super structure in the following floors using chamber burnt bricks of size 9"x4½”x3" (23x11.4x7.5cm) including labour for fixing the doors, windows and ventilator frames in position, fixing of hold fasts, scaffoldings, curing etc., complete in all respect complying with relevant standard specifications and drawings. | [16 empty] | 0 | Brick partition work in C.M. 1:4 using chamber Burnt bricks of size 23 x 11.4 x 7.5 cm (9" x 4 1/2"x 3") 114 mm tk (B.P.) | -----------------------
| g. In Fifth Floor | g. In Fifth Floor | OK | g. In Fifth Floor | 0 | 799.36 | Cum. | [14 empty] | 0 | g. In Fifth Floor | -----------------------
| h. In Sixth Floor | h. In Sixth Floor | OK | h. In Sixth Floor | 0 | 813.64 | Cum. | [14 empty] | 0 | h. In Sixth Floor | -----------------------
| i. In Seventh Floor | i. In Seventh Floor | OK | i. In Seventh Floor | 0 | 827.92 | Cum. | [14 empty] | 0 | i. In Seventh Floor | -----------------------
| j.in Eighth floor | j.in Eighth floor | OK | j.in Eighth floor | 0 | 842.2 | Cum. | [14 empty] | 0 | j.in Eighth floor | -----------------------
| k.in Ninth floor | k.in Ninth floor | OK | k.in Ninth floor | 0 | 856.48 | Cum. | [14 empty] | 0 | k.in Ninth floor | -----------------------
11.2 | Brick work in C.M. 1:4 using chamber Burnt bricks of size 23 x 11.4 x 7.5 cm (9" x 4 1/2"x 3") 75 mm tk (B.P.) | Brick work in C.M. 1:4 using chamber Burnt bricks of size 23 x 11.4 x 7.5 cm (9" x 4 1/2"x 3") 75 mm tk (B.P.) | OK | Brick work in C.M. 1:4 using chamber Burnt bricks of size 23 x 11.4 x 7.5 cm (9" x 4 1/2"x 3") 75 mm tk (B.P.) | brick partition walls 75mm thick using chamber burnt bricks of size 9"x4½x3" (23x11.4x7.5cm) in cement mortar 1:4 (one of cement and four of sand) for super structure in the following floors including scaffoldings, curing etc., complete in all respect complying with relevant standard specifications and drawings. | [16 empty] | 0 | Brick work in C.M. 1:4 using chamber Burnt bricks of size 23 x 11.4 x 7.5 cm (9" x 4 1/2"x 3") 75 mm tk (B.P.) | -----------------------
| g. In Fifth Floor | g. In Fifth Floor | OK | g. In Fifth Floor | 0 | 572.34 | Sqm | [14 empty] | 0 | g. In Fifth Floor | -----------------------
| h. In Sixth Floor | h. In Sixth Floor | OK | h. In Sixth Floor | 0 | 581.74 | Sqm | [14 empty] | 0 | h. In Sixth Floor | -----------------------
| i. In Seventh Floor | i. In Seventh Floor | OK | i. In Seventh Floor | 0 | 591.14 | Sqm | [14 empty] | 0 | i. In Seventh Floor | -----------------------
| j. In Eighth floor | j. In Eighth floor | OK | j. In Eighth floor | 0 | 600.54 | Sqm | [14 empty] | 0 | j. In Eighth floor | -----------------------
| k.in Ninth floor | k.in Ninth floor | OK | k.in Ninth floor | 0 | 609.94 | Sqm | [14 empty] | 0 | k.in Ninth floor | -----------------------
| Supply and laying of Hard core layer 200mm | Supply and laying of Hard core layer 200mm | OK | Supply and laying of Hard core layer 200mm | 0 | 2796.22 | Cum | [14 empty] | 0 | Supply and laying of Hard core layer 200mm | -----------------------
| Supplying and filling stone dust | Supplying and filling stone dust | OK | Supplying and filling stone dust | 0 | 150.87 | Cum. | [14 empty] | 0 | Supplying and filling stone dust | -----------------------
| Plastering with CM 1:3, 12mm with WPC | Plastering with CM 1:3, 12mm with WPC | OK | Plastering with CM 1:3, 12mm with WPC | Plastering in CM 1:3 (one of cement three of sand) 12mm tk. mixed with water proof compound at 2% by weight of cement for sump including scaffolding curing, finishing etc., complete in all respects and complying with standard specifications. | 234.34 | Sqm | [14 empty] | 0 | Plastering with CM 1:3, 12mm with WPC | -----------------------
| Supplying and filling with gravel | Supplying and filling with gravel | OK | Supplying and filling with gravel | Supplying and filling in foundation and basement with gravel in layers of 150 mm thickness well watered, rammed and consolidated complying with relevant standard specification including cost of gravel etc., all complete and as directed by the departmental officers. | 344.77 | Cum | [13 empty] | 33 | 203232.81 | Supplying and filling with gravel | -----------------------
| B.W in CM 1:4 in Superstructure for OHT in First floor | B.W in CM 1:4 in Superstructure for OHT in First floor | OK | B.W in CM 1:4 in Superstructure for OHT in First floor | 0 | 6158.57 | Cum | [14 empty] | 0 | B.W in CM 1:4 in Superstructure for OHT in First floor | -----------------------
| B.W in CM 1:4 in Superstructure for OHT in Second floor | B.W in CM 1:4 in Superstructure for OHT in Second floor | OK | B.W in CM 1:4 in Superstructure for OHT in Second floor | 0 | 6283.84 | Cum | [14 empty] | 0 | B.W in CM 1:4 in Superstructure for OHT in Second floor | -----------------------
| B.W in CM 1:4 in Superstructure for OHT In Third floor | B.W in CM 1:4 in Superstructure for OHT In Third floor | OK | B.W in CM 1:4 in Superstructure for OHT In Third floor | 0 | 6409.11 | Cum | [14 empty] | 0 | B.W in CM 1:4 in Superstructure for OHTIn Third floor | ERRR
| B.W in CM 1:4 in Superstructure for OHT In Fourth floor | B.W in CM 1:4 in Superstructure for OHT In Fourth floor | OK | B.W in CM 1:4 in Superstructure for OHT In Fourth floor | 0 | 6534.38 | Cum | [14 empty] | 0 | B.W in CM 1:4 in Superstructure for OHT In Fourth floor | -----------------------
| Earth work excavation in Loose / sandy soils (including refilling) | Earth work excavation in Loose / sandy soils (including refilling) | OK | Earth work excavation in Loose / sandy soils (including refilling) | 0 | 126.82 | [15 empty] | 0 | Earth work excavation in Loose / sandy soils (including refilling) | -----------------------
| Earth work excavation in Loose / sandy soils (excluding refilling) for open foundation | Earth work excavation in Loose / sandy soils (excluding refilling) for open foundation | OK | Earth work excavation in Loose / sandy soils (excluding refilling) for open foundation | 0 | 58.91 | [15 empty] | 0 | Earth work excavation in Loose / sandy soils (excluding refilling) for open foundation | -----------------------
| Earth work excavation in Loose / sandy soils (excluding refilling) for drain | Earth work excavation in Loose / sandy soils (excluding refilling) for drain | OK | Earth work excavation in Loose / sandy soils (excluding refilling) for drain | 0 | 88.37 | [15 empty] | 0 | Earth work excavation in Loose / sandy soils (excluding refilling) for drain | -----------------------
8.4 | Providing earth quake resistant for Corner walls | Providing earth quake resistant for Corner walls | OK | Providing earth quake resistant for Corner walls | 0 | [16 empty] | 0 | Providing earth quake resistant for Corner walls | -----------------------
| a. Foundation & basement | a. Foundation & basement | OK | a. Foundation & basement | 0 | 6214.02 | Cum | [14 empty] | 0 | a. Foundation & basement | -----------------------
| b. Ground Floor | b. Ground Floor | OK | b. Ground Floor | 0 | 6308.42 | Cum | [14 empty] | 0 | b. Ground Floor | -----------------------
| c. First Floor | c. First Floor | OK | c. First Floor | 0 | 6494.27 | Cum | [14 empty] | 0 | c. First Floor | -----------------------
| d. Second Floor | d. Second Floor | OK | d. Second Floor | 0 | 6680.12 | Cum | [14 empty] | 0 | d. Second Floor | -----------------------
8.5 | Providing earth quake resistant for Door/window Jambs | Providing earth quake resistant for Door/window Jambs | OK | Providing earth quake resistant for Door/window Jambs | 0 | [16 empty] | 0 | Providing earth quake resistant for Door/window Jambs | -----------------------
| a. Ground Floor | a. Ground Floor | OK | a. Ground Floor | 0 | 569.59 | Rmt | [14 empty] | 0 | a. Ground Floor | -----------------------
| b. First Floor | b. First Floor | OK | b. First Floor | 0 | 572.77 | Rmt | [14 empty] | 0 | b. First Floor | -----------------------
| c. Second Floor | c. Second Floor | OK | c. Second Floor | 0 | 575.96 | Rmt | [14 empty] | 0 | c. Second Floor | -----------------------
| Bored cast sit piles installation of vertical cast in Situ Bored piles of following dia using Standardised concrete mix M20 Grade) as per nagapattinam data | Bored cast sit piles installation of vertical cast in Situ Bored piles of following dia using Standardised concrete mix M20 Grade) as per nagapattinam data | OK | Bored cast sit piles installation of vertical cast in Situ Bored piles of following dia using Standardised concrete mix M20 Grade) as per nagapattinam data | 0 | [16 empty] | 0 | Bored cast sit piles installation of vertical cast in Situ Bored piles of following dia using Standardised concrete mix M20 Grade) as per nagapattinam data | -----------------------
| a.500mm dia pile | a.500mm dia pile | OK | a.500mm dia pile | 0 | 2837.02 | Rmt | [14 empty] | 0 | a.500mm dia pile | -----------------------
| b.450mm dia pile | b.450mm dia pile | OK | b.450mm dia pile | 0 | 2530.5 | Rmt | [14 empty] | 0 | b.450mm dia pile | -----------------------
| c.400mm dia pile | c.400mm dia pile | OK | c.400mm dia pile | 0 | 2255.87 | Rmt | [14 empty] | 0 | c.400mm dia pile | -----------------------
| Chipping of RCC pile head to the required cut of level and clearing way debries with an average lead of 3 km entirely with city limits M20 Grade | Chipping of RCC pile head to the required cut of level and clearing way debries with an average lead of 3 km entirely with city limits M20 Grade | OK | Chipping of RCC pile head to the required cut of level and clearing way debries with an average lead of 3 km entirely with city limits M20 Grade | 0 | [16 empty] | 0 | Chipping of RCC pile head to the required cut of level and clearing way debries with an average lead of 3 km entirely with city limits M20 Grade | -----------------------
| a.500mm dia pile | a.500mm dia pile | OK | a.500mm dia pile | 0 | 2837.02 | Rmt | [14 empty] | 0 | a.500mm dia pile | -----------------------
| b.450mm dia pile | b.450mm dia pile | OK | b.450mm dia pile | 0 | 710.92 | [15 empty] | 0 | b.450mm dia pile | -----------------------
| c.400mm dia pile | c.400mm dia pile | OK | c.400mm dia pile | 0 | 563.37 | Rmt | [14 empty] | 0 | c.400mm dia pile | -----------------------
| Conducting routine vertical compression load test CER No.328/2014-15 | Conducting routine vertical compression load test CER No.328/2014-15 | OK | Conducting routine vertical compression load test CER No.328/2014-15 | 0 | 70000 | Nos | [14 empty] | 0 | Conducting routine vertical compression load test CER No.328/2014-15 | -----------------------
| Mobilization charges including transporting to site CER No.328/2014-15 | Mobilization charges including transporting to site CER No.328/2014-15 | OK | Mobilization charges including transporting to site CER No.328/2014-15 | 0 | 50000 | Set | [14 empty] | 0 | Mobilization charges including transporting to site CER No.328/2014-15 | -----------------------
| Red oxide plastering in CM 1:4 | Red oxide plastering in CM 1:4 | OK | Red oxide plastering in CM 1:4 | 0 | 654.53 | Sqm | [14 empty] | 0 | Red oxide plastering in CM 1:4 | -----------------------
3.8 | P.C.C. 1:3:6 for foundation & basement using 20mm metal | P.C.C. 1:3:6 for foundation & basement using 20mm metal | OK | P.C.C. 1:3:6 for foundation & basement using 20mm metal | Plain cement concrete 1:3:6 (one of cement, three of sand and six of hard broken stone jelly) for foundation using 20mm gauge hard broken stone jelly inclusive of shoring strutting and bailing out water wherever necessary ramming, curing etc., complete in all respects complying with relevant standard specifications and as directed by the departmental officers. | 5008.39 | Cum | [14 empty] | 0 | P.C.C. 1:3:6 for foundation & basement using 20mm metal | -----------------------
3.3 | P.C.C. 1:4:8 using 40 mm broken brick jelly | P.C.C. 1:4:8 using 40 mm broken brick jelly | OK | P.C.C. 1:4:8 using 40 mm broken brick jelly | plain cement concrete 1:4:8 (one of cement, four of sand and eight of hard broken stone jelly) for foundation and basement using 40mm gauge hard broken stone jelly inclusive of shoring, strutting and bailing out water wherever necessary ramming, curing etc., complete in all respects complying with relevant standard specifications and as directed by the departmental officers. | 4340.59 | Cum | [14 empty] | 0 | P.C.C. 1:4:8 using 40 mm broken brick jelly | -----------------------
| P. C.C. 1:3:6 for foundation & basement using 40mm metal | P. C.C. 1:3:6 for foundation & basement using 40mm metal | OK | P. C.C. 1:3:6 for foundation & basement using 40mm metal | 0 | 4653.79 | Cum | [14 empty] | 0 | P. C.C. 1:3:6 for foundation & basement using 40mm metal | -----------------------
18.1 | Formwork using M.S.Sheet | Formwork using M.S.Sheet | OK | Formwork using M.S.Sheet | Providing form work and centering for reinforced cement concrete works including supports and strutting upto 3.30m height for plain surfaces as detailed below with all cross bracings using mild steel sheets of size 90 cm x 60 cm and ms 10 gauge stiffened with welded mild steel angles of size 25 mm x 25mm x 3mm for boarding laid over silver oak or country wood joists of size 10cm x 6.5 cm spaced at about 90 cm centre to centre and supported by casurina props 10 cm to 13 cm dia spaced at 75 cm intervals and removing the same after a specified period without damaging the R.C.C works etc., complete complying with standard specifications and as directed by the departmental officers. | [16 empty] | 0 | Formwork using M.S.Sheet | -----------------------
| a.For Column footings,plinth beam,Grade beam,Raftbeam,Raft slab etc., | a.For Column footings,plinth beam,Grade beam,Raftbeam,Raft slab etc., | OK | a.For Column footings,plinth beam,Grade beam,Raftbeam,Raft slab etc., | (a) For Column footings, plinth beam, grade beam, raft beam, raft slab etc., | 693.56 | Sqm | [13 empty] | 4 | 3131.2 | a.For Column footings,plinth beam,Grade beam,Raftbeam,Raft slab etc., | -----------------------
| b.Plain surfaces such as Roof slab,floorslab,Beams,lintels,lofts,sill slab,staircase,portico slab and other similar works | b.Plain surfaces such as Roof slab,floorslab,Beams,lintels,lofts,sill slab,staircase,portico slab and other similar works | OK | b.Plain surfaces such as Roof slab,floorslab,Beams,lintels,lofts,sill slab,staircase,portico slab and other similar works | (b) Plain surfaces such as roof slab, floor slab, beams lintels, loft, sill slab, staircase waist, portico slab and other similar works | 782.8 | Sqm | [14 empty] | 0 | b.Plain surfaces such as Roof slab,floorslab,Beams,lintels,lofts,sill slab,staircase,portico slab and other similar works | -----------------------
| c.For Square and rectangular columns and small quantities | c.For Square and rectangular columns and small quantities | OK | c.For Square and rectangular columns and small quantities | (c) For square and rectangular columns, and small quantities such as sunshades, parapet Cum. drops, window boxings, fin projections and other similar works | 939.36 | Sqm | [14 empty] | 0 | c.For Square and rectangular columns and small quantities | -----------------------
| d.Vertical wall | d.Vertical wall | OK | d.Vertical wall | (d) For Vertical walls | 861.08 | Sqm | [14 empty] | 0 | d.Vertical wall | -----------------------
| e.Circular column | e.Circular column | OK | e.Circular column | (e) for circular surface | 1722.16 | Sqm | [14 empty] | 0 | e.Circular column | -----------------------
| f.Curved surface | f.Curved surface | OK | f.Curved surface | (f) for circular column | 1409.04 | Sqm | [14 empty] | 0 | f.Curved surface | -----------------------
| g.Double centering portico area | g.Double centering portico area | OK | g.Double centering portico area | 0 | 1878.72 | Sqm | [14 empty] | 0 | g.Double centering portico area | -----------------------
21.6 | R.C.C.Door frames of size 100 x 75mm with one edge grooves size 't' x 20 mm using M25 grade ( with out vibrating charges) | R.C.C.Door frames of size 100 x 75mm with one edge grooves size 't' x 20 mm using M25 grade ( with out vibrating charges) | OK | R.C.C.Door frames of size 100 x 75mm with one edge grooves size 't' x 20 mm using M20 grade ( with out vibrating charges) | Supplying and fixing Monolithic RCC door frames of size 100x75mm with one edge grooves size 'T' x 20 mm ('T' represents the shutter thickness) in reinforced cement concrete 1 : 1½ : 3 (one of cement, one and half of sand and three of hard broken stone jelly) using 20mm hard broken stone jelly including cost of steel and fabrication of reinforcement grills with 3 nos. of 6mm M.S rod alround and 3mm steel stirrups at 30cm centre to centre including fixing of 3 nos of iron bracket of size 100x100x5mm or 3 nos of teak wood plug for receiving hinges and 2 nos of teak wood plug for receiving the tower bolts including fixing of 6 nos of hold fasts and cost and fixing of check nuts and aluminium sleeves and 2 nos iron oxide tower bolt receiver all as per drawings, including moulding in steel mould and casting with smooth surfaces and fine edges, curing, transporting etc., all complete as directed by the departmental officers. | [16 empty] | 0 | R.C.C.Door frames of size 100 x 75mm with one edge grooves size 't' x 20 mm using M20 grade ( with out vibrating charges) | -----------------------
| a. 900 x 2100 mm | a. 900 x 2100 mm | OK | a. 900 x 2100 mm R.C.C.Door frames of size 100 x 75mm with one edge grooves size 't' x 20 mm using M20 grade ( with out vibrating charges) | a. 900 x 2100 mm | 2273.63 | Each | [14 empty] | 0 | a. 900 x 2100 mm R.C.C.Door frames of size 100 x 75mm with one edge grooves size 't' x 20 mm using M20 grade ( with out vibrating charges) | -----------------------
| c. 1200 x 2100 mm | c. 1200 x 2100 mm | OK | c. 1200 x 2100 mm R.C.C.Door frames of size 100 x 75mm with one edge grooves size 't' x 20 mm using M20 grade ( with out vibrating charges) | c. 1200 x 2100 mm | 2715.94 | Each | [14 empty] | 0 | c. 1200 x 2100 mm R.C.C.Door frames of size 100 x 75mm with one edge grooves size 't' x 20 mm using M20 grade ( with out vibrating charges) | -----------------------
| c. 1000 x 2100 mm | c. 1000 x 2100 mm | OK | c. 1000 x 2100 mm R.C.C.Door frames of size 100 x 75mm with one edge grooves size 't' x 20 mm using M20 grade ( with out vibrating charges) | c. 1000 x 2100 mm | 2291.41 | Each | [14 empty] | 0 | c. 1000 x 2100 mm R.C.C.Door frames of size 100 x 75mm with one edge grooves size 't' x 20 mm using M20 grade ( with out vibrating charges) | -----------------------
| d. 750 x 2100 mm | d. 750 x 2100 mm | OK | d. 750 x 2100 mm R.C.C.Door frames of size 100 x 75mm with one edge grooves size 't' x 20 mm using M20 grade ( with out vibrating charges) | d. 750 x 2100 mm | 2243.25 | Each | [14 empty] | 0 | d. 750 x 2100 mm R.C.C.Door frames of size 100 x 75mm with one edge grooves size 't' x 20 mm using M20 grade ( with out vibrating charges) | -----------------------
| Teak wood "Window" & Ventilator Shutter with 4mm thick pin headed glasses | Teak wood "Window" & Ventilator Shutter with 4mm thick pin headed glasses | OK | Teak wood "Window" & Ventilator Shutter with 4mm thick pin headed glasses | Teakwood glazed window and ventilators shutters 6.25x3.12 cm styles and rails and 4mm thick ground or frosted glass for panels including labour charges and cost of furniture fittings as per schedule ‘E’ and directed by the departmental officers. | [16 empty] | 0 | Teak wood "Window" & Ventilator Shutter with 4mm thick pin headed glasses | -----------------------
| a. Window: 135 cm ht. | a. Window: 135 cm ht. | OK | a. Window: 135 cm ht. | 0 | 3235.61 | Sqm. | [14 empty] | 0 | a. Window: 135 cm ht. | -----------------------
| b. Window: 120 cm ht. | b. Window: 120 cm ht. | OK | b. Window: 120 cm ht. | 0 |  | Sqm. | [14 empty] | 0 | b. Window: 120 cm ht. | -----------------------
| c. Window: 105 cm ht. | c. Window: 105 cm ht. | OK | c. Window: 105 cm ht. | 0 | 3417.82 | Sqm. | [14 empty] | 0 | c. Window: 105 cm ht. | -----------------------
| d. Ventilator: (90 x 60 cm) | d. Ventilator: (90 x 60 cm) | OK | d. Ventilator: (90 x 60 cm) | 0 | 2552.9 | Sqm. | [14 empty] | 0 | d. Ventilator: (90 x 60 cm) | -----------------------
| d. Ventilator: (75 x 75 cm) | d. Ventilator: (75 x 75 cm) | OK | d. Ventilator: (75 x 75 cm) | (e) tw. glazed ventilators swing type to suit over all size 75x75cm | 2203.28 | Sqm. | [14 empty] | 0 | d. Ventilator: (75 x 75 cm) | -----------------------
22.3.2 | MDF board (18mm thick) double leaf shutters with TW frame for cup board/ ward robes. | MDF board (18mm thick) double leaf shutters with TW frame for cup board/ ward robes. | OK | MDF board (18mm thick) double leaf shutters with TW frame for cup board/ ward robes. | 0 | 2060.92 | Sqm | [14 empty] | 0 | MDF board (18mm thick) double leaf shutters with TW frame for cup board/ ward robes. | -----------------------
| T.W. frame & TW styles & rails with BWR double leaf shutters for cup board/ ward robes including two coat enamel paint & one coat primer. | T.W. frame & TW styles & rails with BWR double leaf shutters for cup board/ ward robes including two coat enamel paint & one coat primer. | OK | T.W. frame & TW styles & rails with BWR double leaf shutters for cup board/ ward robes including two coat enamel paint & one coat primer. | Providing T.W. double leaf shutters for cupboard/ward robes with 9mm thick phenol bonded bwr grade plywood as per is 303-1989 (general) with is 5539-1969 (for preservative treatment) and is 848-1974 (for adhesive) with relevant is specifications and its latest amendment for shutters. the all round frame made up of TW scantling of 75mmx37.50mm and the styles made up of TW scantlings of 75mm x 37.50mm and shutter middle rail (horizontal) made up of TW scantling of 150mm x37.50mm including cost of plywood and labour for fixing in position, cost of materials, aluminium furniture fittings such as 6 nos. of 3" of aluminium butt hinges, 2 nos. of 4" x 5/8" aluminium tower bolt,2 nos of 4" ornamental handle, lock and key arrangements (leaver type) of best approved quality with brass screws and also painting with two coats of approved first class synthetic enamel ready mixed paint over one coat of wood primer of approved quality all complete and as directed by the departmental officers (the lock and key, bwr plywood quality and shade and other fittings should be got approved by the executive engineer before use) | 3907.97 | Sqm | [13 empty] | 4 | 0 | T.W. frame & TW styles & rails with BWR double leaf shutters for cup board/ ward robes including two coat enamel paint & one coat primer. | -----------------------
22.8 | MDF board door shutters (35mm thick) exterior grade both side laminated with external lipping. | MDF board door shutters (35mm thick) exterior grade both side laminated with external lipping. | OK | MDF board door shutters (35mm thick) exterior grade both side laminated with external lipping. | supplying and fixing of medium density fibre (mdf) board - exterior grade - both side prelaminated, 35mm thick conforming to is 12406/1969 with 35 x 12 mm t.w. wood external lipping alround edges with dried soft wood for single leaf door shutter including cost and labour for fixing the furniture fittings as per schedule ‘e’ etc., complete and as directed by the departmental officers (the mdf board quality, shade and other fittings should be got approved by the executive engineer before use). | [16 empty] | 0 | MDF board door shutters (35mm thick) exterior grade both side laminated with external lipping. | -----------------------
| a. 1000X2100mm. | a. 1000X2100mm. | OK | a. 1000X2100mm. MDF board door shutters (35mm thick) exterior grade both side laminated with external lipping. | a. 1000X2100mm. | 2895.86 | Sqm | [14 empty] | 0 | a. 1000X2100mm. MDF board door shutters (35mm thick) exterior grade both side laminated with external lipping. | -----------------------
| b. 900X2100mm. | b. 900X2100mm. | OK | b. 900X2100mm. MDF board door shutters (35mm thick) exterior grade both side laminated with external lipping. | b. 900X2100mm. | 2936.45 | Sqm | [14 empty] | 0 | b. 900X2100mm. MDF board door shutters (35mm thick) exterior grade both side laminated with external lipping. | -----------------------
| c.1200X2100mm. | c.1200X2100mm. | OK | c.1200X2100mm. MDF board door shutters (35mm thick) exterior grade both side laminated with external lipping. | c.1200X2100mm. |  | Sqm | [14 empty] | 0 | c.1200X2100mm. MDF board door shutters (35mm thick) exterior grade both side laminated with external lipping. | -----------------------
| TW panelled single door shutter with brass fittings. | TW panelled single door shutter with brass fittings. | OK | TW panelled single door shutter with brass fittings. | Supplying and fixing of Best Indian Teakwood panelled door shutters single leaf in position using 75mm x 37.5mm styles and 4 nos of 150x37.5mm rails (top, middle, bottom and lock rail) 2 nos of 75mmx37.5mm vertical shorter styles and 18.75mm thick planks for panels including cost and labour for fixing the aliminium furniture fittings such as 1nos of door handle with CP screws, 3nos of 5" Butt hinges, 2nos of 6"x1/2" Tower bolt, 1no 10"x5/8" aldrop, 1nos nylon bush and 1nos door stopper etc., all complete and as directed by the departmental officers | [16 empty] | 0 | TW panelled single door shutter with brass fittings. | -----------------------
| a. 1000X2100mm.(Single leaf) For Qtrs | a. 1000X2100mm.(Single leaf) For Qtrs | OK | a. 1000X2100mm.(Single leaf) For Qtrs | a. 1000X2100mm.(Single leaf) For Qtrs | 5610.61 | Sqm | [14 empty] | 0 | a. 1000X2100mm.(Single leaf) For Qtrs | -----------------------
| b.1200x2400mm | b.1200x2400mm | OK | b.1200x2400mm | b.1200x2400mm | [16 empty] | 0 | b.1200x2400mm | -----------------------
|  |  |  | C. 0.75X2100mm.(Single leaf) | C. 0.75X2100mm.(Single leaf) | 5524.96 | [16 empty] | C. 0.75X2100mm.(Single leaf) | -----------------------
| a. 1200X2100mm.(Single leaf) Four horizontal Panel | a. 1200X2100mm.(Single leaf) Four horizontal Panel | OK | a. 1200X2100mm.(Single leaf) Four horizontal Panel | a. 1200X2100mm.(Single leaf) Four horizontal Panel | 4875.35 | Sqm | [14 empty] | 0 | a. 1200X2100mm.(Single leaf) Four horizontal Panel | ERRR
| a. 1200X2100mm.(Single leaf) Five horizontal Panel | a. 1200X2100mm.(Single leaf) Five horizontal Panel | OK | a. 1200X2100mm.(Single leaf) Five horizontal Panel | a. 1200X2100mm.(Single leaf) Five horizontal Panel | 5171.02 | Sqm | [14 empty] | 0 | a. 1200X2100mm.(Single leaf) Five horizontal Panel | ERRR
| b. 900X2100mm without Brass fittings ( Single leaf) | b. 900X2100mm without Brass fittings ( Single leaf) | OK | b. 900X2100mm without Brass fittings ( Single leaf) | b. 900X2100mm without Brass fittings ( Single leaf) | 4672.99 | Sqm | [14 empty] | 0 | b. 900X2100mm without Brass fittings ( Single leaf) | -----------------------
| TW double leaves shutter with Brass Fittings | TW double leaves shutter with Brass Fittings | OK | TW double leaves shutter with Brass Fittings | 0 | [16 empty] | 0 | TW double leaves shutter with Brass Fittings | -----------------------
| TW double leaves shutter of size 2000X2400mm.(Double leaves) with Brass fittings | TW double leaves shutter of size 2000X2400mm.(Double leaves) with Brass fittings | OK | TW double leaves shutter of size 2000X2400mm.(Double leaves) with Brass fittings | 0 | 4937.9 | Sqm | [14 empty] | 0 | TW double leaves shutter of size 2000X2400mm.(Double leaves) with Brass fittings | -----------------------
| TW panelled door double leaves shutter with brass fittings of size . 2000X2100mm. Thiruvarur AR Garage | TW panelled door double leaves shutter with brass fittings of size . 2000X2100mm. Thiruvarur AR Garage | OK | TW panelled door double leaves shutter with brass fittings of size . 2000X2100mm. Thiruvarur AR Garage | 0 | 5184.83 | Sqm | [14 empty] | 0 | TW panelled door double leaves shutter with brass fittings of size . 2000X2100mm. Thiruvarur AR Garage | -----------------------
| TW double leaves shutter of size with brass fittings a.1800 x 2100mm For PS | TW double leaves shutter of size with brass fittings a.1800 x 2100mm For PS | OK | TW double leaves shutter of size with brass fittings a.1800 x 2100mm For PS | 0 | 5418.92 | Sqm | [14 empty] | 0 | TW double leaves shutter of size with brass fittingsa.1800 x 2100mm For PS | ERRR
| a. 1500X2400mm.(Double leaves) with Brass Screws only ( DPO Ariyalur) | a. 1500X2400mm.(Double leaves) with Brass Screws only ( DPO Ariyalur) | OK | a. 1500X2400mm.(Double leaves) with Brass Screws only ( DPO Ariyalur) | 0 | 6049.48 | Sqm | [14 empty] | 0 | a. 1500X2400mm.(Double leaves) with Brass Screws only ( DPO Ariyalur) | -----------------------
| a. 1500X2100mm.(Double leaves) with Brass fittings | a. 1500X2100mm.(Double leaves) with Brass fittings | OK | a. 1500X2100mm.(Double leaves) with Brass fittings | 0 | 5731.62 | Sqm | [14 empty] | 0 | a. 1500X2100mm.(Double leaves) with Brass fittings | -----------------------
| TW panelled door double leaves shutter with brass fittings of size . 1200X2100mm.( Crime & Traffic) | TW panelled door double leaves shutter with brass fittings of size . 1200X2100mm.( Crime & Traffic) | OK | TW panelled door double leaves shutter with brass fittings of size . 1200X2100mm.( Crime & Traffic) | 0 | 6085.64 | Sqm | [14 empty] | #REF! | TW panelled door double leaves shutter with brass fittings of size . 1200X2100mm.( Crime & Traffic) | -----------------------
| TW paneled door shutter size 2400 x 2400mm with french window (two end fixed 5.5mm thick glass and doble leaf shutter , Trichy Community hall ) | TW paneled door shutter size 2400 x 2400mm with french window (two end fixed 5.5mm thick glass and doble leaf shutter , Trichy Community hall ) | OK | TW paneled door shutter size 2400 x 2400mm with french window (two end fixed 5.5mm thick glass and doble leaf shutter , Trichy Community hall ) | 0 | #REF! | Each | [14 empty] | 0 | TW paneled door shutter size 2400 x 2400mm with french window (two end fixed 5.5mm thick glass and doble leaf shutter , Trichy Community hall ) | -----------------------
| TW styles & rails with 9mm thick BWR single and Double leaf shutters with brass screws | TW styles & rails with 9mm thick BWR single and Double leaf shutters with brass screws | OK | TW styles & rails with 9mm thick BWR single and Double leaf shutters with brass screws | Supplying and fixing of best indian TW single leaf panelled door shutters using 9 mm thick phenol bonded BWR grade plywood as per IS 303-1989 (general) with IS 5539-1969 (for preservative treatment and IS 848 –1974 (for adhesives) with relevant IS specification and its latest amendments for shutters with 75mmx37.50mm teak wood styles and 3 nos.of 150x37.50 mm tw rails (top, bottom and lock rails) using the above panels including labour charges and cost of furniture fittings as per schedule ‘E’ with brass screws and as directed by the departmental officers (The quality of BWR plywood should be got approved from the Executive Engineer before use).0 | [16 empty] | 0 | TW styles & rails with 9mm thick BWR single and Double leaf shutters with brass screws | -----------------------
| TW styles & rails with 9mm thick BWR single leaf shutters with brass screws size of 1200 x 2100 mm | TW styles & rails with 9mm thick BWR single leaf shutters with brass screws size of 1200 x 2100 mm | OK | TW styles & rails with 9mm thick BWR single leaf shutters with brass screws size of 1200 x 2100 mm | 1200 x 2100 mm | 3009.45 | Sqm | [14 empty] | 0 | TW styles & rails with 9mm thick BWR single leaf shutters with brass screws size of 1200 x 2100 mm | -----------------------
| TW styles & rails with 9mm thick BWR single leaf shutters with brass screws size of 1000 x 2100 mm | TW styles & rails with 9mm thick BWR single leaf shutters with brass screws size of 1000 x 2100 mm | OK | TW styles & rails with 9mm thick BWR single leaf shutters with brass screws size of 1000 x 2100 mm | 1000 x 2100 mm | 3199.01 | Sqm | [14 empty] | 0 | TW styles & rails with 9mm thick BWR single leaf shutters with brass screws size of 1000 x 2100 mm | -----------------------
| TW styles & rails with 9mm thick BWR single leaf shutters with brass screws size of 900 x 2100 mm | TW styles & rails with 9mm thick BWR single leaf shutters with brass screws size of 900 x 2100 mm | OK | TW styles & rails with 9mm thick BWR single leaf shutters with brass screws size of 900 x 2100 mm | 0900 x 2100 mm | 3311.83 | Sqm | [14 empty] | 0 | TW styles & rails with 9mm thick BWR single leaf shutters with brass screws size of 900 x 2100 mm | -----------------------
| TW styles & rails with 9mm thick BWR single leaf shutters with brass screws size of 750 x 2100 mm | TW styles & rails with 9mm thick BWR single leaf shutters with brass screws size of 750 x 2100 mm | OK | TW styles & rails with 9mm thick BWR single leaf shutters with brass screws size of 750 x 2100 mm | 750 x 2100 mm | 3731.35 | Sqm | [14 empty] | 0 | TW styles & rails with 9mm thick BWR single leaf shutters with brass screws size of 750 x 2100 mm | -----------------------
| TW styles & rails with 9mm thick BWR Double leaves shutters with brass screws size of 1500 x 2100 mm | TW styles & rails with 9mm thick BWR Double leaves shutters with brass screws size of 1500 x 2100 mm | OK | TW styles & rails with 9mm thick BWR Double leaves shutters with brass screws size of 1500 x 2100 mm | 1500 x 2100 mm |  | Sqm | [14 empty] | 0 | TW styles & rails with 9mm thick BWR Double leaves shutters with brass screws size of 1500 x 2100 mm | -----------------------
21.5.2 | Supply and Fixing Soild UPVC door Shutter with frame | Supply and Fixing Soild UPVC door Shutter with frame | OK | Supply and Fixing Soild UPVC door Shutter with frame | Providing and fixing of factory made unplasticizied polyvinyl chloride (upvc) door frame of size 50X47MM with a wall thickness of 5MM, made out of extruded 5MM rigid upvc foam sheet, mitered at two corners and joined with 2 nos. Of 150MM long brackets of 15X15MM m.s square tube. The two vertical and horizontal door profiles are to be reinforced with 19X19MM m.s square tube of 19 gauges with primer coat. The door frame shall be fixed to the wall using 65MM/100MM long m.s screw through the frame by using pvc fasteners. A minimum of 4 nos. Screws to be provided for each vertical member and minimum 2 nos. For horizontal member etc., providing and fixing of 30MM thick factory made door shutter with unplasticized polyvinyl chloride (upvc) solid panel foam sheet, structured with m.s.tube of 19 gauge thickness and size 19MM x 19MM for styles and 15MM x 15MM for top rail and bottom rail. Paneling of 5MM thick upvc one side printed lamination single sheet to be fitted in the m.s.frame welded / sealed to the styles and rails covered with 5MM thick heat moulded upvc ‘c’ channel of 30MMX50MM and 5MM thick 75MM wide upvc sheet for top rail, lock rail and bottom rail on either side and 10MM (5MM x 2 nos.) Thick, 20MM wide cross upvc sheet as gap insert for top rail and bottom rail, and joined together with pvc solvent cement adhesive. An additional 5mm thick upvc strip of 20mm width is to be stuck on the interior side of the ‘c’ channel using pvc solvent cement adhesive. The cost and labour charges for fixing of 3 nos. 4” ss butt hinges and aluminium furniture fitting such as 1 no. 4” tower bolt, 1 no.5” aldrop, 2 nos. 6” flat ‘d’ type handle, etc are included. The fitting provided shall bear isi marks. To ensure the genuinity of product, the door set should have 4 numbers of manufacturer’s logo hologram of approved brand, each at frame, style, rail and inner panel. (the quality and brand of door shutter and furniture fittings should be got approved by the executive engineer before use) | 2828 | Sqm | [14 empty] | 0 | Supply and Fixing Soild UPVC door Shutter with frame | -----------------------
23.2.1 | 4mm thick pin headed Glass panels with Aluminium beedings | 4mm thick pin headed Glass panels with Aluminium beedings | OK | 4mm thick pin headed Glass panels with Aluminium beedings | Supplying and fixing of 4mm thick pin headed glass panels with aluminium anodized 'U' shape beeding of size 12x12 mm with 107 gram in average weight for 1 m length with aluminium bolts and nuts for the shutters of the steel windows already supplied to suit all the size and as directed by the departmental officers.(The quality of glass and aluminium beeding should be got approved from the executive engineer before use) | 696.5 | Sqm | [14 empty] | 0 | 4mm thick pin headed Glass panels with Aluminium beedings | -----------------------
| Cuddappa slab 20 mm tk.for kitchen hearth slab. | Cuddappa slab 20 mm tk.for kitchen hearth slab. | OK | Cuddappa slab 20 mm tk.for kitchen hearth slab. | supplying cuddappah slab of 20mm thick and laying in cm 1:3, 12mm thick over the rcc platform for kitchen hearth slab including finishing and fixing in position complying with relevant standard specifications etc., complete in the following floors (measurement will be taken including bearing also) as directed by the departmental officers (quality of cuddappah slab shall be got approved by the executive engineer before fixing. | [16 empty] | 0 | Cuddappa slab 20 mm tk.for kitchen hearth slab. | -----------------------
| a. In Ground floor | a. In Ground floor | OK | a. In Ground floor Cuddappa slab 20 mm tk.for kitchen hearth slab. | (a) In Ground floor | 555.12 | Sqm. | [14 empty] | 0 | a. In Ground floor Cuddappa slab 20 mm tk.for kitchen hearth slab. | -----------------------
| b. In First floor | b. In First floor | OK | b. In First floor Cuddappa slab 20 mm tk.for kitchen hearth slab. | (b) in first floor | 558.84 | Sqm. | [14 empty] | 0 | b. In First floor Cuddappa slab 20 mm tk.for kitchen hearth slab. | -----------------------
| c. In Second floor | c. In Second floor | OK | c. In Second floor Cuddappa slab 20 mm tk.for kitchen hearth slab. | (c) in second floor | 562.56 | Sqm. | [14 empty] | 0 | c. In Second floor Cuddappa slab 20 mm tk.for kitchen hearth slab. | -----------------------
| d. In Third floor | d. In Third floor | OK | d. In Third floor Cuddappa slab 20 mm tk.for kitchen hearth slab. | (d) in third floor | 566.28 | Sqm. | [14 empty] | 0 | d. In Third floor Cuddappa slab 20 mm tk.for kitchen hearth slab. | -----------------------
| e. In Fourth floor | e. In Fourth floor | OK | e. In Fourth floor Cuddappa slab 20 mm tk.for kitchen hearth slab. | (e) in fourth floor | 570 | Sqm. | [14 empty] | 0 | e. In Fourth floor Cuddappa slab 20 mm tk.for kitchen hearth slab. | -----------------------
| Cuddappa slab 20 mm tk.for C/B slab. | Cuddappa slab 20 mm tk.for C/B slab. | OK | Cuddappa slab 20 mm tk.for C/B slab. | Providing cuddappah slab of 20mm thick, finishing with two sides for cupboard, wardrobes shelves, and other similar works including finishing and fixing in position complying with relevant standard specifications etc., complete in the following floors (measurement will be taken including bearing also) as directed by the departmental officers (quality of cuddappah slab shall be got approved by the executive engineer before fixing) | [16 empty] | * | Cuddappa slab 20 mm tk.for C/B slab. | -----------------------
| a. Ground floor | a. Ground floor | OK | a. Ground floor Cuddappa slab 20 mm tk.for C/B slab. | (a) In Ground floor | 513.35 | Sqm. | [13 empty] | 9 | 4653.63 | a. Ground floor Cuddappa slab 20 mm tk.for C/B slab. | -----------------------
| b. In First floor | b. In First floor | OK | b. In First floor Cuddappa slab 20 mm tk.for C/B slab. | (b) in first floor | 517.07 | Sqm. | [14 empty] | 0 | b. In First floor Cuddappa slab 20 mm tk.for C/B slab. | -----------------------
| c. In Second floor | c. In Second floor | OK | c. In Second floor Cuddappa slab 20 mm tk.for C/B slab. | (c) in second floor | 520.79 | Sqm. | [14 empty] | 0 | c. In Second floor Cuddappa slab 20 mm tk.for C/B slab. | -----------------------
| d. In Third floor | d. In Third floor | OK | d. In Third floor Cuddappa slab 20 mm tk.for C/B slab. | (d) in third floor | 524.51 | Sqm. | [14 empty] | 0 | d. In Third floor Cuddappa slab 20 mm tk.for C/B slab. | -----------------------
| e. In Fourth floor | e. In Fourth floor | OK | e. In Fourth floor Cuddappa slab 20 mm tk.for C/B slab. | (e) in fourth floor | 528.23 | Sqm. | [14 empty] | 0 | e. In Fourth floor Cuddappa slab 20 mm tk.for C/B slab. | -----------------------
| Cuddappa slab 40 mm tk.for C/B slab. | Cuddappa slab 40 mm tk.for C/B slab. | OK | Cuddappa slab 40 mm tk.for C/B slab. | Providing cuddappah slab of 40mm thick finishing with two sides for cupboard, sunshade, wardrobes, shelves, side slabs of boxing around windows, kitchen platform slabs, sink and other similar works including finishing and fixing in position complying with relevant standard specifications etc., complete in the following floors (measurement will be taken including bearing also) as directed by the departmental officers (quality of cuddappah slab shall be got approved by the executive engineer before fixing. cuddappah sunshade shall be provided with cuddappah beeding of required size to prevent rain water in the rooms without any extra cost) | [16 empty] | 0 | Cuddappa slab 40 mm tk.for C/B slab. | -----------------------
| a. In Ground floor | a. In Ground floor | OK | a. In Ground floor Cuddappa slab 40 mm tk.for C/B slab. | (a) In Ground floor | 542.46 | Sqm. | [14 empty] | 0 | a. In Ground floor Cuddappa slab 40 mm tk.for C/B slab. | -----------------------
| b. In First floor | b. In First floor | OK | b. In First floor Cuddappa slab 40 mm tk.for C/B slab. | (b) in first floor | 546.24 | Sqm. | [14 empty] | 0 | b. In First floor Cuddappa slab 40 mm tk.for C/B slab. | -----------------------
| c. In Second floor | c. In Second floor | OK | c. In Second floor Cuddappa slab 40 mm tk.for C/B slab. | (c) in second floor | 553.67 | Sqm. | [14 empty] | 0 | c. In Second floor Cuddappa slab 40 mm tk.for C/B slab. | -----------------------
| d. In Third floor | d. In Third floor | OK | d. In Third floor Cuddappa slab 40 mm tk.for C/B slab. | (d) in third floor | 561.1 | Sqm. | [14 empty] | 0 | d. In Third floor Cuddappa slab 40 mm tk.for C/B slab. | -----------------------
| e. In Fourth floor | e. In Fourth floor | OK | e. In Fourth floor Cuddappa slab 40 mm tk.for C/B slab. | (e) in fourth floor | 568.53 | [15 empty] | 0 | e. In Fourth floor Cuddappa slab 40 mm tk.for C/B slab. | -----------------------
| Cuddappa slab 40 mm tk.for Sunshade. | Cuddappa slab 40 mm tk.for Sunshade. | OK | Cuddappa slab 40 mm tk.for Sunshade. | 0 | [16 empty] | 0 | Cuddappa slab 40 mm tk.for Sunshade. | -----------------------
| a. In Ground floor | a. In Ground floor | OK | a. In Ground floor | 0 | 1753.93 | Sqm. | [14 empty] | 0 | a. In Ground floor | -----------------------
| b. In First floor | b. In First floor | OK | b. In First floor | 0 | 1761.36 | Sqm. | [14 empty] | 0 | b. In First floor | -----------------------
| c. In Second floor | c. In Second floor | OK | c. In Second floor | (c) in first floor | 1768.79 | Sqm. | [14 empty] | 0 | c. In Second floor | -----------------------
| d. In Third floor | d. In Third floor | OK | d. In Third floor | (d) in second floor | 1776.22 | Sqm. | [14 empty] | 0 | d. In Third floor | -----------------------
| e. In Fourth floor | e. In Fourth floor | OK | e. In Fourth floor | 0 | 1783.65 | Sqm. | [14 empty] | 0 | e. In Fourth floor | -----------------------
29.8 | Glazed tiles using Grout (Tile Joint Filler) | Glazed tiles using Grout (Tile Joint Filler) | OK | Glazed tiles using Grout (Tile Joint Filler) | Supplying and fixing of colour glazed tiles of size 100x200x6mm (best approved quality and the same shall be got approved from the executive engineer before using) over cement plastering in cm 1:2 (one of cement and two of sand) 10mm thick including fixing in position, cutting the tiles to the required size wherever necessary, pointing the joints with grout (tile joint filler), curing, finishing etc., all complete and as directed by the departmental officers. (the brand quality of tiles should be got approved from the executive engineer before use). | 1173.39 | Sqm | [13 empty] | 13 | 13473.98 | Glazed tiles using Grout (Tile Joint Filler) | -----------------------
| Floor ceramic tiles using Grout (Tile Joint Filler). | Floor ceramic tiles using Grout (Tile Joint Filler). | OK | Floor ceramic tiles using Grout (Tile Joint Filler). | Supplying and fixing of ceramic tiles for flooring and other similar works (best approved quality, colour and shade shall be got approved from the executive engineer before using) over cement mortor 1:3 (one of cement and three of sand) 20mm thick including fixing in position, cutting the tiles to the required size wherever necessary, pointing the joints with grout (tile joint filler), curing, finishing etc., all complete and as directed by the departmental officers. | 1036.46 | Sqm | [14 empty] | 0 | Floor ceramic tiles using Grout (Tile Joint Filler). | -----------------------
29.9 | Floor ceramic tiles (Anti-skid) using Grout (Tile Joint Filler). | Floor ceramic tiles (Anti-skid) using Grout (Tile Joint Filler). | OK | Floor ceramic tiles (Anti-skid) using Grout (Tile Joint Filler). | Supplying and laying of ceramic tiles (Anti-Skid) for flooring and other similar works (best approved quality, colour and shade shall be got approved from the executive engineer before using) over cement mortor 1:3 (one of cement and three of sand) 20mm thick including fixing in position, cutting the tiles to the required size wherever necessary, pointing the joints with grout (tile joint filler), curing, finishing etc., all complete and as directed by the departmental officers. (the brand quality of tiles should be got approved from the executive engineer before use). | 1036.46 | Sqm | [14 empty] | 0 | Floor ceramic tiles (Anti-skid) using Grout (Tile Joint Filler). | -----------------------
38.4 | Two coat of cement paint over one coat white cement | Two coat of cement paint over one coat white cement | OK | Two coat of cement paint over one coat white cement | Painting two coats using approved quality of best cement paint over the priming coat on cement plastered / concrete wall surfaces, ceiling or other similar works including cost of cement paints, putty, brushes, watering, curing, etc., all complete and as directed by the departmental officers (paints and its shade shall be got approved from the executive engineer before using) | 108.13 | Sqm | [14 empty] | 0 | Two coat of cement paint over one coat white cement | -----------------------
38.5 | Matt paint | Matt paint | OK | Matt paint | 0 | 141.14 | Sqm | [14 empty] | 0 | Matt paint | -----------------------
38.6 | One coat white cement for new walls and other similar works. | One coat white cement for new walls and other similar works. | OK | One coat white cement for new walls and other similar works. | Painting primer coat using approved quality of white cement over the cement plastered / concrete wall surfaces, ceiling or other similar works including cost of white cement, putty, brushes, watering, curing, etc., all complete and as directed by the departmental officers. | 50.62 | Sqm | [14 empty] | 0 | One coat white cement for new walls and other similar works. | -----------------------
42 | Fabrication of Mild steel / RTS grills (with cement slurry wash) for all sizes of rods. | Fabrication of Mild steel / RTS grills (with cement slurry wash) for all sizes of rods. | OK | Fabrication of Mild steel / RTS grills (with cement slurry wash) for all sizes of rods. | supplying, fabricating and placing in position of mild steel grills/ribbed tor steels of all diameters for reinforcement for all floors including cost of binding wire, bending, tying and applying one coat of cement slurry etc., all complete in all respects. | 71587.1 | MT | [14 empty] | 0 | Fabrication of Mild steel / RTS grills(with cement slurry wash) for all sizes of rods. | ERRR
43 | Fabrication of Mild steel / RTS grills (without cement slurry) for all sizes of rods. | Fabrication of Mild steel / RTS grills (without cement slurry) for all sizes of rods. | OK | Fabrication of Mild steel / RTS grills (without cement slurry) for all sizes of rods. | Supplying, fabricating and placing in position of mild steel grills/ribbed tor steels for reinforcement for all floors including cost of binding wire, bending, tying etc., all complete and as directed by the departmental officers. | 69949.8 | MT | [14 empty] | 0 | Fabrication of Mild steel / RTS grills (without cement slurry) for all sizes of rods. | ERRR
44.6 | PVC SWR 110 mm dia with ISI mark type- A for Rain water down fall pipe | PVC SWR 110 mm dia with ISI mark type- A for Rain water down fall pipe | OK | PVC SWR 110 mm dia with ISI mark type- A for Rain water down fall pipe | Supplying and fixing of 110mm dia PVC SWR pipe with ISI mark confirming to IS 13952:1992- type 'A for rain water down fall pipe with relevant specials such as gratings, shoes, bends, offsets confirming to is 14735 including jointing with seal ring confirming is 5382 with leaving a gap about 10mm to allow thermal expansion with necessary clamps, teak wood plugs, etc., of approved quality and including fixing C.I. gratings at the junction of parapet and floor or roof slab etc., including finishing etc., complete complying with relevant standard specifications. | 310.9 | Rmt | [13 empty] | 15 | 5304.9 | PVC SWR 110 mm dia with ISI mark type- A for Rain water down fall pipe | -----------------------
50.6 | Precast slab 50 mm tk.in C.C. 1:3:6 with fibre | Precast slab 50 mm tk.in C.C. 1:3:6 with fibre | OK | Precast slab 50 mm tk.in C.C. 1:3:6 with fibre | Supplying and fixing of fibre mixed precast slab of 50mm thick of all required shapes made in cement concrete 1:3:6 (one of cement, three of sand and six of 20mm hard broken stone jelly) using 20mm hard broken stone jelly mixed with secondary reinforcement fibre of approved quality at 0.25% by weight of cement (125gm of fibre for 1 bag i.e., 50kg of cement) used including cost of all materials, moulding, curing, transportation, laying, pointing etc., for approach road, pavement slab and other similar works etc., complete as per the relevant standard specifications and as directed by the departmental officers. (the shape of slab and brand and quality of fibre should be got approved from the executive engineer before use) | 353.66 | Sqm | [14 empty] | 0 | Precast slab 50 mm tk.in C.C. 1:3:6 with fibre | -----------------------
52.4 | 20mm dia PVC water supply ASTM pipe (fully consealed in walls) | 20mm dia PVC water supply ASTM pipe (fully consealed in walls) | OK | 20mm dia PVC water supply ASTM pipe (fully consealed in walls) | Supplying, laying, fixing and jointing the following pvc pipes as per ASTM-D-1785 of schedule 40 of wall thickness not less than the specified in is 4985 suitable for plumbing by threading of wall thickness including the cost of suitable pvc/gi specials/gm specials like elbow, tee reducers, plug, unions, bend, coupler, nipple/gm gate valve, check and wheel valve etc., wherever required above the ground level including the cost of teflon tape etc., fully concealed in walls to the proper gradient and alignment and redoing the chipped portion of masonry etc.,all complete and as directed by the departmental officers. (c) 20mm ASTM D schedule 40 threaded pvc pipe with necessary PVC/GI specials | 195.3 | Rmt | [14 empty] | 0 | 20mm dia PVC water supply ASTM pipe (fully consealed in walls) | -----------------------
53.4 | S&F of C.I Manhole cover 60 x 60 cm (50kg weight ) | S&F of C.I Manhole cover 60 x 60 cm (50kg weight ) | OK | S&F of C.I Manhole cover 60 x 60 cm (50kg weight ) | Supplying and fixing of C.I. manhole cover with locking arrangements of approved quality and brand of size 0.6 m x 0.6 m (50 kg) as per standard specifications including cost of material, labour charges for fixing etc. all complete and as directed by the departmental officers | 1828 | Each | [14 empty] | 0 | S&F of C.I Manhole cover 60 x 60 cm (50kg weight ) | -----------------------
| Wash Hand Basin of size 550 x 400 mm | Wash Hand Basin of size 550 x 400 mm | OK | Wash Hand Basin of size 550 x 400 mm | Supplying and fixing of porcelin wash hand basin (White), superior variety of size 550x400mm with all accessories such as powder coated cast iron brackets, 32mm dia c.p. waste coupling, rubber plug and aluminium chain, 32mm dia 'B' class G.I. PVC waste pipe, angle valve, 15mm dia nylon connection, 15mm dia brass nipples, 15mm C.P. pillar tap & required grating etc., complete in all respects (wash hand basin shall be got approved by the executive engineer before fixing). | 3004.83 | Each | [14 empty] | 0 | Wash Hand Basin of size 550 x 400 mm | -----------------------
54.3 | Supplying and fixing of Brass Chromium plated screw down tap 15mm dia (heavy type not less than 430 grms weight) with ISI mark. | Supplying and fixing of Brass Chromium plated screw down tap 15mm dia (heavy type not less than 430 grms weight) with ISI mark. | OK | Supplying and fixing of Brass Chromium plated screw down tap 15mm dia (heavy type not less than 430 grms weight) with ISI mark. | 0 | 202 | Each | [14 empty] | 0 | Supplying and fixing of Brass Chromium plated screw down tap 15mm dia (heavy type not less than 430 grms weight) with ISI mark. | ERRR
56.3 | S & F of Indian Water closet white glazed (Oriya type) of size 580 x 440mm - in G.F. | S & F of Indian Water closet white glazed (Oriya type) of size 580 x 440mm - in G.F. | OK | S & F of Indian Water closet white glazed (Oriya type) of size 580 x 440mm - in G.F. | 0 | 2944.29 | Each | [14 empty] | 0 | S & F of Indian Water closet white glazed (Oriya type) of size 580 x 440mm - in G.F. | -----------------------
56.4 | S & F of Indian Water closet white glazed (Oriya type) of size 580 x 440mm - Other than G.F. | S & F of Indian Water closet white glazed (Oriya type) of size 580 x 440mm - Other than G.F. | OK | S & F of Indian Water closet white glazed (Oriya type) of size 580 x 440mm - Other than G.F. | 0 | 4561.54 | Each | [14 empty] | 0 | S & F of Indian Water closet white glazed (Oriya type) of size 580 x 440mm - Other than G.F. | -----------------------
58.3 | PVC SWR pipe (Soil line) with ISI mark - type 'B'. | PVC SWR pipe (Soil line) with ISI mark - type 'B'. | OK | PVC SWR pipe (Soil line) with ISI mark - type 'B'. | Supplying and fixing the following dia PVC (SWR) pipe with ISI mark confirming to IS 13952:1992- type 'B' for soil line with relevant specials confirming to IS 14735 including jointing with seal ring confirming to IS 5382 with leaving a gap about 10mm to allow thermal expansion, fixing the pipes into walls with necessary wooden plug, screws, holding wherever necessary and making good of the dismantled portion with necessary connections to sanitary fittings etc., complete in all respects and as directed by the departmental officers. | [16 empty] | 0 | PVC SWR pipe (Soil line) with ISI mark - type 'B'. | -----------------------
| a. 110 mm dia. | a. 110 mm dia. | OK | a. 110 mm dia. PVC SWR pipe (Soil line) with ISI mark - type 'B'. | (a)110mm dia PVC SWR pipe including all required PVC specials etc., all complete., | 626.18 | Rmt | [14 empty] | 0 | a. 110 mm dia. PVC SWR pipe (Soil line) with ISI mark - type 'B'. | -----------------------
| b. 75 mm dia. | b. 75 mm dia. | OK | b. 75 mm dia. PVC SWR pipe (Soil line) with ISI mark - type 'B'. | (b) 75mm dia PVC SWR pipe including all required PVC specials etc., all complete., | 513.38 | Rmt | [14 empty] | 0 | b. 75 mm dia. PVC SWR pipe (Soil line) with ISI mark - type 'B'. | -----------------------
58.4 | Supplying, Laying & Concealing the 50mm dia PVC ( SWR) pipe with ISI mark type - 'B' with relevant specials. | Supplying, Laying & Concealing the 50mm dia PVC ( SWR) pipe with ISI mark type - 'B' with relevant specials. | OK | Supplying, Laying & Concealing the 50mm dia PVC ( SWR) pipe with ISI mark type - 'B' with relevant specials. | 0 | 81.2 | Rmt | [14 empty] | 0 | Supplying, Laying & Concealing the 50mm dia PVC ( SWR) pipe with ISI mark type - 'B' with relevant specials. | -----------------------
58.5 | PVC(SWR) pipe with ISI mark - type 'A' for Ventilating shaft with cowl | PVC(SWR) pipe with ISI mark - type 'A' for Ventilating shaft with cowl | OK | PVC(SWR) pipe with ISI mark - type 'A' for Ventilating shaft with cowl | 0 | 441.7 | Each | [14 empty] | 0 | PVC(SWR) pipe with ISI mark - type 'A' for Ventilating shaft with cowl | -----------------------
| Wiring with 1.5 sqmm PVC insulated single core multi strand fire retardant flexible copper cable with ISI mark confirming IS: 694:1990.( Ordinary) | Wiring with 1.5 sqmm PVC insulated single core multi strand fire retardant flexible copper cable with ISI mark confirming IS: 694:1990.( Ordinary) | OK | Wiring with 1.5 Sqm.m PVC insulated single core multi strand fire retardant flexible copper cable with ISI mark confirming IS: 694:1990.( Ordinary) | Wiring with 1.5 Sqm.m PVC insulated single core multi strand fire retardant flexible copper cable with ISI mark conforming to IS: 694/1990, 1.1 k.v. grade cable with continuous earth by means of 1.5 Sqm.m pvc insulated single core multi strand fire retardant flexible copper cable with ISI mark conforming to is: 694/1990, 1.1 k.v. grade cable in fully concealed PVC rigid conduit pipe heavy duty with isi mark with suitable size ms box of 1 no. (each) 16 g thick concealed and covered with 3mm thick laminated hylem sheet for 5 amps flush type switch including circuit mains, cost of all materials, specials etc., all complete | [16 empty] | 0 | Wiring with 1.5 Sqm.m PVC insulated single core multi strand fire retardant flexible copper cable with ISI mark confirming IS: 694:1990.( Ordinary) | -----------------------
| a. Light point with ceiling rose | a. Light point with ceiling rose | OK | a. Light point with ceiling rose Wiring with 1.5 Sqm.m PVC insulated single core multi strand fire retardant flexible copper cable with ISI mark confirming IS: 694:1990.( Ordinary) | (a) Light point with ceiling rose | 1340 | Each | [14 empty] | 0 | a. Light point with ceiling rose Wiring with 1.5 Sqm.m PVC insulated single core multi strand fire retardant flexible copper cable with ISI mark confirming IS: 694:1990.( Ordinary) | -----------------------
| b. Light point without ceiling rose | b. Light point without ceiling rose | OK | b. Light point without ceiling rose Wiring with 1.5 Sqm.m PVC insulated single core multi strand fire retardant flexible copper cable with ISI mark confirming IS: 694:1990.( Ordinary) | (b) Light point without ceiling rose | 1344 | Each | [14 empty] | 0 | b. Light point without ceiling rose Wiring with 1.5 Sqm.m PVC insulated single core multi strand fire retardant flexible copper cable with ISI mark confirming IS: 694:1990.( Ordinary) | -----------------------
| c. Calling bell point with Buzzer/Calling bell | c. Calling bell point with Buzzer/Calling bell | OK | c. Calling bell point with Buzzer/Calling bell Wiring with 1.5 Sqm.m PVC insulated single core multi strand fire retardant flexible copper cable with ISI mark confirming IS: 694:1990.( Ordinary) | (c) Point wiring for calling bell/ buzzer with push type switch | 1372 | Each | [14 empty] | 0 | c. Calling bell point with Buzzer/Calling bell Wiring with 1.5 Sqm.m PVC insulated single core multi strand fire retardant flexible copper cable with ISI mark confirming IS: 694:1990.( Ordinary) | -----------------------
65.1 | Wiring with 1.5 sqmm PVC insulated single core multi strand fire retardant flexible copper cable with ISI mark confirming IS: 694:1990 for Fan point. | Wiring with 1.5 sqmm PVC insulated single core multi strand fire retardant flexible copper cable with ISI mark confirming IS: 694:1990 for Fan point. | OK | Wiring with 1.5 Sqm.m PVC insulated single core multi strand fire retardant flexible copper cable with ISI mark confirming IS: 694:1990 for Fan point. | Wiring with 1.5 Sqm.m pvc insulated single core multi strand fire retardant flexible copper cable with ISI mark conforming to IS:694/1990, 1.1.k.v. grade cable with continuous earth by means of 1.5 Sqm.m PVC insulated single core multi strand fire retardant flexible copper cable with isi mark conforming to is:694/1990, 1.1.k.v. grade cable in fully concealed pvc rigid conduit pipe heavy duty with ISI mark with suitable size ms box of 16g thick concealed and covered with 3mm thick laminated hylem sheet for FAN POINT controlled by 5 amps flush type switch including circuit mains, cost of all materials, specials, etc., all complete | 1398 | Each | [14 empty] | 0 | Wiring with 1.5 Sqm.m PVC insulated single core multi strand fire retardant flexible copper cable with ISI mark confirming IS: 694:1990 for Fan point. | -----------------------
66.1 | Wiring with 1.5 sqmm PVC insulated single core multi strand fire retardant flexible copper cable with ISI mark confirming IS: 694:1990 for Staircase Light Point. | Wiring with 1.5 sqmm PVC insulated single core multi strand fire retardant flexible copper cable with ISI mark confirming IS: 694:1990 for Staircase Light Point. | OK | Wiring with 1.5 Sqm.m PVC insulated single core multi strand fire retardant flexible copper cable with ISI mark confirming IS: 694:1990 for Staircase Light Point. | wiring with 1.5 Sqm.m pvc insulated single core multi strand fire retardant flexible copper cable with isi mark conforming to is: 694/1990, 1.1.k.v. grade cable with continuous earth by means of 1.5 Sqm.m pvc insulated single core multi strand fire retardant flexible copper cable with isi mark conforming to is:694/1990, 1.1.k.v. grade cable in fully concealed pvc rigid conduit pipe heavy duty with isi mark with suitable size ms box of 16g thick concealed and covered with 3mm thick laminated hylem sheet for staircase light point controlled by 5 amps flush type two way switch including circuit mains, cost of all materials, specials, etc., all complete. | 2539.73 | Each | [14 empty] | 0 | Wiring with 1.5 Sqm.m PVC insulated single core multi strand fire retardant flexible copper cable with ISI mark confirming IS: 694:1990 for Staircase Light Point. | -----------------------
| Wiring with 1.5 sqmm PVC insulated single core multi strand fire retardant flexible copper cable with ISI mark confirming IS: 694:1990 for 5 amps 5 pin plug socket point @ Switch Board Itself. | Wiring with 1.5 sqmm PVC insulated single core multi strand fire retardant flexible copper cable with ISI mark confirming IS: 694:1990 for 5 amps 5 pin plug socket point @ Switch Board Itself. | OK | Wiring with 1.5 Sqm.m PVC insulated single core multi strand fire retardant flexible copper cable with ISI mark confirming IS: 694:1990 for 5 amps 5 pin plug socket point @ Switch Board Itself. | Wiring with 1.5 Sqm.m pvc insulated single core multi strand fire retardant flexible copper cable with isi mark conforming to is: 694/1990, 1.1.k.v. grade cable with continuous earth by means of 1.5 Sqm.m pvc insulated single core multi strand fire retardant flexible copper cable with isi mark conforming to is:694/1990,1.1.k.v. grade cable in fully concealed pvc rigid conduit pipe heavy duty with isi mark with suitable size ms box of 16g thick concealed and covered with 3mm thick laminated hylem sheet for 5 amps 5 pin plug socket point at SWITCH BOARD ITSELF including circuit mains, cost of all materials, specials, etc., all complete | 688 | Each | [14 empty] | 0 | Wiring with 1.5 Sqm.m PVC insulated single core multi strand fire retardant flexible copper cable with ISI mark confirming IS: 694:1990 for 5 amps 5 pin plug socket point @ Switch Board Itself. | -----------------------
68.2 | Wiring with 1.5 sqmm PVC insulated single core multi strand fire retardant flexible copper cable with ISI mark confirming IS: 694:1990 for 5 amps 5 pin plug socket point @ Convenient Places. | Wiring with 1.5 sqmm PVC insulated single core multi strand fire retardant flexible copper cable with ISI mark confirming IS: 694:1990 for 5 amps 5 pin plug socket point @ Convenient Places. | OK | Wiring with 1.5 Sqm.m PVC insulated single core multi strand fire retardant flexible copper cable with ISI mark confirming IS: 694:1990 for 5 amps 5 pin plug socket point @ Convenient Places. | Wiring with 1.5 Sqm.m PVC insulated single core multi strand fire retardant flexible copper cable with isi mark conforming to is: 694/1990, 1.1.k.v. grade cable with continuous earth by means of 1.5 sq.mm pvc insulated single core multi strand fire retardant flexible copper cable with isi mark conforming to is:694/1990, 1.1.k.v. grade cable in fully concealed pvc rigid conduit pipe heavy duty with isi mark with suitable size ms box of 1 no (each) 16g thick concealed and covered with 3mm thick laminated hylem sheet for 5 amps 5 pin plug socket point at CONVENIENT PLACES including circuit mains, cost of all materials, specials, etc., all complete | 932 | Each | [14 empty] | 0 | Wiring with 1.5 Sqm.m PVC insulated single core multi strand fire retardant flexible copper cable with ISI mark confirming IS: 694:1990 for 5 amps 5 pin plug socket point @ Convenient Places. | -----------------------
70.5 | S & F of Tube light fitting (patty type ) with Electronic ballast and 36 W slim tube light | S & F of Tube light fitting (patty type ) with Electronic ballast and 36 W slim tube light | OK | S & F of Tube light fitting (patty type ) with Electronic ballast and 36 W slim tube light | Supplying and fixing of patty type fluorescent tubular lamp with fitting of four feet long ordinary patti, electronic ballast, slim tube light of 36 watts and fixing the tube light fittings on teak wood round blocks of 75mm dia 40mm deep suspended from ceiling or mounted on the wall including cost of all materials and labour for fixing in position and as directed by the departmental officers. (the entire fittings should be got approved from the executive engineer before use) |  | Each | [14 empty] | 0 | S & F of Tube light fitting (patty type ) with Electronic ballast and 36 W slim tube light | -----------------------
| Supply and delivery of 48" (1200 mm) Fan with ISI mark with Eletronic Dimmer | Supply and delivery of 48" (1200 mm) Fan with ISI mark with Eletronic Dimmer | OK | Supply and delivery of 48" (1200 mm) Fan with ISI mark with Eletronic Dimmer | Supplying and delivery of following electric ceiling fan with ISI mark with blades and double ball bearing, capacitor, etc., complete with 300mm down rod, canopies, capacitor, shackle blades with electronic dimmer suitable for operation on 230 volts 50 htz single phase ac supply conforming to ISS no.374/79 and provided with insulation. (the brand should be got approved from the executive engineer before supply made). | 1284 | Each | [14 empty] | 0 | Supply and delivery of 48" (1200 mm) Fan with ISI mark with Eletronic Dimmer | -----------------------
| Run of 2 Wires of 4 sqmm PVC insulated single core multi strand fire retardant flexible copper cable with ISI mark confirming IS: 694:1990. | Run of 2 Wires of 4 sqmm PVC insulated single core multi strand fire retardant flexible copper cable with ISI mark confirming IS: 694:1990. | OK | Run of 2 Wires of 4 Sqm.m PVC insulated single core multi strand fire retardant flexible copper cable with ISI mark confirming IS: 694:1990. | Run off main with 2 wires of 4 Sqm.m PVC insulated single core multi strand fire retardant flexible copper cable with ISI mark conforming to is: 694/1990, 1.1 kv grade cable with continuous earth by means of 2.5 Sqm.m pvc insulated single core multi strand fire retardant flexible copper cable with ISI mark conforming to IS: 694/1990, 1.1. k.v. grade cable in fully concealed 19mm/20mm dia rigid PVC conduit pipe heavy duty with isi mark cost of all materials, specials etc., all complete. | 219 | Rmt | [14 empty] | 0 | Run of 2 Wires of 4 Sqm.m PVC insulated single core multi strand fire retardant flexible copper cable with ISI mark confirming IS: 694:1990. | -----------------------
77.5 | Run of 2 Wires of 1.5 sqmm PVC insulated single core multi strand fire retardant flexible copper cable with ISI mark confirming IS: 694:1990. | Run of 2 Wires of 1.5 sqmm PVC insulated single core multi strand fire retardant flexible copper cable with ISI mark confirming IS: 694:1990. | OK | Run of 2 Wires of 1.5 Sqm.m PVC insulated single core multi strand fire retardant flexible copper cable with ISI mark confirming IS: 694:1990. | Run off main with 2 wires of 1.5 sq.mm. PVC insulated single core multi strand fire retardant flexible copper cable with isi mark conforming to is: 694/1990, 1.1 kv grade cable with continuous earth by means of 1.5 sq.mm pvc insulated single core multi strand fire retardant flexible copper cable with isi mark conforming to is:694/1990, 1.1. k.v. grade cable in fully concealed 19mm/20mm dia rigid pvc conduit pipe heavy duty with isi mark cost of all materials, specials etc., all complete. | 172 | Rmt | [13 empty] | 15 | 3285 | Run of 2 Wires of 1.5 Sqm.m PVC insulated single core multi strand fire retardant flexible copper cable with ISI mark confirming IS: 694:1990. | -----------------------
| Run of 2 Wires of 2.5 sqmm PVC insulated single core multi strand fire retardant flexible copper cable with ISI mark confirming IS: 694:1990. | Run of 2 Wires of 2.5 sqmm PVC insulated single core multi strand fire retardant flexible copper cable with ISI mark confirming IS: 694:1990. | OK | Run of 2 Wires of 2.5 Sqm.m PVC insulated single core multi strand fire retardant flexible copper cable with ISI mark confirming IS: 694:1990 | Run off main with 2 wires of 2.5 Sqm.m PVC insulated single core multi strand fire retardant flexible copper cable with isi mark conforming to IS: 694/1990, 1.1 kv grade cable with continuous earth by means of 2.5 Sqm.m PVC insulated single core multi strand fire retardant flexible copper cable with isi mark conforming to is: 694/1990, 1.1 kv grade cable in fully concealed 19/20mm dia rigid pvc conduit pipe with isi mark etc. including cost of all materials, specials etc. all complete and as directed by the departmental officers. | 219 | Rmt | [14 empty] | 0 | Run of 2 Wires of 2.5 Sqm.m PVC insulated single core multi strand fire retardant flexible copper cable with ISI mark confirming IS: 694:1990 | -----------------------
| Run of 2 wires of 4 sqmm | Run of 2 wires of 4 sqmm | OK | Run of 2 wires of 4 Sqm.m | Run off main with 2 wires of 4 Sqm.m PVC insulated single core multi strand fire retardant flexible copper cable with ISI mark conforming to is: 694/1990, 1.1 kv grade cable with continuous earth by means of 2.5 Sqm.m pvc insulated single core multi strand fire retardant flexible copper cable with ISI mark conforming to IS: 694/1990, 1.1. k.v. grade cable in fully concealed 19mm/20mm dia rigid PVC conduit pipe heavy duty with isi mark cost of all materials, specials etc., all complete. | 219 | [16 empty] | Run of 2 wires of 4 Sqm.m | -----------------------
| 4 x 4 Sq mm copper PVC insulated unsheathed single core cable for 3 phase EB service connection | 4 x 4 Sq mm copper PVC insulated unsheathed single core cable for 3 phase EB service connection | OK | 4 x 4 Sq mm copper PVC insulated unsheathed single core cable for 3 phase EB service connection | 0 | 221 | Rmt | [14 empty] | 0 | 4 x 4 Sq mm copper PVC insulated unsheathed single core cable for 3 phase EB service connection | -----------------------
| Run of 4 Wires of 6 sqmm PVC insulated single core multi strand | Run of 4 Wires of 6 sqmm PVC insulated single core multi strand | OK | Run of 4 Wires of 6 Sqm.m PVC insulated single core multi strand | 0 | 403 | Rmt | [14 empty] | 0 | Run of 4 Wires of 6 Sqm.m PVC insulated single core multi strand | -----------------------
| Run of 4 Wires of 10 sqmm PVC insulated single core multi strand | Run of 4 Wires of 10 sqmm PVC insulated single core multi strand | OK | Run of 4 Wires of 10 Sqm.m PVC insulated single core multi strand | 0 | 518 | Rmt | [14 empty] | 0 | Run of 4 Wires of 10 Sqm.m PVC insulated single core multi strand | -----------------------
112.1 | S & F of Exsaust Fan 225mm dia | S & F of Exsaust Fan 225mm dia | OK | S & F of Exsaust Fan 225mm dia | Supplying and fixing of 225 mm dia sweep AC exhaust fan of approved ISI quality including necessary wall opening, fixing and finishing the wall opening and making good including cost of materials, labour for fixing, chipping and redoing necessary inter connection, scaffolding, hire charges for tools and plants etc., all complete and as directed by the departmental officers. | 1768 | Each | [14 empty] | 0 | S & F of Exsaust Fan 225mm dia | -----------------------
| Compact Fluoresent Lamp (CFL) | Compact Fluoresent Lamp (CFL) | OK | Compact Fluoresent Lamp (CFL) | 0 | [16 empty] | 0 | Compact Fluoresent Lamp (CFL) | -----------------------
| a. 14W bulb for Bath & WC | a. 14W bulb for Bath & WC | OK | a. 14W bulb for Bath & WC | 0 | 130 | Each | [14 empty] | 0 | a. 14W bulb for Bath & WC | -----------------------
| b. 18w bulb for Bulk Head fittings | b. 18w bulb for Bulk Head fittings | OK | b. 18w bulb for Bulk Head fittings | 0 | 170 | Each | [14 empty] | 0 | b. 18w bulb for Bulk Head fittings | -----------------------
| S & F of Bulk head fitting suitable for CFL | S & F of Bulk head fitting suitable for CFL | OK | S & F of Bulk head fitting suitable for CFL | 0 | 443 | Each | [14 empty] | 0 | S & F of Bulk head fitting suitable for CFL | -----------------------
44.2 | Rain water harvesting using defunct borewell and providing perforated cover slab | Rain water harvesting using defunct borewell and providing perforated cover slab | OK | Rain water harvesting using defunct borewell and providing perforated cover slab | 0 | [16 empty] | 0 | Rain water harvesting using defunct borewell and providing perforated cover slab | -----------------------
| a). Providing pit | a). Providing pit | OK | a). Providing pit Rain water harvesting using defunct borewell and providing perforated cover slab | Earth work excavation for providing Rain water Harvesting Pit of 1m dia and 600mm depth and filling the pit with 40mm stone jelly to a depth of 300mm from the top of the augering portion and filling with filling sand to a depth of 300mm over the stone jelly and covered with the precast rcc perforated slab of 40mm thick excluding the cost and fabrication of reinforcement grills but including precasting, moulding, curing, finishing and fixing in position etc., all complete and as directed by the departmental officers. | 1791.9 | Each | [14 empty] | 0 | a). Providing pit Rain water harvesting using defunct borewell and providing perforated cover slab | -----------------------
| b) Augering 30cm dia | b) Augering 30cm dia | OK | b) Augering 30cm dia Rain water harvesting using defunct borewell and providing perforated cover slab | Augering 30cm dia bore hole in all soils and sub soils required depth to providing rain water harvesting from the centre of the rain water harvesting pit already excavated and filling the auguering portion with 40mm size stone jelly etc., all complete and as directed by the departmental officers. | 398.31 | Rmt | [14 empty] | 0 | b) Augering 30cm dia Rain water harvesting using defunct borewell and providing perforated cover slab | -----------------------
257.1 | S&F of M.S. Angle of size 35x35x5mm for staircase steps | S&F of M.S. Angle of size 35x35x5mm for staircase steps | OK | S&F of M.S. Angle of size 35x35x5mm for staircase steps | 0 | 216.58 | Rmt | [14 empty] | 0 | S&F of M.S. Angle of size 35x35x5mm for staircase steps | -----------------------
344.2 | S&F of Bevelled edge mirror 500 x 400 x 5.5mm | S&F of Bevelled edge mirror 500 x 400 x 5.5mm | OK | S&F of Bevelled edge mirror 500 x 400 x 5.5mm | Supplying & fixing of bevelled edge mirror of approved quality and brand of size 500x400x5.5mm shelf type mounted in the pvc/fibre glass framed with necessary hard board backing including labour for fixing in position etc., complete and as directed by the departmental officers. | 375.7 | Each | [14 empty] | 0 | S&F of Bevelled edge mirror 500 x 400 x 5.5mm | -----------------------
383 | S&F of Cuddapah sink 600 x 600 x 200mm | S&F of Cuddapah sink 600 x 600 x 200mm | OK | S&F of Cuddapah sink 600 x 600 x 200mm | Supply, delivery and fixing of cuddappah slab sink of size 600mmx600mmx200mm thick 32mm dia ‘B’ class GI. waste water pipe and 32 mm dia CP. waste coupling (sample should be got approved by the executive engineer before use) true to spirit level including finishing neatly, and fixing in position complying with relevant standard specifications etc., complete in all floors. | 1000 | Each | [14 empty] | 0 | S&F of Cuddapah sink 600 x 600 x 200mm | -----------------------
383.1 | Providing single nosing to the edges of Granite slab (PWD SR/P.42) | Providing single nosing to the edges of Granite slab (PWD SR/P.42) | OK | Providing nosing to the edges of Granite slab | providing nosing to the edges of cuddapah slab of 20mm thick including labour, power consumption, tools & plants required, true to horizontal etc., for kitchen platform in all floors and as directed by the departmental officers. | 191.9 | Rmt | [14 empty] | 0 | Providing nosing to the edges of Granite slab | -----------------------
| Supply and fixing of PVC water supply (ASTM) a.50mm dia | Supply and fixing of PVC water supply (ASTM) a.50mm dia | OK | Supply and fixing of PVC water supply (ASTM) a.50mm dia | 0 | 256.5 | [15 empty] | 0 | Supply and fixing of PVC water supply (ASTM)a.50mm dia | ERRR
384 | S&F of PVC flushing cistern | S&F of PVC flushing cistern | OK | S&F of PVC flushing cistern | supplying and fixing of 10 litre capacity handle type pvc low level flushing tank (cistern - wall mounting type) of superior variety (white) with all fittings inclusive of cost of all materials, labour charges for fixing in position in appropriate level (suitable for iwc) as directed by the departmental officers and as per relevant standard specifications (the colour quality and brand should be got approved from the executive engineer before use) | 1460.73 | Each | [14 empty] | 0 | S&F of PVC flushing cistern | -----------------------
385 | S&F of cloth drying arrangement | S&F of cloth drying arrangement | OK | S&F of cloth drying arrangement | Providing cloth drying arrangements using 32mm dia GI pipe post with MS angle , Clamps& fixure hooks and labour charges for fixing of GI Pipe & screws etc., all complete and as directed by the departmental officers | 722.17 | Each | [14 empty] | 0 | S&F of cloth drying arrangement | -----------------------
238.1 | Anticorrosive treatment for window grills | Anticorrosive treatment for window grills | OK | Anticorrosive treatment for window grills | 0 | 2489.63 | MT | [14 empty] | 0 | Anticorrosive treatment for window grills | -----------------------
71.2 | Supplying and fixing of 32 AMPS Triple pole main switch | Supplying and fixing of 32 AMPS Triple pole main switch | OK | Supplying and fixing of 32 AMPS Triple pole main switch | supplying and fixing of 32 amps triple pole main switch with fuse and neutral link on a suitable well varnished teak wood board including necessary inter connection cost of all materials etc., all complete and as directed by the departmental officers. | 2007 | Each | [14 empty] | 0 | Supplying and fixing of 32 AMPS Triple pole main switch | -----------------------
80.1 | 450 x 375 x 20 mm thick TW plank | 450 x 375 x 20 mm thick TW plank | OK | 450 x 375 x 20 mm thick TW plank | Supplying and fixing of 1 no of 450x375x20mm thick tw plank well varnished with 3 nos. of 32 amps 250 volts grade parceling fuse unit and 1 no. copper earth plate of suitable size bolts and nuts on wall for eb service connections including cost of all materials etc., all complete | 165 | Each | [14 empty] | 0 | 450 x 375 x 20 mm thick TW plank | -----------------------
| 3 Nos.of 32Amps - Fuse Unit | 3 Nos.of 32Amps - Fuse Unit | OK | 3 Nos.of 32Amps - Fuse Unit | Supplying and fixing 3 Nos of 32amps 500 volts grade porcelain fuse unit on suitable teakwood plank varnished to be fixed on the top of pole eb street pole with necessary clamps including cost of all materials etc., all complete. | 725 | Each | [14 empty] | 0 | 3 Nos.of 32Amps - Fuse Unit | -----------------------
| 1 Nos.of 32Amps - Fuse Unit | 1 Nos.of 32Amps - Fuse Unit | OK | 1 Nos.of 32Amps - Fuse Unit | Supplying and fixing 1 Nos of 32 amps 500 volts grade porcelain fuse unit on suitable teakwood plank varnished to be fixed on the top of pole eb street pole with necessary clamps including cost of all materials etc., all complete. | 466 | Each | [14 empty] | 0 | 1 Nos.of 32Amps - Fuse Unit | -----------------------
87.1 | Supplying and delivery of Three phase ELCB/RCCB | Supplying and delivery of Three phase ELCB/RCCB | OK | Supplying and delivery of Three phase ELCB/RCCB | Supplying and fixing of electro mechanically operated three phase earth leakage circuit breaker/residual current circuit breaker (ELCB/RCCB) combined with over load and short circuit protection having a rupturing capacity of 6 ka with 30 milli amps fixed setting sensitivity and rates for 25 A in suitable sheet steel enclosure confirming to is 12640/1988 including cost of ELCB/RCCB on fully concealed suitable M.S box with necessary inter connections and earth connections using copper cable including cost of all materials etc., all complete | 2870 | Each | [14 empty] | 0 | Supplying and delivery of Three phase ELCB/RCCB | -----------------------
| Supply of G.I pipe 40mm dia 'B' Class | Supply of G.I pipe 40mm dia 'B' Class | OK | Supply of G.I pipe 40mm dia 'B' Class | Supply of GI pipe of 40mm dia ‘B’ class for eb service connection (Single phase) for passing through from top of house to the EB board. | 228.93 | Rmt | [14 empty] | 0 | Supply of G.I pipe 40mm dia 'B' Class | -----------------------
| Plastic Emulsion PAINT including primer for outer walls | Plastic Emulsion PAINT including primer for outer walls | OK | Plastic Emulsion PAINT including primer for outer walls | Painting the new walls with two coats of approved best ready mixed plastic emulsion paint in addition to one coat of approved primer coat over cement plastered wall surfaces and ceiling including cost of plastic emulsion paint, putty, brushers etc., all complete and as directed by the departmental officers (the emulsion paint and its shade should be got approved from the executive engineer before using) | 197.07 | Sqm | [14 empty] | 0 | Plastic Emulsion PAINT including primer for outer walls | -----------------------
38.4.1 | Two coat of OBD over one coat white cement for inner walls | Two coat of OBD over one coat white cement for inner walls | OK | Two coat of OBD over Two coat white cement for inner walls | Painting the new walls with two coats of Oil Bound Distemper over the existing primer coat of white cement of approved brand over new cement plastered wall surfaces including cost of paints, putty, brushes, watering, curing, etc., all complete as directed by the departmental officers (paints and its shade shall be got approved from the executive engineer before use) | 103.21 | Sqm | [14 empty] | 0 | Two coat of OBD over Two coat white cement for inner walls | -----------------------
| 2 x 4 Sqmm Copper PVC insulated unsheathed single core 1 KV grade cable for EB service single phase. | 2 x 4 Sqmm Copper PVC insulated unsheathed single core 1 KV grade cable for EB service single phase. | OK | 4 x 4 Sq mm copper PVC insulated unsheathed single core cable for 3 phase EB service connection | Run off main with 2 wires of 4 Sqm.m PVC insulated single core multi strand fire retardant flexible copper cable with ISI mark conforming to is: 694/1990, 1.1 kv grade cable with continuous earth by means of 2.5 Sqm.m pvc insulated single core multi strand fire retardant flexible copper cable with ISI mark conforming to IS: 694/1990, 1.1. k.v. grade cable in fully concealed 19mm/20mm dia rigid PVC conduit pipe heavy duty with isi mark cost of all materials, specials etc., all complete. | 221 | Rmt | [14 empty] | 0 | 4 x 4 Sq mm copper PVC insulated unsheathed single core cable for 3 phase EB service connection | -----------------------
| 40 mm dia GI pipe "B"class | 40 mm dia GI pipe "B"class | OK | Supplying and fixing of Three phase ELCB | Supplying and fixing 1 Nos of 32 amps 500 volts grade porcelain fuse unit on suitable teakwood plank varnished to be fixed on the top of pole eb street pole with necessary clamps including cost of all materials etc., all complete. | 2870 | Rmt | [14 empty] | 0 | Supplying and fixing of Three phase ELCB | -----------------------
| S&F of stainless steel sink 550 x 450 x 200mm ( 1750/112 x100=1562.50 Each) | S&F of stainless steel sink 550 x 450 x 200mm ( 1750/112 x100=1562.50 Each) | OK | S&F of stainless steel sink 600mm x 450mm x 200mm | Supplying, delivery and fixing of stainless steel sink of size 600mm x 450mm x 200mm thick 32mm dia ‘b’ class g.i. waste water pipe and 32 mm dia c.p. waste coupling (sample should be got approved from the executive engineer before use) true to spirit level including finishing neatly, and fixing in position complying with relevant standard specifications etc., complete in all floors. | 7000 | Each | [14 empty] | 0 | S&F of stainless steel sink 600mm x 450mm x 200mm | -----------------------
448.2 | Providing PVC Tee with end cap | Providing PVC Tee with end cap | OK | Providing PVC Tee with end cap | supplying and fixing of pvc tee with end cap of 32mm dia and coupling of best approved quality with isi mark to the sink and wash basin instead of bottle trap etc., complete complying with relevant standard specifications and as directed by the departmental officers. (the brand and quality of pvc specials should be got approved from the executive engineer before use) | 113.91 | Each | [14 empty] | 0 | Providing PVC Tee with end cap | -----------------------
| Granite Tiles flooring (Ruby red) | Granite Tiles flooring (Ruby red) | OK | Granite Tiles flooring (Ruby red) | supplying and laying of granite tile flooring (super fine polished with machine cut edges of size 2’ x 1’, 10mm thick (ruby red/ raw silk) using grout joint) over cement plastering in cm 1:3 (one of cement and three of sand 20mm thick including fixing in position, cutting the tiles to the required size wherever necessary pointing the joints with grout, curing, finishing etc., all complete and as directed by the departmental officers. | 234.34 | Sqm | [14 empty] | 0 | Granite Tiles flooring (Ruby red) | -----------------------
| Providing wooden Melamine polish for new wood work | Providing wooden Melamine polish for new wood work | OK | Providing wooden Melamine polish for new wood work | Providing wooden melamen polish for main door new wood by removing by blade scrapping the existing dirt from the wooden surface sand paper with m50 and repeat m80 paper to get a smooth surface leaves atleast 4hrs drying sand paper and prepare surface by m100 and clear the surface apply one coat of touch wood stainer by brush and leaves for two hrs. for drying prepare the surface by m100 sand paper and apply one coat of ash sanding sealer mixed with approved quality thinner after drying apply one coat of sanding sealer and attend the surface to get thoroughly dired smoother surface with no.220 water emery wood cleaner fill the holes and dots by putty and packing to get the surface clean apply surface by wax emery no.220 apply first coat of melamen sealer with the thinner for preparing the surface and apply second coat of the same by dry | 1244.14 | Sqm | [14 empty] | 0 | Providing wooden Melamine polish for new wood work | -----------------------
| Supplying and fixing of staineless steel hand rails | Supplying and fixing of staineless steel hand rails | OK | Supplying and fixing of staineless steel hand rails | Manufacturing, Supplying and Fixing of Stainless Steel Hand rails for staircase using 50mm dia 304L Grade Stainless Steel pipe of 1.60mm thick at required locations to a height of 900mm from finished floor level welded to 38mm dia Stainless Steel pipe post of 1.00mm thick as vertical at 900mm centre with 2 Nos. of 25mm dia intermediate horizontal stainless steel pipe of 1.60mm thick in between.The vertical pipe has to be welded to the 100 X 100 X 6mmMS base plate encased in the base concrete. The rate is inclusive of the charges for cutting, bending, welding, grinding, polishing, conveyance, electrical charges, etc.complete .SR.P.63 Item.239 | 5428 | Rmt | [14 empty] | 0 | Supplying and fixing of staineless steel hand rails | -----------------------
| Vitrified Tiles flooring (Ivory) | Vitrified Tiles flooring (Ivory) | OK | Vitrified Tiles flooring (ivory) | Supplying and fixing of coloured marbonite vetrified tiles flooring Iivory colour) 600mmx600mmx8mm for flooring and other similar works (best approved quality colour and shade shall be got approved from the executive engineer before using) over cement mortar 1:3 (one of cement and three of sand) 20mm thick including fixing in position cutting the tiles to the required size wherever necessary pointing the joints with grout curing finishing etc., all complete and as directed by the departmental officers. | 1111.62 | Sqm | [14 empty] | 0 | Vitrified Tiles flooring (ivory) | -----------------------
| Vitrified Tiles flooring ( colour) | Vitrified Tiles flooring ( colour) | OK | Vitrified Tiles flooring ( colour) | Supplying and fixing of coloured marbonite vetrified tiles flooring 600mmx600mmx8mm for flooring and other similar works (best approved quality colour and shade shall be got approved from the executive engineer before using) over cement mortar 1:3 (one of cement and three of sand) 20mm thick including fixing in position cutting the tiles to the required size wherever necessary pointing the joints with grout curing finishing etc., all complete and as directed by the departmental officers. | 1287.32 | Sqm | [14 empty] | 0 | Vitrified Tiles flooring ( colour) | -----------------------
|  |  |  | Antiskid Vitrified Flooring with 1st Quality homogeneous tiles | Supplying and fixing of Antiskid Vitrified Flooring with 1st Quality homogeneous tiles 600mmx600mmx8mm for flooring and other similar works (best approved quality colour and shade shall be got approved from the executive engineer before using) over cement mortar 1:3 (one of cement and three of sand) 20mm thick including fixing in position cutting the tiles to the required size wherever necessary pointing the joints with grout curing finishing etc., all complete and as directed by the departmental officers. | 1287.32 | Sqm | [15 empty] | Antiskid Vitrified Flooring with 1st Quality homogeneous tiles | -----------------------
|  |  |  | Providing rajasthan kota stone of 20mm thick in C.M 1:3 | Supplying and fixing of rajasthan kota stone of 20mm thick for flooring and other similar works (best approved quality colour and shade shall be got approved from the executive engineer before using) over cement mortar 1:3 (one of cement and three of sand) 20mm thick including fixing in position cutting the tiles to the required size wherever necessary pointing the joints with grout curing finishing etc., all complete and as directed by the departmental officers. | 1448.63 | Sqm | [15 empty] | Providing rajasthan kota stone of 20mm thick in C.M 1:3 | -----------------------
| Concrete designer tiles flooring | Concrete designer tiles flooring | OK | Concrete designer tiles flooring | Supplying and laying concrete tiles superior variety such as (Hindustan/Eurocon tiles etc.) for flooring in CM 1:3 (one of cement and three of sand) 20mm thick, including fixing in position, cutting the tiles to the required size wherever necessary, pointing the joints with colour cement, finishing, curing etc., complete and as directed by the departmental officers. (the brand quality of tiles should be got approved from the executive engineer before use). | 1287.46 | Sqm | [13 empty] | 19 | 24461.74 | Concrete designer tiles flooring | -----------------------
| Eurocon Tiles flooring | Eurocon Tiles flooring | OK | Eurocon Tiles flooring | Supplying and laying concrete tiles superior variety such as (Hindustan/Eurocon tiles etc.) for flooring in CM 1:3 (one of cement and three of sand) 20mm thick, including fixing in position, cutting the tiles to the required size wherever necessary, pointing the joints with colour cement, finishing, curing etc., complete and as directed by the departmental officers. (the brand quality of tiles should be got approved from the executive engineer before use). | 1287.46 | Sqm | [14 empty] | 0 | Eurocon Tiles flooring | -----------------------
| Supplying and fixing of Aluminium sliding window | Supplying and fixing of Aluminium sliding window | OK | Supplying and fixing of Aluminium sliding window | supplying, fabricating fixing in position of aluminium anodized natural colour matt finish sliding windows in all floors with sliding arrangements and gutter arrangements so as to drain the water entering and made with aluminium extruded section of following sizes with necessary accessories such as rubber beedings, lock, handle and fixing 4mm thick plain glass including cost of materials and labour and power consumption required for fabrication, drilling holes with power drill etc., complete. the aluminium frame is to be anodized with matt finish for an average anodic film thickness of not less than 15 microns under electrically controlled condition in accordance with isi 1868 / 1962. the materials should be got approved before use. for three track sliding window frame gutter section 92.34x39.0x1.5mm at 1.637kg/m side top and | [16 empty] | 0 | Supplying and fixing of Aluminium sliding window | -----------------------
| a. 1.20x1.35m (Two track ) | a. 1.20x1.35m (Two track ) | OK | a. 1.20x1.35m (Two track ) | a. 1.20x1.35m (Two track ) | 3584 | Sqm | [14 empty] | 0 | a. 1.20x1.35m (Two track ) | -----------------------
| b. 2.40x1.80m (Two track) | b. 2.40x1.80m (Two track) | OK | b. 2.40x1.80m (Two track) | b. 2.40x1.80m (Two track) | 3873 | Sqm | [14 empty] | 0 | b. 2.40x1.80m (Two track) | -----------------------
| c. 2.40x1.05m (Two track) | c. 2.40x1.05m (Two track) | OK | c. 2.40x1.05m (Two track) | c. 2.40x1.05m (Two track) |  | Sqm | [14 empty] | 0 | c. 2.40x1.05m (Two track) | -----------------------
| d. 0.90x1.35m (Two track) | d. 0.90x1.35m (Two track) | OK | d. 0.90x1.35m (Two track) | d. 0.90x1.35m (Two track) |  | Sqm | [14 empty] | 0 | d. 0.90x1.35m (Two track) | -----------------------
| supplying and fixing of colour matt finish floor tiles of size 12"x12" ( for officers) | supplying and fixing of colour matt finish floor tiles of size 12"x12" ( for officers) | OK | supplying and fixing of colour matt finish floor tiles of size 12"x12" ( for officers) | 0 | 1228.53 | Sqm. | [14 empty] | 0 | supplying and fixing of colour matt finish floor tiles of size 12"x12" ( for officers) | -----------------------
| supplying and fixing of colour matt finish floor tiles of size 12"x12" ( for wall tiles) | supplying and fixing of colour matt finish floor tiles of size 12"x12" ( for wall tiles) | OK | supplying and fixing of colour matt finish floor tiles of size 12"x12" ( for wall tiles) | 0 | 2727.33 | Sqm. | [14 empty] | 0 | supplying and fixing of colour matt finish floor tiles of size 12"x12" ( for wall tiles) | -----------------------
| S & F of wall panelling DPO ARIYALUR | S & F of wall panelling DPO ARIYALUR | OK | S & F of wall panelling DPO ARIYALUR | Providing and fixing of Wall Paneling with Aluminium frameof size 2"x1" at 2' clc bolh ways anc fixed into wall with proper inserts and it should be fixed with 6mm thick ISI mark commercial Plywood or MDF over Aluminium frame with including cost and conveyance of all materials including labour charges etc complete and as directed by thedepartmental offrcers (The brand and quality of material should be got approved from the Execulive Engineer before use) | 3282 | Sqm | [14 empty] | 0 | S & F of wall panelling DPO ARIYALUR | -----------------------
4.35 | Supply of material and lab ourfor Mineralfbre 600mmx600mm Grid false ceiling work | Supply of material and lab ourfor Mineralfbre 600mmx600mm Grid false ceiling work | OK | Supply of material and lab ourfor Mineralfbre 600mmx600mm Grid false ceiling work | 0 | 915.02 | Sqm | [14 empty] | 0 | Supply of material and lab ourfor Mineralfbre 600mmx600mm Grid false ceiling work | -----------------------
| Supplying, fabricating, erecting and fixing Gyp board false ceiling using perforated sheet 10mm thk | Supplying, fabricating, erecting and fixing Gyp board false ceiling using perforated sheet 10mm thk | OK | Supplying, fabricating, erecting and fixing Gyp board false ceiling using perforated sheet 10mm thk | Providing and fixing in position of 10mm thick gyp board false ceiling using GI perimeter channel of size 0.55mm thick (having one flange of 20mm thick another flange of 30mm and web of 27mm) along with perimeter of ceiling, screws, fixing brick wall/partition/ rcc work with the help of nylon sleeves and screws at 610mm centre to centre. then suspending gi intermediate channels of 45mm (0.90mm thick with two flanges of 15mm each) from the soffits at 1220mm centre to centre with ceiling angle of width 25x10x0.55mm thick fixed to soffits with gi cleat and steel expansion fasteners ceiling section of size of 0.55mm thick having knurled web of 51.50mm and two flanges of 26mm each with lips of 10.50mm are fixed to the intermediate channel with the help of connecting clips in direction perpendicular to the intermediate channel at 457mm | 990 | Sqm | [14 empty] | 0 | Supplying, fabricating, erecting and fixing Gyp board false ceiling using perforated sheet 10mm thk | -----------------------
| Supplying and fixing of 100mm dia GI pipe | Supplying and fixing of 100mm dia GI pipe | OK | Supplying and fixing of 100mm dia GI pipe | 0 | 905 | Rmt | [14 empty] | 0 | Supplying and fixing of 100mm dia GI pipe | -----------------------
| Supplying and fixing of Geyser (Data -SD 103) | Supplying and fixing of Geyser (Data -SD 103) | OK | Supplying and fixing of Geyser (Data -SD 103) | 0 | 8467.3 | Each | [14 empty] | 0 | Supplying and fixing of Geyser (Data -SD 103) | -----------------------
| Supplying and fixing of CP wall mixer two in one (without telephone shower) including cost of all materials and all labour charges etc complete. CER No.178/13-14 | Supplying and fixing of CP wall mixer two in one (without telephone shower) including cost of all materials and all labour charges etc complete. CER No.178/13-14 | OK | Supplying and fixing of CP wall mixer two in one (without telephone shower) including cost of all materials and all labour charges etc complete. CER No.178/13-14 | 0 | 3409 | Each | [14 empty] | 0 | Supplying and fixing of CP wall mixer two in one (without telephone shower) including cost of all materials and all labour charges etc complete.CER No.178/13-14 | ERRR
| Supplying and fixing of shower arm 9" long including cost of all materials and all labour charges etc. complete CER No.178/13-14 | Supplying and fixing of shower arm 9" long including cost of all materials and all labour charges etc. complete CER No.178/13-14 | OK | Supplying and fixing of shower arm 9" long including cost of all materials and all labour charges etc. complete CER No.178/13-14 | 0 | 469.42 | Each | [14 empty] | 0 | Supplying and fixing of shower arm 9" long including cost of all materials and all labour charges etc. complete CER No.178/13-14 | ERRR
| Supplying and fixing of GM wheel valves ISI mark | Supplying and fixing of GM wheel valves ISI mark | OK | Supplying and fixing of GM wheel valves ISI mark | 0 | [16 empty] | 0 | Supplying and fixing of GM wheel valves ISI mark | -----------------------
| a.100mm GM Gate valves | a.100mm GM Gate valves | OK | a.100mm GM Gate valves | Supplying and delivery of 100mm dia GM Gate valve including cost of all materials and labour charges all complete complying with relevant standard specifications and as directed by the departmental officers | 5640 | Each | [14 empty] | 0 | a.100mm GM Gate valves | -----------------------
| b.50mm GM Gate valves | b.50mm GM Gate valves | OK | b.50mm GM Gate valves | Supplying and delivery of 50mm dia GM Gate valve including cost of all materials and labour charges all complete complying with relevant standard specifications and as directed by the departmental officers | 1340 | Each | [14 empty] | 0 | b.50mm GM Gate valves | -----------------------
| c.32mm GM Gate valves | c.32mm GM Gate valves | OK | c.32mm GM Gate valves | Supplying and delivery of 32mm dia GM Gate valve including cost of all materials and labour charges all complete complying with relevant standard specifications and as directed by the departmental officers | 604 | Each | [14 empty] | 0 | c.32mm GM Gate valves | -----------------------
| Wiring with 1.5 sqmm PVC insulated single core multi strand fire retardant flexible copper cable with ISI mark confirming IS: 694:1990. (Modular) | Wiring with 1.5 sqmm PVC insulated single core multi strand fire retardant flexible copper cable with ISI mark confirming IS: 694:1990. (Modular) | OK | Wiring with 1.5 Sqm.m PVC insulated single core multi strand fire retardant flexible copper cable with ISI mark confirming IS: 694:1990. (Modular) | 0 | [16 empty] | 0 | Wiring with 1.5 Sqm.m PVC insulated single core multi strand fire retardant flexible copper cable with ISI mark confirming IS: 694:1990. (Modular) | -----------------------
| a. Light point with ceiling rose | a. Light point with ceiling rose | OK | a. Light point with ceiling rose | 0 | 1000.51 | Each | [14 empty] | 0 | a. Light point with ceiling rose | -----------------------
| b. Light point without ceiling rose | b. Light point without ceiling rose | OK | b. Light point without ceiling rose | 0 | 1003.51 | Each | [14 empty] | 0 | b. Light point without ceiling rose | -----------------------
| Wiring with 1.5 sqmm PVC insulated single core multi strand fire retardant flexible copper cable with ISI mark confirming IS: 694:1990 for 5 amps 5 pin Modular plug socket point @ Convenient Places. | Wiring with 1.5 sqmm PVC insulated single core multi strand fire retardant flexible copper cable with ISI mark confirming IS: 694:1990 for 5 amps 5 pin Modular plug socket point @ Convenient Places. | OK | Wiring with 1.5 Sqm.m PVC insulated single core multi strand fire retardant flexible copper cable with ISI mark confirming IS: 694:1990 for 5 amps 5 pin Modular plug socket point @ Convenient Places. | 0 | 769.3 | Each | [14 empty] | 0 | Wiring with 1.5 Sqm.m PVC insulated single core multi strand fire retardant flexible copper cable with ISI mark confirming IS: 694:1990 for 5 amps 5 pin Modular plug socket point @ Convenient Places. | -----------------------
| Wiring with 1.5 sqmm PVC insulated single core multi strand fire retardant flexible copper cable with ISI mark confirming IS: 694:1990 for 5 amps 5 pin Modular plug socket point @ Switch Board Itself. | Wiring with 1.5 sqmm PVC insulated single core multi strand fire retardant flexible copper cable with ISI mark confirming IS: 694:1990 for 5 amps 5 pin Modular plug socket point @ Switch Board Itself. | OK | Wiring with 1.5 Sqm.m PVC insulated single core multi strand fire retardant flexible copper cable with ISI mark confirming IS: 694:1990 for 5 amps 5 pin Modular plug socket point @ Switch Board Itself. | 0 | 536.55 | Each | [14 empty] | 0 | Wiring with 1.5 Sqm.m PVC insulated single core multi strand fire retardant flexible copper cable with ISI mark confirming IS: 694:1990 for 5 amps 5 pin Modular plug socket point @ Switch Board Itself. | -----------------------
| Supplying and laying of 3.5 core 70 sq.mm PVC armoured LTUG cable (below GL) | Supplying and laying of 3.5 core 70 sq.mm PVC armoured LTUG cable (below GL) | OK | Supplying and laying of 3.5 core 70 sq.mm PVC armoured LTUG cable (below GL) | 0 | 627.4 | RMT | [14 empty] | 0 | Supplying and laying of 3.5 core 70 sq.mm PVC armoured LTUG cable (below GL) | -----------------------
| S&F 3.5 X 70mm LTUG CABLE Above GL | S&F 3.5 X 70mm LTUG CABLE Above GL | OK | S&F 3.5 X 70mm LTUG CABLE Above GL | 0 | 435 | RMT | [14 empty] | 0 | S&F 3.5 X 70mm LTUG CABLE Above GL | -----------------------
| S&F 3.5 X 35mm LTUG CABLE Above GL | S&F 3.5 X 35mm LTUG CABLE Above GL | OK | S&F 3.5 X 35mm LTUG CABLE Above GL | 0 | 356 | RMT | [14 empty] | 0 | S&F 3.5 X 35mm LTUG CABLE Above GL | -----------------------
| S&F 3.5 X 25mm LTUG CABLE Above GL | S&F 3.5 X 25mm LTUG CABLE Above GL | OK | S&F 3.5 X 25mm LTUG CABLE Above GL | 0 | 317 | RMT | [14 empty] | 0 | S&F 3.5 X 25mm LTUG CABLE Above GL | -----------------------
| S&F 2X6 Sq.mm LTUG CABLE | S&F 2X6 Sq.mm LTUG CABLE | OK | S&F 2X6 Sq.mm LTUG CABLE | 0 | 176.84 | Rmt | [14 empty] | 0 | S&F 2X6 Sq.mm LTUG CABLE | -----------------------
| Supplying and fixing of brass cable gland suitable for 3.5 core 70 Sqmm PVC armoured LTUG cable SD 189 | Supplying and fixing of brass cable gland suitable for 3.5 core 70 Sqmm PVC armoured LTUG cable SD 189 | OK | Supplying and fixing of brass cable gland suitable for 3.5 core 70 Sqm.m PVC armoured LTUG cable SD 189 | 0 | 293.25 | Each | [14 empty] | 0 | Supplying and fixing of brass cable gland suitable for 3.5 core 70 Sqm.m PVC armoured LTUG cable SD 189 | -----------------------
| Supply and fixing of Aluminium openable window with 4mm thick Glass with 'I' max hinges of not less than 3mm thick, 304 grade | Supply and fixing of Aluminium openable window with 4mm thick Glass with 'I' max hinges of not less than 3mm thick, 304 grade | OK | Supply and fixing of Aluminium openable window with 4mm thick Glass with 'I' max hinges of not less than 3mm thick, 304 grade | 0 | [16 empty] | 0 | Supply and fixing of Aluminium openable window with 4mm thick Glass with 'I' max hinges of not less than 3mm thick, 304 grade | ERRR
| FW 1.80 x 1.65 m ( Eight Leaves) | FW 1.80 x 1.65 m ( Eight Leaves) | OK | FW 1.80 x 1.65 m ( Eight Leaves) | 0 | 5345.59 | Sqm | [14 empty] | 0 | FW 1.80 x 1.65 m ( Eight Leaves) | -----------------------
| 1.80 x 1.35 mt.window (Three leaves) | 1.80 x 1.35 mt.window (Three leaves) | OK | 1.80 x 1.35 mt.window (Three leaves) | 0 | 4896.41 | Sqm | [14 empty] | 0 | 1.80 x 1.35 mt.window (Three leaves) | -----------------------
| KW 1.20 x 1.05 m (Two leaves) | KW 1.20 x 1.05 m (Two leaves) | OK | KW 1.20 x 1.05 m (Two leaves) | 0 | 4548.73 | Sqm | [14 empty] | 0 | KW 1.20 x 1.05 m (Two leaves) | -----------------------
| 1.50 x 1.35 mt.window (three leaves) | 1.50 x 1.35 mt.window (three leaves) | OK | 1.50 x 1.35 mt.window (three leaves) | 0 | 4910.15 | Sqm | [14 empty] | 0 | 1.50 x 1.35 mt.window (three leaves) | -----------------------
| 0.75 x 1.35 mt.window ( single leaf) | 0.75 x 1.35 mt.window ( single leaf) | OK | 0.75 x 1.35 mt.window ( single leaf) | 0 | 4255.05 | Sqm | [14 empty] | 0 | 0.75 x 1.35 mt.window ( single leaf) | -----------------------
| Aluminium window openable 1.35x1.35m (Two leaves)Cochin House | Aluminium window openable 1.35x1.35m (Two leaves)Cochin House | OK | Aluminium window openable 1.35x1.35m (Two leaves)Cochin House | 0 | 4896.41 | Sqm | [14 empty] | 0 | Aluminium window openable 1.35x1.35m (Two leaves)Cochin House | -----------------------
| Aluminium window openable 1.35x1.05m (Two leaves) | Aluminium window openable 1.35x1.05m (Two leaves) | OK | Aluminium window openable 1.35x1.05m (Two leaves) | 0 | 4317.55 | Sqm | [14 empty] | 0 | Aluminium window openable 1.35x1.05m (Two leaves) | -----------------------
| Aluminium window openable 1.2x1.35m (Two leaves) | Aluminium window openable 1.2x1.35m (Two leaves) | OK | Aluminium window openable 1.2x1.35m (Two leaves) | 0 | 4548.73 | Sqm | [14 empty] | 0 | Aluminium window openable 1.2x1.35m (Two leaves) | -----------------------
| Aluminium window openable 1.80 x 1.65 m =2.97m2 FRENCH WINDOW (Reference Data Nagapattinam AR - Ph-xix | Aluminium window openable 1.80 x 1.65 m =2.97m2 FRENCH WINDOW (Reference Data Nagapattinam AR - Ph-xix | OK | Aluminium window openable 1.80 x 1.65 m =2.97m2 FRENCH WINDOW (Reference Data Nagapattinam AR - Ph-xix | 0 | 4255.05 | Sqm | [14 empty] | 0 | Aluminium window openable 1.80 x 1.65 m =2.97m2 FRENCH WINDOW (Reference Data Nagapattinam AR - Ph-xix | -----------------------
| Supply and fixing of 100 amps TPN sheet double break switch with HRC fuse and neutral on suitable angle iron frame work with MS cable entry boxes and PWD earthing(SR-14-15(p-65) | Supply and fixing of 100 amps TPN sheet double break switch with HRC fuse and neutral on suitable angle iron frame work with MS cable entry boxes and PWD earthing(SR-14-15(p-65) | OK | Supply and fixing of 100 amps TPN sheet double break switch with HRC fuse and neutral on suitable angle iron frame work with MS cable entry boxes and PWD earthing(SR-14-15(p-65) | Supply and fixing of 100 Amps TPN sheet double break switch with HRC fuse and neutral on suitable angle iron framework with MS cable entry boxes and with PWD earthing including cost of all materials and labour charges, etc all complete as per relevant standard specification and as directed by the departmental officers. (The quality and brand should be got approved from the executive engineer before use) Electrical Data 2017-2018,SD-168 | 6950 | Each | [14 empty] | 0 | Supply and fixing of 100 amps TPN sheet double break switch with HRC fuse and neutral on suitable angle iron frame work with MS cable entry boxes and PWD earthing(SR-14-15(p-65) | -----------------------
| Supply and fixing of 200 amps fuse unit SRP-66 | Supply and fixing of 200 amps fuse unit SRP-66 | OK | Supply and fixing of 200 amps fuse unit SRP-66 | Supplying and fixing 1 No 200 Amps 500 volts grade/well porcelin fuse unit on suitable teak wood plank to be fixed on the top of the pole / EB street poles with necessary clamps and including cost of all materials and labour charges, etc all complete as per relevant standard specification and as directed by the departmental officers. (the quality and brand should be got approved from the executive engineer before use) | 634 | Each | [14 empty] | 0 | Supply and fixing of 200 amps fuse unit SRP-66 | ERRR
| Supply and fixing of 200 amps TPN switch with HRC fuses sheet steel double break SRP-65, 3 © | Supply and fixing of 200 amps TPN switch with HRC fuses sheet steel double break SRP-65, 3 © | OK | Supply and fixing of 200 amps TPN switch with HRC fuses sheet steel double break SRP-65, 3 © | supplying and fixing of 200 amps tpn sheet steel double break switch with hrc fuses and neutral on suitable angle iron frame work with ms cable entry boxes and with earth connection only etc., all complete as per relevant standard specification and as directed by the departmental officers. (the quality and brand should be got approved from the executive engineer before use) | 9470 | Each | [14 empty] | 0 | Supply and fixing of 200 amps TPN switch with HRC fuses sheet steel double breakSRP-65, 3 © | ERRR
| Supply and fixing of 250 amps cubical type panel board | Supply and fixing of 250 amps cubical type panel board | OK | Supply and fixing of 250 amps cubical type panel board | 0 | 123622 | Each | [14 empty] | 0 | Supply and fixing of 250 amps cubical type panel board | -----------------------
| Supplying and fixing of SS Soap Tray including cost of all materials and all labour charges etc complete | Supplying and fixing of SS Soap Tray including cost of all materials and all labour charges etc complete | OK | Supplying and fixing of SS Soap Tray including cost of all materials and all labour charges etc complete | 0 | 704.75 | Each | [14 empty] | 0 | Supplying and fixing of SS Soap Tray including cost of all materials and all labour charges etc complete | -----------------------
| Supplying and fixing of CP Angle valve Stop cock including cost of all materials and all labour charges etc complete | Supplying and fixing of CP Angle valve Stop cock including cost of all materials and all labour charges etc complete | OK | Supplying and fixing of CP Angle valve Stop cock including cost of all materials and all labour charges etc complete | supplying and fixing of Angle value of best quality including cost of fittings with required specials, bends, labour for fixing etc, all complete and as directed by the departmental officers., (the quality and brand of fittings should be got approved from executive engineer before use). | 762 | Each | [14 empty] | 0 | Supplying and fixing of CP Angle valve Stop cock including cost of all materials and all labour charges etc complete | -----------------------
| Supplying and fixing of 25x 3mm Copper flat | Supplying and fixing of 25x 3mm Copper flat | OK | Supplying and fixing of 25x 3mm Copper flat | 0 | 473.5 | Rmt | [14 empty] | 0 | Supplying and fixing of 25x 3mm Copper flat | -----------------------
| Supply and fixing of Health faucet approved quality with ISI mark | Supply and fixing of Health faucet approved quality with ISI mark | OK | Supply and fixing of Health faucet approved quality with ISI mark | 0 | 952 | Each | [14 empty] | 0 | Supply and fixing of Health faucet approved quality with ISI mark | -----------------------
| S&F TPN 12 way DB encloser (SR-p-80) | S&F TPN 12 way DB encloser (SR-p-80) | OK | S&F TPN 12 way DB encloser (SR-p-80) | 0 | 11481.8 | Each | [14 empty] | 0 | S&F TPN 12 way DB encloser (SR-p-80) | -----------------------
| S&F TPN 8 way DB encloser CER No.178/2013-14 | S&F TPN 8 way DB encloser CER No.178/2013-14 | OK | S&F TPN 8 way DB encloser CER No.178/2013-14 | Supplying and fixing of 1 no. three phase distribution board with 8 way per phase 30A / per way with neutral link on suitable well varnished teakwood plank including necessary inter connections and earth connections cost of all materials etc., all complete. | 5325.6 | Each | [14 empty] | 0 | S&F TPN 8 way DB encloser CER No.178/2013-14 | ERRR
| S&F TPN 6 way DB encloser CER No.178/2013-14 | S&F TPN 6 way DB encloser CER No.178/2013-14 | OK | S&F TPN 6 way DB encloser CER No.178/2013-14 | 0 | 8254.6 | Each | [14 empty] | 0 | S&F TPN 6 way DB encloserCER No.178/2013-14 | ERRR
| S&F TPN 4 way DB encloser CER No.178/2013-14 | S&F TPN 4 way DB encloser CER No.178/2013-14 | OK | S&F TPN 4 way DB encloser CER No.178/2013-14 | 0 | 6588 | Each | [14 empty] | 0 | S&F TPN 4 way DB encloserCER No.178/2013-14 | ERRR
| Supply and fixing of spot light of approved make and company with ISI CFL bulb CER No.178/13-14 | Supply and fixing of spot light of approved make and company with ISI CFL bulb CER No.178/13-14 | OK | Supply and fixing of spot light of approved make and company with ISI CFL bulb CER No.178/13-14 | 0 | 593 | Each | [14 empty] | 0 | Supply and fixing of spot light of approved make and company with ISI CFL bulb CER No.178/13-14 | -----------------------
| S&F OF UPVC Windows ( Non Schedule item ) | S&F OF UPVC Windows ( Non Schedule item ) | OK | S&F OF UPVC Windows ( Non Schedule item ) | Supplying and fixing UPVC (Un-Plasticized Polyvinyl Chloride) Windows of casement type (open) from the profile the size of outer frame 60mm x 58mm and shutter profile are reinforcement with GI/1mm 125GSM and 100% corrosion free, the profiles are multi chambered sections with wall thick of 2mm. The EPDM rubber (black colour) covered with over all the edges of frame and shutter the shutter will be provided with Espag multi power point locks and also it operates as handle. The corners and joints should be welded and cleaned. Radiations free pin headed plain or brown colour glass 4mm thick should be provided to the shutter and it should not allow leakage of water even at most ranging storms and should have key lockable action, security protective hinges, strong locking systems and as per size for arresting noise and energy loss. The connecting mechanism between sash and outer frame that enables opening of the window. The window should be fixed to the wall with 100% packing with screws and silicon packing all round the frames. The window should be got approved from the Executive Engineer before use on work | 6363 | Sqm | [14 empty] | 0 | S&F OF UPVC Windows ( Non Schedule item ) | -----------------------
| a) FW 900 X 2100 | a) FW 900 X 2100 | OK | a) FW 900 X 2100 | a) FW 900 X 2100 | 6363 | Sqm | [14 empty] | 0 | a) FW 900 X 2100 | -----------------------
| b) W 1800 X 1650 | b) W 1800 X 1650 | OK | b) W 1800 X 1650 | b) W 1800 X 1650 | 6363 | Sqm | [14 empty] | 0 | b) W 1800 X 1650 | -----------------------
| c) W1 1500 X 1650 | c) W1 1500 X 1650 | OK | c) W1 1500 X 1650 | c) W1 1500 X 1650 | 6363 | Sqm | [14 empty] | 0 | c) W1 1500 X 1650 | -----------------------
| d) W0 2400 X 1650 | d) W0 2400 X 1650 | OK | d) W0 2400 X 1650 | d) W0 2400 X 1650 | 6363 | Sqm | [14 empty] | 0 | d) W0 2400 X 1650 | -----------------------
| e) W2 1200 X 1650 | e) W2 1200 X 1650 | OK | e) W2 1200 X 1650 | e) W2 1200 X 1650 | 6363 | Sqm | [14 empty] | 0 | e) W2 1200 X 1650 | -----------------------
| 0 | 0 | OK | 0 | 0 | 6363 | Sqm | [14 empty] | 0 | 0 | -----------------------
| g) FW1 4800 X 2300 | g) FW1 4800 X 2300 | OK | g) FW1 4800 X 2300 | g) FW1 4800 X 2300 | 6363 | Sqm | [14 empty] | 0 | g) FW1 4800 X 2300 | -----------------------
| h) FW2 4200 X 2300 | h) FW2 4200 X 2300 | OK | h) FW2 4200 X 2300 | h) FW2 4200 X 2300 | 6363 | Sqm | [14 empty] | 0 | h) FW2 4200 X 2300 | -----------------------
| S & F of sodium vapour lamp with fitting 250watts | S & F of sodium vapour lamp with fitting 250watts | OK | S & F of sodium vapour lamp with fitting 250watts | 0 | 5654 | Each | [14 empty] | 0 | S & F of sodium vapour lamp with fitting 250watts | -----------------------
| Supplying and fixing in position of UPVC Ventilator louvered ventilator type for all sizes SR 2019-2020 p-71 it-248 | Supplying and fixing in position of UPVC Ventilator louvered ventilator type for all sizes SR 2019-2020 p-71 it-248 | OK | Supplying and fixing in position of UPVC Ventilator louvered ventilator type for all sizes | 0Supplying and fixing UPVC (Un-Plasticized Polyvinyl Chloride) Louvered Ventilators of from the profile the size of outer frame 60mm x 58mm and shutter profile size of 60 x 78mm both profiles are reinforced with GI/1mm 125GSM and 100% corrosion free, the profile are multi chambered sections with wall thick of 2mm. The EPDM rubber (black colour) covered with all over the edges of frame and shutter. The corners and joints should be welded and cleaned. Radiations pin headed glass 4mm thick should be provided in the louvers. The window should be fixed to the wall with 100% packing with screws and silicon packing all round the frames. The ventilator should be got approved from the Executive Engineer before use on work | 6893 | Sqm | [14 empty] | 0 | Supplying and fixing in position of UPVC Ventilator louvered ventilator type for all sizes | -----------------------
| Supplying and fixing in position of UPVC window of casement type( open) for all sizes (SR 2019-2020 p-71 it-247 ) | Supplying and fixing in position of UPVC window of casement type( open) for all sizes (SR 2019-2020 p-71 it-247 ) | OK | Supplying and fixing in position of UPVC window of casement type( open) for all sizes Revised SR 2018-19 p-57 it-191 | 0 | 6363 | Sqm | [14 empty] | 0 | Supplying and fixing in position of UPVC window of casement type( open) for all sizes Revised SR 2018-19 p-57 it-191 | -----------------------
| Supply and fixing of colour wash basin oval shape CER No.178/2013-14 | Supply and fixing of colour wash basin oval shape CER No.178/2013-14 | OK | Supply and fixing of colour wash basin oval shape CER No.178/2013-14 | 0 | 2286.45 | Each | [14 empty] | 0 | Supply and fixing of colour wash basin oval shape CER No.178/2013-14 | -----------------------
| Supplying and Fixing of Rolling shutters of all sizes (Gear Operated)( from 8m2 to 12m2 )Annex-Vi-P-45 SR 18-19 item -102-A-b | Supplying and Fixing of Rolling shutters of all sizes (Gear Operated)( from 8m2 to 12m2 )Annex-Vi-P-45 SR 18-19 item -102-A-b | OK | Supplying and Fixing of Rolling shutters of all sizes (Gear Operated)( from 8m2 to 12m2 )Annex-Vi-P-45 SR 18-19 item -102-A-b | 0 | 2240 | Sqm | [14 empty] | 0 | Supplying and Fixing of Rolling shutters of all sizes (Gear Operated)( from 8m2 to 12m2 )Annex-Vi-P-45 SR 18-19 item -102-A-b | -----------------------
| Supplying and fixing of solid core flush door shutter of thickness 35mm | Supplying and fixing of solid core flush door shutter of thickness 35mm | OK | Supplying and fixing of solid core flush door shutter of thickness 35mm | 0 | [16 empty] | 0 | Supplying and fixing of solid core flush door shutter of thickness 35mm | -----------------------
| a) door size 1.80 m x 2.40 (Double leaf) | a) door size 1.80 m x 2.40 (Double leaf) | OK | a) door size 1.80 m x 2.40 (Double leaf) | 0 | 2899.14 | Sqm | [14 empty] | 0 | a) door size 1.80 m x 2.40 (Double leaf) | -----------------------
| b) door size 1.80 m x 2.10 (Double leaf) | b) door size 1.80 m x 2.10 (Double leaf) | OK | b) door size 1.80 m x 2.10 (Double leaf) | 0 | 2964.4 | Sqm | [14 empty] | 0 | b) door size 1.80 m x 2.10 (Double leaf) | -----------------------
| c) door size 1.50 m x 2.40 (Double leaf) | c) door size 1.50 m x 2.40 (Double leaf) | OK | c) door size 1.50 m x 2.40 (Double leaf) | 0 | 3118.37 | Sqm | [14 empty] | 0 | c) door size 1.50 m x 2.40 (Double leaf) | -----------------------
| d). door size 1.50 m x 2.100 (Double leaf) | d). door size 1.50 m x 2.100 (Double leaf) | OK | d). door size 1.50 m x 2.100 (Double leaf) | 0 | 3154.45 | Sqm | [14 empty] | 0 | d). door size 1.50 m x 2.100 (Double leaf) | -----------------------
| e). door size 1.200 m x 2.400 (double Leaf) | e). door size 1.200 m x 2.400 (double Leaf) | OK | e). door size 1.200 m x 2.400 (double Leaf) | 0 | 3205.08 | Sqm | [14 empty] | 0 | e). door size 1.200 m x 2.400 (double Leaf) | -----------------------
| f). door size 1.200m x 2.100 (Double leaf) | f). door size 1.200m x 2.100 (Double leaf) | OK | f). door size 1.200m x 2.100 (Double leaf) | 0 | 2762.15 | Sqm | [14 empty] | 0 | f). door size 1.200m x 2.100 (Double leaf) | -----------------------
| g). door size 1.000 m x 2.100 (Single Leaf) | g). door size 1.000 m x 2.100 (Single Leaf) | OK | g). door size 1.000 m x 2.100 (Single Leaf) | 0 | 2952.19 | Sqm | [14 empty] | 0 | g). door size 1.000 m x 2.100 (Single Leaf) | -----------------------
| h). door size 1.00 m x 2.400 (Single Leaf) | h). door size 1.00 m x 2.400 (Single Leaf) | OK | h). door size 1.00 m x 2.400 (Single Leaf) | 0 | 2915.08 | Sqm | [14 empty] | 0 | h). door size 1.00 m x 2.400 (Single Leaf) | -----------------------
| i. door size 0.900 m x 2.100 (Single Leaf) | i. door size 0.900 m x 2.100 (Single Leaf) | OK | i. door size 0.900 m x 2.100 (Single Leaf) | 0 | 3023.81 | Sqm | [14 empty] | 0 | i. door size 0.900 m x 2.100 (Single Leaf) | -----------------------
| Providing Double stage centering . | Providing Double stage centering . | OK | Providing Double stage centering . | 0 | 1878.72 | Sqm | [14 empty] | 0 | Providing Double stage centering . | -----------------------
| S & F of Granite tile of size 2'x 1', 10mm Thick For kitchen arrangements (jet black) | S & F of Granite tile of size 2'x 1', 10mm Thick For kitchen arrangements (jet black) | OK | S & F of Granite tile of size 2'x 1', 10mm Thick For kitchen arrangements (jet black) | 0 | [16 empty] | 0 | S & F of Granite tile of size 2'x 1', 10mm Thick For kitchen arrangements (jet black) | -----------------------
| a. In Ground floor | a. In Ground floor | OK | a. In Ground floor | 0 | 1054.85 | Sqm | [14 empty] | 0 | a. In Ground floor | -----------------------
| b. In First floor | b. In First floor | OK | b. In First floor | 0 | 1056.71 | Sqm | [14 empty] | 0 | b. In First floor | -----------------------
| c. In Second floor | c. In Second floor | OK | c. In Second floor | (c) in first floor | 1058.57 | Sqm | [14 empty] | 0 | c. In Second floor | -----------------------
| d. In Third floor | d. In Third floor | OK | c. In Third floor | 0 | 1060.43 | Sqm | [14 empty] | 0 | c. In Third floor | -----------------------
| S & F of Granite slab of size 4'x2', 18 to 20mm Thick For kitchen arrangements (jet black) | S & F of Granite slab of size 4'x2', 18 to 20mm Thick For kitchen arrangements (jet black) | OK | S & F of Granite slab of size 4'x2', 18 to 20mm Thick For kitchen arrangements (jet black) | 0 | [16 empty] | 0 | S & F of Granite slab of size 4'x2', 18 to 20mm Thick For kitchen arrangements (jet black) | -----------------------
| a. In Ground floor | a. In Ground floor | OK | a. In Ground floor | 0 | 1915.91 | Sqm | [14 empty] | 0 | a. In Ground floor | -----------------------
| b. In First floor | b. In First floor | OK | b. In First floor | 0 | 1918.71 | Sqm | [14 empty] | 0 | b. In First floor | -----------------------
| c. In Second floor | c. In Second floor | OK | c. In Second floor | (c) in first floor | 1920.57 | Sqm | [14 empty] | 0 | c. In Second floor | -----------------------
| c. In Third floor | c. In Third floor | OK | d. In Third floor | (d) in second floor | 1922.43 | Sqm | [14 empty] | 0 | d. In Third floor | -----------------------
| Aluminum Louvered ventilators | Aluminum Louvered ventilators | OK | Aluminum Louvered ventilators | 0 | [16 empty] | 0 | Aluminum Louvered ventilators | -----------------------
| a. 1.35 x 0.60 mt ventilators | a. 1.35 x 0.60 mt ventilators | OK | a. 1.35 x 0.60 mt ventilators | 0 | 4310.43 | Sqm | [14 empty] | 0 | a. 1.35 x 0.60 mt ventilators | -----------------------
| d. 1.0 x 0.60 mt ventilators | d. 1.0 x 0.60 mt ventilators | OK | d. 1.0 x 0.60 mt ventilators | 0 | 4307.81 | Sqm | [14 empty] | 0 | d. 1.0 x 0.60 mt ventilators | -----------------------
| a. 0.90 x 0.60 mt ventilators | a. 0.90 x 0.60 mt ventilators | OK | a. 0.90 x 0.60 mt ventilators | 0 | 4307.81 | Sqm | [14 empty] | 0 | a. 0.90 x 0.60 mt ventilators | -----------------------
| c. 0.75 x 0.60 mt ventilators | c. 0.75 x 0.60 mt ventilators | OK | c. 0.75 x 0.60 mt ventilators | 0 | 4510.84 | Sqm | [14 empty] | 0 | c. 0.75 x 0.60 mt ventilators | -----------------------
| b. 0.60 x 0.60 mt ventilators | b. 0.60 x 0.60 mt ventilators | OK | b. 0.60 x 0.60 mt ventilators | 0 | 4806.61 | Sqm | [14 empty] | 0 | b. 0.60 x 0.60 mt ventilators | -----------------------
| Supply & Fixing of MS door (for lockup door ) | Supply & Fixing of MS door (for lockup door ) | OK | Supply & Fixing of MS door (for lockup door ) | 0 | [16 empty] | 0 | Supply & Fixing of MS door (for lockup door ) | -----------------------
| MS door of Size 1000 x 2100mm | MS door of Size 1000 x 2100mm | OK | MS door of Size 1000 x 2100mm | 0 | 7463.7 | each | [14 empty] | 0 | MS door of Size 1000 x 2100mm | -----------------------
| MS door of Size 750 x 1350mm | MS door of Size 750 x 1350mm | OK | MS door of Size 750 x 1350mm | 0 | 4865.33 | Each | [14 empty] | 0 | MS door of Size 750 x 1350mm | -----------------------
| Supply & Fixing of MS ventilator of size ( lockup) | Supply & Fixing of MS ventilator of size ( lockup) | OK | Supply & Fixing of MS ventilator of size ( lockup) | 0 | [16 empty] | 0 | Supply & Fixing of MS ventilator of size ( lockup) | ERRR
| MS Ventilator of Size 1350 x 600mm | MS Ventilator of Size 1350 x 600mm | OK | MS Ventilator of Size 1350 x 600mm | 0 | 3351.56 | Sqm | [14 empty] | 0 | MS Ventilator of Size 1350 x 600mm | -----------------------
| MS ventilator of size 1200 x 800 mm | MS ventilator of size 1200 x 800 mm | OK | MS ventilator of size 1200 x 800 mm | 0 | 3669.64 | Sqm | [14 empty] | 0 | MS ventilator of size 1200 x 800 mm | ERRR
| MS ventilator of size 1200 x 600 mm | MS ventilator of size 1200 x 600 mm | OK | MS ventilator of size 1200 x 600 mm | 0 | 3386.79 | Sqm | [14 empty] | 0 | MS ventilator of size 1200 x 600 mm | ERRR
| MS ventilator of size 1000 x 800 mm | MS ventilator of size 1000 x 800 mm | OK | MS ventilator of size 1000 x 800 mm | 0 | 3582.64 | Sqm | [14 empty] | 0 | MS ventilator of size 1000 x 800 mm | ERRR
| MS Ventilator of Size 900 x 600mm | MS Ventilator of Size 900 x 600mm | OK | MS Ventilator of Size 900 x 600mm | 0 | 4038.14 | Sqm | [14 empty] | 0 | MS Ventilator of Size 900 x 600mm | -----------------------
| MS Ventilator of Size 600 x 600mm | MS Ventilator of Size 600 x 600mm | OK | MS Ventilator of Size 600 x 600mm | 0 | 3477.23 | Sqm | [14 empty] | 0 | MS Ventilator of Size 600 x 600mm | -----------------------
| MS Ventilator of Size 1285 x 600mm | MS Ventilator of Size 1285 x 600mm | OK | MS Ventilator of Size 1285 x 600mm | 0 | 0 | Sqm | [14 empty] | 0 | MS Ventilator of Size 1285 x 600mm | -----------------------
| Supply and fixing of 19mm dia steam pipe for down rod of fan (SD 106) | Supply and fixing of 19mm dia steam pipe for down rod of fan (SD 106) | OK | Supply and fixing of 19mm dia steam pipe for down rod of fan (SD 106) | 0 | 61.8 | Each | [14 empty] | 0 | Supply and fixing of 19mm dia steam pipe for down rod of fan (SD 106) | -----------------------
| Supply and fixing of SS Towel rail (75cm length) CER No.178/13-14 | Supply and fixing of SS Towel rail (75cm length) CER No.178/13-14 | OK | Supply and fixing of SS Towel rail (75cm length) CER No.178/13-14 | 0 | 405 | Rmt | [14 empty] | 0 | Supply and fixing of SS Towel rail (75cm length) CER No.178/13-14 | -----------------------
| Supply and fixing of weld mesh of size 7.5x2.5cmx10gauge | Supply and fixing of weld mesh of size 7.5x2.5cmx10gauge | OK | Supply and fixing of weld mesh of size 7.5x2.5cmx10gauge | 0 | 325 | Sqm | [14 empty] | 0 | Supply and fixing of weld mesh of size 7.5x2.5cmx10gauge | -----------------------
| Supply and fixing of Chicken mesh | Supply and fixing of Chicken mesh | OK | Supply and fixing of Chicken mesh | 0 | 35 | Sqm | [14 empty] | 0 | Supply and fixing of Chicken mesh | -----------------------
| S & F of 15mm dia Engineering Polymer Tap (long body ) for coastal area only | S & F of 15mm dia Engineering Polymer Tap (long body ) for coastal area only | OK | S & F of 15mm dia Engineering Polymer Tap (long body ) for coastal area only | 0 | 223 | Each | [14 empty] | 0 | S & F of 15mm dia Engineering Polymer Tap (long body ) for coastal area only | -----------------------
| S & F of 15mm dia Engineering Polymer Tap short body tap for coastal area only | S & F of 15mm dia Engineering Polymer Tap short body tap for coastal area only | OK | S & F of 15mm dia Engineering Polymer Tap short body tap for coastal area only | 0 | 212 | Each | [14 empty] | 0 | S & F of 15mm dia Engineering Polymer Tap short body tap for coastal area only | -----------------------
| S & F of CFL road way lighting luminaries suitable for fixing 36w CFL lamp | S & F of CFL road way lighting luminaries suitable for fixing 36w CFL lamp | OK | S & F of CFL road way lighting luminaries suitable for fixing 36w CFL lamp | 0 | 2620 | Each | [14 empty] | 0 | S & F of CFL road way lighting luminaries suitable for fixing 36w CFL lamp | -----------------------
| Augering 30 cm dia for compound wall | Augering 30 cm dia for compound wall | OK | Augering 30 cm dia for compound wall | 0 | 322.6 | Rmt | [14 empty] | 0 | Augering 30 cm dia for compound wall | -----------------------
| Finshing the top of Terrace floor with one course of solar reflective Ceramic tiles without base concrete | Finshing the top of Terrace floor with one course of solar reflective Ceramic tiles without base concrete | OK | Finshing the top of Terrace floor with one course of solar reflective Ceramic tiles without base concrete | Finishing the top of terrace floor with one course of solar reflective water proof, heat proof and cool roof ceramic tiles of size 305mmx305mmx7mm thick of approved quality laid in cement mortar 1:3 20mm tk (one part of cement and three parts of sand) mixed with calcium based mineral powder (60 kg for 1000 sqft) (before laying the tiles, the tiles should be dipped with salin based nano liquid) and top grouting with cement mortar 1:3 (one part of cement and three parts of sand) mixed with white cement, silicon powder and polimer adhesive (20 kg for 1000 sqft.) And joint pointed with zycosil oil (200gm for 1000 sqft.) After grouting acrylic saline based liquid without base concrete including pointing etc., complete complying with standard specification including cost of all materials labour charges for lifting to open terrace, laying and finishing and other incidental charges etc., complete and as directed by the departmental officers. (brand, quality of tiles should be got approved from executive engineer before use) | 1255.58 | Sqm. | [14 empty] | 0 | Finshing the top of Terrace floor with one course of solar reflective Ceramic tiles without base concrete | -----------------------
51. 1 | HDPE water tank 200 lit capacity with ISI mark | HDPE water tank 200 lit capacity with ISI mark | OK | HDPE water tank 200 lit capacity with ISI mark | 0 | 1720 | Each | [14 empty] | 0 | HDPE water tank 200 lit capacity with ISI mark | -----------------------
| UPVC Non Pressure pipe of SN8 SDR 34 ( S 16.5) as per IS 15328/2003 | UPVC Non Pressure pipe of SN8 SDR 34 ( S 16.5) as per IS 15328/2003 | OK | UPVC Non Pressure pipe of SN8 SDR 34 ( S 16.5) as per IS 15328/2003 | Supplying and fixing the following dia Non Pressure pipe of SN8 SDR 34 with ISI mark confirming toIS 15328/2003 for soil line with including jointing with seal ring confirming to IS 5382 with leaving a gap about 10mm to allow thermal expansion, fixing the pipes into walls with necessary wooden plug, screws, holding wherever necessary and making good of the dismantled portion with necessary connections to sanitary fittings etc., complete in all respects and as directed by the departmental officers. | [16 empty] | 0 | UPVC Non Pressure pipe of SN8 SDR 34( S 16.5) as per IS 15328/2003 | ERRR
| a. 110 mm UPVC Non Pressure pipe | a. 110 mm UPVC Non Pressure pipe | OK | a. 110 mm UPVC Non Pressure pipe | a. 110 mm UPVC Non Pressure pipe | 343.73 | Rmt | [13 empty] | 13 | 7293.26 | a. 110 mm UPVC Non Pressure pipe | -----------------------
| b. 160 mm UPVC Non Pressure pipe | b. 160 mm UPVC Non Pressure pipe | OK | b. 160 mm UPVC Non Pressure pipe | b. 160 mm UPVC Non Pressure pipe | 561.02 | Rmt | [14 empty] | 0 | b. 160 mm UPVC Non Pressure pipe | -----------------------
| PVC Specials as per IS 10124/1982 Part II | PVC Specials as per IS 10124/1982 Part II | OK | PVC Specials as per IS 10124/1982 Part II | Supplying, laying and fixing of following Dia PVC specials of best approved quality including cost of specials and labour charges for fixing etc., all complete and as directed by the departmental officers. | [16 empty] | 0 | PVC Specials as per IS 10124/1982 Part II | -----------------------
| a. 110 mm dia PVC bend (TWAD SR 20-21 P-22 S.No-4 ) | a. 110 mm dia PVC bend (TWAD SR 19-20 P-19 S.No-4 ) | nun | a. 110 mm dia PVC bend (TWAD SR 20-21 P-22 S.No-4 ) | a. 110 mm dia PVC bend | 160 | Each | [14 empty] | 0 | a. 110 mm dia PVC bend (TWAD SR 20-21 P-22 S.No-4 ) | -----------------------
| b. 160 mm dia PVC bend (TWAD SR 20-21 P-22 S.No-4 ) | b. 160 mm dia PVC bend (TWAD SR 19-20 P-19 it-1.5, S.No-4 ) | nun | b. 160 mm dia PVC bend (TWAD SR 20-21 P-22 S.No-4 ) | b. 160 mm dia PVC bend | 510 | Each | [14 empty] | 0 | b. 160 mm dia PVC bend (TWAD SR 20-21 P-22 S.No-4 ) | -----------------------
| PVC Equal Tee as per BIS 7834/1975 | PVC Equal Tee as per BIS 7834/1975 | OK | PVC Equal Tee as per BIS 7834/1975 | PVC Equal Tee as per | [16 empty] | 0 | PVC Equal Tee as per BIS 7834/1975 | -----------------------
| a. 110 mm dia PVC Equal tee(TWAD SR 20-21 P-22 S.No-4 ) | a. 110 mm dia PVC Equal tee(TWAD SR 19-20 P-19 S.No-9 ) | nun | a. 110 mm dia PVC Equal tee(TWAD SR 20-21 P-22 S.No-4 ) | 110 mm dia PVC Equal tee | 237 | Each | [14 empty] | 0 | a. 110 mm dia PVC Equal tee(TWAD SR 20-21 P-22 S.No-4 ) | -----------------------
| b. 160 mm dia PVC Equal tee(TWAD SR 20-21 P-22 S.No-4 ) | b. 160 mm dia PVC Equal tee(TWAD SR 19-20 P-19 S.No-9 ) | nun | b. 160 mm dia PVC Equal tee(TWAD SR 20-21 P-22 S.No-4 ) | 160 mm dia PVC Equal tee | 464 | Each | [14 empty] | 0 | b. 160 mm dia PVC Equal tee(TWAD SR 20-21 P-22 S.No-4 ) | -----------------------
| S & F of Indian Water closet white glazed (Oriya type) of size 580 x 440mm with PVC SWR grade ' P' or "S' trap - in G.F. | S & F of Indian Water closet white glazed (Oriya type) of size 580 x 440mm with PVC SWR grade ' P' or "S' trap - in G.F. | OK | S & F of Indian Water closet white glazed (Oriya type) of size 580 x 440mm with PVC SWR grade ' P' or "S' trap - in G.F. | Supplying and fixing of Indian water closet white glazed (Oriya type) of size 580 mm x 440 mm of approved make with ISI mark (to be got approved from EE before use) with P or S trap confirming to IS 2556 part 12, including concrete packing filling portion with earth, flooring the area with 75mm thick brick jelly concrete in cc 1:8:16 (one of cement, eight of sand and sixteen of brick jelly) using 40mm size brick jelly and top left rough to receive the floor plastering but including antisyphonage connection, curing, etc. all complete and as directed by the departmental officers. (In Ground floor) | 2913.46 | Each | [14 empty] | 0 | S & F of Indian Water closet white glazed (Oriya type) of size 580 x 440mm with PVC SWR grade ' P' or "S' trap - in G.F. | -----------------------
| S & F of Indian Water closet white glazed (Oriya type) of size 580 x 440mm with PVC SWR grade ' P' or "S' trap- Other than G.F. | S & F of Indian Water closet white glazed (Oriya type) of size 580 x 440mm with PVC SWR grade ' P' or "S' trap- Other than G.F. | OK | S & F of Indian Water closet white glazed (Oriya type) of size 580 x 440mm with PVC SWR grade ' P' or "S' trap- Other than G.F. | Supplying and fixing of Indian water closet white glazed (oriya type) of size 580mmx440mm of approved make with isi mark (to be got approved from ee before use) with p or s trap confirming to is 2556 part 12, including concrete filling the sunk portion with brick jelly lime concrete proportion of brick jelly to lime being 32:12½ by volume (32 cft of 20mm gauge brick jelly and 12 ½ cft of slaked lime) (no sand) and top 75mm thick brick jelly concrete in cc 1:8:16 (one of cement, eight of sand and sixteen of broken brick jelly) using 40mm size brick jelly including plastering the sides of sunk portion in cm 1:3 (one of cement and three of sand) 12mm thick mixed with water proofing compound at 2kg/10 Sqm. and top left rough to receive the floor plastering but including antisyphonage connection, one coat of bitumen for the sides, bottom and curing etc., complete in all floors. (Other than Ground floor) | 4531.08 | Each | [14 empty] | 0 | S & F of Indian Water closet white glazed (Oriya type) of size 580 x 440mm with PVC SWR grade ' P' or "S' trap- Other than G.F. | -----------------------
| S & F of E.W.C.(White) 500 mm with PVC SWR grade "P" or "S" TRAP | S & F of E.W.C.(White) 500 mm with PVC SWR grade "P" or "S" TRAP | OK | S & F of E.W.C.(White) 500 mm with PVC SWR grade "P" or "S" TRAP | 0 | 6255.28 | Each | [14 empty] | 0 | S & F of E.W.C.(White) 500 mm with PVC SWR grade "P" or "S" TRAP | -----------------------
| S & F of E.W.C.( Colour) 500 mm with PVC SWR grade "P" or "S" TRAP | S & F of E.W.C.( Colour) 500 mm with PVC SWR grade "P" or "S" TRAP | OK | S & F of E.W.C.( Colour) 500 mm with PVC SWR grade "P" or "S" TRAP | 0 | 6645.28 | Each | [14 empty] | 0 | S & F of E.W.C.( Colour) 500 mm with PVC SWR grade "P" or "S" TRAP | -----------------------
| French window ( SP Perambalur) | French window ( SP Perambalur) | OK | French window ( SP Perambalur) | French window ( SP Perambalur) | [16 empty] | 0 | French window ( SP Perambalur) | -----------------------
| a. FW (2.1 x 2.0 m ) 3 bay openable | a. FW (2.1 x 2.0 m ) 3 bay openable | OK | a. FW (2.1 x 2.0 m ) 3 bay openable | a. FW (2.1 x 2.0 m ) 3 bay openable |  | Sqm | [14 empty] | 0 | a. FW (2.1 x 2.0 m ) 3 bay openable | -----------------------
| b.FW 1 (1.80 x 2.0 m )3 bay openable | b.FW 1 (1.80 x 2.0 m )3 bay openable | OK | b.FW 1 (1.80 x 2.0 m )3 bay openable | b.FW 1 (1.80 x 2.0 m )3 bay openable |  | Sqm | [14 empty] | 0 | b.FW 1 (1.80 x 2.0 m )3 bay openable | -----------------------
| c. FW 2 (1.20 x 2.0 m ) 2 bay openable | c. FW 2 (1.20 x 2.0 m ) 2 bay openable | OK | c. FW 2 (1.20 x 2.0 m ) 2 bay openable | c. FW 2 (1.20 x 2.0 m ) 2 bay openable |  | Sqm | [14 empty] | 0 | c. FW 2 (1.20 x 2.0 m ) 2 bay openable | -----------------------
| d.FW 3 (0.75 x 2.0 m ) Single bay openable | d.FW 3 (0.75 x 2.0 m ) Single bay openable | OK | d.FW 3 (0.75 x 2.0 m ) Single bay openable | d.FW 3 (0.75 x 2.0 m ) Single bay openable |  | Sqm | [14 empty] | 0 | d.FW 3 (0.75 x 2.0 m ) Single bay openable | -----------------------
| e. FD/ FW (0.57 x 2.0 m )Single bay openable | e. FD/ FW (0.57 x 2.0 m )Single bay openable | OK | e. FD/ FW (0.57 x 2.0 m )Single bay openable | e. FD/ FW (0.57 x 2.0 m )Single bay openable |  | Sqm | [14 empty] | 0 | e. FD/ FW (0.57 x 2.0 m )Single bay openable | -----------------------
| f. 1.50 x 2.00 mt.window sankar nagar DSP | f. 1.50 x 2.00 mt.window sankar nagar DSP | OK | f. 1.50 x 2.00 mt.window sankar nagar DSP | f. 1.50 x 2.00 mt.window sankar nagar DSP | 3142.34 | Sqm | [14 empty] | 0 | f. 1.50 x 2.00 mt.window sankar nagar DSP | -----------------------
|  |  |  | TW Double leaf glazed window shutter of size 1250X2000 MM | TW Double leaf glazed window shutter of size 1250X2000 MM | 4623.11 | [16 empty] | TW Double leaf glazed window shutter of size 1250X2000 MM | -----------------------
| Wiring with 1.5 sqmm PVC insulated single core multi strand fire retardant flexible copper cable with ISI mark confirming IS: 694:1990. ( PVC Box , Fire Retarded Box) For Coastal only | Wiring with 1.5 sqmm PVC insulated single core multi strand fire retardant flexible copper cable with ISI mark confirming IS: 694:1990. ( PVC Box , Fire Retarded Box) For Coastal only | OK | Wiring with 1.5 Sqm.m PVC insulated single core multi strand fire retardant flexible copper cable with ISI mark confirming IS: 694:1990. ( PVC Box , Fire Retarded Box) For Coastal only | 0 | [16 empty] | 0 | Wiring with 1.5 Sqm.m PVC insulated single core multi strand fire retardant flexible copper cable with ISI mark confirming IS: 694:1990.( PVC Box , Fire Retarded Box) For Coastal only | ERRR
| a. Light point with ceiling rose | a. Light point with ceiling rose | OK | a. Light point with ceiling rose | 0 | 1376.73 | Each | [14 empty] | 0 | a. Light point with ceiling rose | -----------------------
| b. Light point without ceiling rose | b. Light point without ceiling rose | OK | b. Light point without ceiling rose | 0 | 1379.73 | Each | [14 empty] | 0 | b. Light point without ceiling rose | -----------------------
| c. Calling bell point with Buzzer/Calling bell | c. Calling bell point with Buzzer/Calling bell | OK | c. Calling bell point with Buzzer/Calling bell | 0 | 1376 | Each | [14 empty] | 0 | c. Calling bell point with Buzzer/Calling bell | -----------------------
| Wiring with 1.5 sqmm PVC insulated single core multi strand fire retardant flexible copper cable with ISI mark confirming IS: 694:1990 for Fan point.(PVC Electrical Box ) | Wiring with 1.5 sqmm PVC insulated single core multi strand fire retardant flexible copper cable with ISI mark confirming IS: 694:1990 for Fan point.(PVC Electrical Box ) | OK | Wiring with 1.5 Sqm.m PVC insulated single core multi strand fire retardant flexible copper cable with ISI mark confirming IS: 694:1990 for Fan point.(PVC Electrical Box ) | Wiring with 1.5 Sqm.m pvc insulated single core multi strand fire retardant flexible copper cable with ISI mark conforming to IS:694/1990, 1.1.k.v. grade cable with continuous earth by means of 1.5 Sqm.m PVC insulated single core multi strand fire retardant flexible copper cable with isi mark conforming to is:694/1990, 1.1.k.v. grade cable in fully concealed pvc rigid conduit pipe heavy duty with ISI mark with suitable size ms box of 16g thick concealed and covered with 3mm thick laminated hylem sheet for FAN POINT controlled by 5 amps flush type switch including circuit mains, cost of all materials, specials, etc., all complete | 1427.73 | Each | [14 empty] | 0 | Wiring with 1.5 Sqm.m PVC insulated single core multi strand fire retardant flexible copper cable with ISI mark confirming IS: 694:1990 for Fan point.(PVC Electrical Box ) | -----------------------
| Wiring with 1.5 sqmm PVC insulated single core multi strand fire retardant flexible copper cable with ISI mark confirming IS: 694:1990 for Staircase Light Point.(PVC Electrical Box ) | Wiring with 1.5 sqmm PVC insulated single core multi strand fire retardant flexible copper cable with ISI mark confirming IS: 694:1990 for Staircase Light Point.(PVC Electrical Box ) | OK | Wiring with 1.5 Sqm.m PVC insulated single core multi strand fire retardant flexible copper cable with ISI mark confirming IS: 694:1990 for Staircase Light Point.(PVC Electrical Box ) | wiring with 1.5 Sqm.m pvc insulated single core multi strand fire retardant flexible copper cable with isi mark conforming to is: 694/1990, 1.1.k.v. grade cable with continuous earth by means of 1.5 Sqm.m pvc insulated single core multi strand fire retardant flexible copper cable with isi mark conforming to is:694/1990, 1.1.k.v. grade cable in fully concealed pvc rigid conduit pipe heavy duty with isi mark with suitable size ms box of 16g thick concealed and covered with 3mm thick laminated hylem sheet for staircase light point controlled by 5 amps flush type two way switch including circuit mains, cost of all materials, specials, etc., all complete. | 2542.73 | Each | [14 empty] | 0 | Wiring with 1.5 Sqm.m PVC insulated single core multi strand fire retardant flexible copper cable with ISI mark confirming IS: 694:1990 for Staircase Light Point.(PVC Electrical Box ) | -----------------------
67.1 | Wiring with 1.5 sqmm PVC insulated single core multi strand fire retardant flexible copper cable with ISI mark confirming IS: 694:1990 for 5 amps 5 pin plug socket point @ Switch Board Itself. | Wiring with 1.5 sqmm PVC insulated single core multi strand fire retardant flexible copper cable with ISI mark confirming IS: 694:1990 for 5 amps 5 pin plug socket point @ Switch Board Itself. | OK | Wiring with 1.5 Sqm.m PVC insulated single core multi strand fire retardant flexible copper cable with ISI mark confirming IS: 694:1990 for 5 amps 5 pin plug socket point @ Switch Board Itself. | Wiring with 1.5 Sqm.m pvc insulated single core multi strand fire retardant flexible copper cable with isi mark conforming to is: 694/1990, 1.1.k.v. grade cable with continuous earth by means of 1.5 Sqm.m pvc insulated single core multi strand fire retardant flexible copper cable with isi mark conforming to is:694/1990,1.1.k.v. grade cable in fully concealed pvc rigid conduit pipe heavy duty with isi mark with suitable size ms box of 16g thick concealed and covered with 3mm thick laminated hylem sheet for 5 amps 5 pin plug socket point at SWITCH BOARD ITSELF including circuit mains, cost of all materials, specials, etc., all complete | 688 | Each | [14 empty] | 0 | Wiring with 1.5 Sqm.m PVC insulated single core multi strand fire retardant flexible copper cable with ISI mark confirming IS: 694:1990 for 5 amps 5 pin plug socket point @ Switch Board Itself. | -----------------------
| Wiring with 1.5 sqmm PVC insulated single core multi strand fire retardant flexible copper cable with ISI mark confirming IS: 694:1990 for 5 amps 5 pin plug socket point @ Convenient Places.(PVC Electrical Box ) | Wiring with 1.5 sqmm PVC insulated single core multi strand fire retardant flexible copper cable with ISI mark confirming IS: 694:1990 for 5 amps 5 pin plug socket point @ Convenient Places.(PVC Electrical Box ) | OK | Wiring with 1.5 Sqm.m PVC insulated single core multi strand fire retardant flexible copper cable with ISI mark confirming IS: 694:1990 for 5 amps 5 pin plug socket point @ Convenient Places.(PVC Electrical Box ) | Wiring with 1.5 Sqm.m PVC insulated single core multi strand fire retardant flexible copper cable with isi mark conforming to is: 694/1990, 1.1.k.v. grade cable with continuous earth by means of 1.5 sq.mm pvc insulated single core multi strand fire retardant flexible copper cable with isi mark conforming to is:694/1990, 1.1.k.v. grade cable in fully concealed pvc rigid conduit pipe heavy duty with isi mark with suitable size ms box of 1 no (each) 16g thick concealed and covered with 3mm thick laminated hylem sheet for 5 amps 5 pin plug socket point at CONVENIENT PLACES including circuit mains, cost of all materials, specials, etc., all complete | 937 | Each | [14 empty] | 0 | Wiring with 1.5 Sqm.m PVC insulated single core multi strand fire retardant flexible copper cable with ISI mark confirming IS: 694:1990 for 5 amps 5 pin plug socket point @ Convenient Places.(PVC Electrical Box ) | -----------------------
| Supplying and fixing of 15 Amps 3 pin flush type plug using ( PVC Box , Fire Retarded Box) | Supplying and fixing of 15 Amps 3 pin flush type plug using ( PVC Box , Fire Retarded Box) | OK | Supplying and fixing of 15 Amps 3 pin flush type plug using ( PVC Box , Fire Retarded Box) | Supplying and fixing 15 amps 3 pin plug type socket on a suitable MS box 16g thick concealed and covered with 3mm thick laminated hylem sheet inclusive of all connections and cost of all materials. | 132 | Each | [14 empty] | 0 | Supplying and fixing of 15 Amps 3 pin flush type plug using ( PVC Box , Fire Retarded Box) | -----------------------
| Fabrication of Mild steel / RTS grills (without cement slurry) for all sizes of rods.(BINDING WIRE insulated with PVC) | Fabrication of Mild steel / RTS grills (without cement slurry) for all sizes of rods.(BINDING WIRE insulated with PVC) | OK | Fabrication of Mild steel / RTS grills (without cement slurry) for all sizes of rods.(BINDING WIRE insulated with PVC) | 0 | 70226.6 | MT | [14 empty] | 0 | Fabrication of Mild steel / RTS grills (without cement slurry) for all sizes of rods.(BINDING WIRE insulated with PVC) | ERRR
| PVC SWR 110 mm dia with ISI mark type- A for Rain water down fall pipe(UPVC SPECIAL CLAMP ) | PVC SWR 110 mm dia with ISI mark type- A for Rain water down fall pipe(UPVC SPECIAL CLAMP ) | OK | PVC SWR 110 mm dia with ISI mark type- A for Rain water down fall pipe(UPVC SPECIAL CLAMP ) | 0 | 315.59 | Rmt | [14 empty] | 0 | PVC SWR 110 mm dia with ISI mark type- A for Rain water down fall pipe(UPVC SPECIAL CLAMP ) | -----------------------
| Supply and fixing in posistion of 6 rows of 10 guage GI barbed wire 20 guage | Supply and fixing in posistion of 6 rows of 10 guage GI barbed wire 20 guage | OK | Supply and fixing in posistion of 6 rows of 10 guage GI barbed wire 20 guage | 0 | 31.75 | [15 empty] | 0 | Supply and fixing in posistion of 6 rows of 10 guage GI barbed wire 20 guage | -----------------------
| Supply ,laying & jointing the following pipes as per ASTM D 1785 of schedule 40 with UPVC Specials | Supply ,laying & jointing the following pipes as per ASTM D 1785 of schedule 40 with UPVC Specials | OK | Supply ,laying & jointing the following pipes as per ASTM D 1785 of schedule 40 with UPVC Specials | 0 | [16 empty] | 0 | Supply ,laying & jointing the following pipes as per ASTM D 1785 of schedule 40 with UPVC Specials | -----------------------
| a. 32 mm dia | a. 32 mm dia | OK | a. 32 mm dia Supply ,laying & jointing the following pipes as per ASTM D 1785 of schedule 40 with UPVC Specials | Supplying and delivery of 32mm dia UPVC Pipe including cost of all materials and labour charges all complete complying with relevant standard specifications and as directed by the departmental officers | 216.76 | Rmt | [14 empty] | 0 | a. 32 mm dia Supply ,laying & jointing the following pipes as per ASTM D 1785 of schedule 40 with UPVC Specials | -----------------------
| b. 25 mm dia | b. 25 mm dia | OK | b. 25 mm dia Supply ,laying & jointing the following pipes as per ASTM D 1785 of schedule 40 with UPVC Specials | Supplying and delivery of 25mm dia UPVC Pipe including cost of all materials and labour charges all complete complying with relevant standard specifications and as directed by the departmental officers | 200.94 | Rmt | [14 empty] | 0 | b. 25 mm dia Supply ,laying & jointing the following pipes as per ASTM D 1785 of schedule 40 with UPVC Specials | -----------------------
| c. 20mm dia PVC water supply ASTM pipe (fully consealed in walls) | c. 20mm dia PVC water supply ASTM pipe (fully consealed in walls) | OK | c. 20mm dia PVC water supply ASTM pipe (fully consealed in walls) | Supplying and delivery of 20mm dia UPVC Pipe including cost of all materials and labour charges all complete complying with relevant standard specifications and as directed by the departmental officers | 195.3 | Rmt | [13 empty] | 20 | 6380 | c. 20mm dia PVC water supply ASTM pipe (fully consealed in walls) | -----------------------
| Providing Colour Marble chips of size 10mm and below using 70.20Kgs of cement and 15 cum of Colour Marble chips for every 10 sqm over the existing plastered surface ( For coastal area) | Providing Colour Marble chips of size 10mm and below using 70.20Kgs of cement and 15 cum of Colour Marble chips for every 10 sqm over the existing plastered surface ( For coastal area) | OK | Providing Colour Marble chips of size 10mm and below using 70.20Kgs of cement and 15 Cum. of Colour Marble chips for every 10 Sqm. over the existing plastered surface ( For coastal area) | 0 | 319 | Sqm | [14 empty] | 0 | Providing Colour Marble chips of size 10mm and below using 70.20Kgs of cement and 15 Cum. of Colour Marble chips for every 10 Sqm. over the existing plastered surface ( For coastal area) | -----------------------
| S & F of 15mm dia half turn CP long body tap | S & F of 15mm dia half turn CP long body tap | OK | S & F of 15mm dia half turn CP long body tap | Supplying and fixing of half turn brass core CP long body tap of 15mm dia of best quality including cost of half turn CP tap with required specials and labour for fixing etc., all complete and as directed by the departmental officers. (The quality and brand should be got approved from the executive engineer before use) | 458 | Each | [14 empty] | 0 | S & F of 15mm dia half turn CP long body tap | -----------------------
| S & F of 15mm dia half turn CP short body tap | S & F of 15mm dia half turn CP short body tap | OK | S & F of 15mm dia half turn CP short body tap | Supplying and fixing of half turn brass core CP short body tap of 15mm dia of best quality including cost of half turn CP tap with required specials and labour for fixing etc., all complete and as directed by the departmental officers. (the quality and brand should be got approved from the executive engineer before use) | 410 | Each | [14 empty] | 0 | S & F of 15mm dia half turn CP short body tap | -----------------------
| S & F of MS angle of size 50x 50x 5mm | S & F of MS angle of size 50x 50x 5mm | OK | S & F of MS angle of size 50x 50x 5mm | 0 | 51.4 | Kg | [14 empty] | 0 | S & F of MS angle of size 50x 50x 5mm | -----------------------
| Granite Tiles flooring in cm1:3,20mm thk sathali steel/ grey | Granite Tiles flooring in cm1:3,20mm thk sathali steel/ grey | OK | Granite Tiles flooring in cm1:3,20mm thk sathali steel/ grey | supplying and laying of granite tile flooring (super fine polished with machine cut edges of size 2’ x 1’, 20mm thick (satherli grey/steel grey) using grout joint) over cement plastering in cm 1:3 (one of cement and three of sand 20mm thick including fixing in position, cutting the tiles to the required size wherever necessary pointing the joints with grout curing, finishing etc., all complete and as directed by the departmental officers. | 1281.91 | Sqm | [14 empty] | 0 | Granite Tiles flooring in cm1:3,20mm thk sathali steel/ grey | -----------------------
| Granite Tiles flooring in cm1:3,20mm thk Ruby Red |  |  | Granite Tiles flooring in cm1:3,20mm thk Ruby Red | supplying and laying of granite tile flooring (super fine polished with machine cut edges of size 2’ x 1’, 20mm thick (Ruby Red ) using grout joint) over cement plastering in cm 1:3 (one of cement and three of sand 20mm thick including fixing in position, cutting the tiles to the required size wherever necessary pointing the joints with grout curing, finishing etc., all complete and as directed by the departmental officers. | 2285.32 | [15 empty] | 0 | Granite Tiles flooring in cm1:3,20mm thk Ruby Red | -----------------------
| Supplying nd laying of 1000 x 1000 x 300mm size ms 16 swg powder coated cable terminal box with two compartment with necessary bus bar connected with TNEB etc., |  |  |  | 0 | 34310 | [16 empty] | 0 | -----------------------
| Supplying and fixing of 200 Amps metal clad switch with rewirable fuse units, (Revised PWD SR 17-18/Pg.no.80 it-J Part c) |  |  |  | 0 | 8100 | [16 empty] | 0 | -----------------------
1.9.3.1 | Bored cast sit piles installation of vertical cast in Situ Bored piles of following dia using Standardised concrete mix M30 Grade) as per nagapattinam data For Coastal area | Bored cast sit piles installation of vertical cast in Situ Bored piles of following dia using Standardised concrete mix M30 Grade) as per nagapattinam data For Coastal area | OK | Bored cast sit piles installation of vertical cast in Situ Bored piles of following dia using Standardised concrete mix M30 Grade) as per nagapattinam data For Coastal area | 0 | [16 empty] | 0 | Bored cast sit piles installation of vertical cast in Situ Bored piles of following dia using Standardised concrete mix M30 Grade) as per nagapattinam data For Coastal area | -----------------------
| a.500mm dia pile | a.500mm dia pile | OK | a.500mm dia pile | 0 | 2837.02 | Rmt | [14 empty] | 0 | a.500mm dia pile | -----------------------
| b.450mm dia pile | b.450mm dia pile | OK | b.450mm dia pile | 0 | 2530.5 | Rmt | [14 empty] | 0 | b.450mm dia pile | -----------------------
| c.400mm dia pile | c.400mm dia pile | OK | c.400mm dia pile | 0 | 2255.87 | Rmt | [14 empty] | 0 | c.400mm dia pile | -----------------------
| Removing of clay from pile inlucing conveyance charges, loading and unloading charges etc.,all complete | Removing of clay from pile inlucing conveyance charges, loading and unloading charges etc.,all complete | OK | Removing of clay from pile inlucing conveyance charges, loading and unloading charges etc.,all complete | 0 | 0 | [15 empty] | 0 | Removing of clay from pile inlucing conveyance charges, loading and unloading charges etc.,all complete | -----------------------
| Chipping of RCC pile head of 500mm Dia of pile to the required cut off level and clearing away the debris from site with an average lead of 5 km etc. | Chipping of RCC pile head of 500mm Dia of pile to the required cut off level and clearing away the debris from site with an average lead of 5 km etc. | OK | Chipping of RCC pile head of 500mm Dia of pile to the required cut off level and clearing away the debris from site with an average lead of 5 km etc. | 0 | [16 empty] | 0 | Chipping of RCC pile head of 500mm Dia of pile to the required cut off level and clearing away the debris from site with an average lead of 5 km etc. | -----------------------
| a.500mm dia pile | a.500mm dia pile | OK | a.500mm dia pile | 0 | 876.36 | Rmt | [14 empty] | 0 | a.500mm dia pile | -----------------------
| b.450mm dia pile | b.450mm dia pile | OK | b.450mm dia pile | 0 | 710.92 | Rmt | [14 empty] | 0 | b.450mm dia pile | -----------------------
| c.400mm dia pile | c.400mm dia pile | OK | c.400mm dia pile | 0 | 563.37 | Rmt | [14 empty] | 0 | c.400mm dia pile | -----------------------
| Mobilization Charges inclusive of Transportation to site assembling and Dismantling the rotary pile equipment employed for the works etc.(Qtn) | Mobilization Charges inclusive of Transportation to site assembling and Dismantling the rotary pile equipment employed for the works etc.(Qtn) | OK | Mobilization Charges inclusive of Transportation to site assembling and Dismantling the rotary pile equipment employed for the works etc.(Qtn) | 0 | 40000 | No | [14 empty] | 0 | Mobilization Charges inclusive of Transportation to site assembling and Dismantling the rotary pile equipment employed for the works etc.(Qtn) | -----------------------
| Conducting Routine vertical compression load test for bored cast in situ RCC piles of various dia by direct loading in accordance with IS 2911(PART IV)1985 excluding cost of pile and dismantling the same after testing, includung finishing pile head etc.(CER .no.60/2016-2017. Est Cochin house) | Conducting Routine vertical compression load test for bored cast in situ RCC piles of various dia by direct loading in accordance with IS 2911(PART IV)1985 excluding cost of pile and dismantling the same after testing, includung finishing pile head etc.(CER .no.60/2016-2017. Est Cochin house) | OK | Conducting Routine vertical compression load test for bored cast in situ RCC piles of various dia by direct loading in accordance with IS 2911(PART IV)1985 excluding cost of pile and dismantling the same after testing, includung finishing pile head etc.(CER .no.60/2016-2017. Est Cochin house) | 0 | 70000 | No | [14 empty] | 0 | Conducting Routine vertical compression load test for bored cast in situ RCC piles of various dia by direct loading in accordance with IS 2911(PART IV)1985 excluding cost of pile and dismantling the same after testing, includung finishing pile head etc.(CER .no.60/2016-2017. Est Cochin house) | -----------------------
| False ceiling with plain gybsum board (as per PWD SR. rate 2017-18, Anx- VI -It- 154 -a) | False ceiling with plain gybsum board (as per PWD SR. rate 2017-18, Anx- VI -It- 154 -a) | OK | False ceiling with plain gybsum board (as per PWD SR. rate 2017-18, Anx- VI -It- 154 -a) | 0 | 713.54 | Sqm | [14 empty] | 0 | False ceiling with plain gybsum board (as per PWD SR. rate 2017-18, Anx- VI -It- 154 -a) | -----------------------
| Wiring with 1.5 sqmm PVC insulated single core multi strand fire retardant flexible copper cable with ISI mark confirming IS: 694:1990. (Open wiring) | Wiring with 1.5 sqmm PVC insulated single core multi strand fire retardant flexible copper cable with ISI mark confirming IS: 694:1990. (Open wiring) | OK | Wiring with 1.5 Sqm.m PVC insulated single core multi strand fire retardant flexible copper cable with ISI mark confirming IS: 694:1990. (Open wiring) | Wiring with 1.5 Sqm.m PVC insulated single core multi strand fire retardant flexible copper cable with ISI mark conforming to IS: 694/1990, 1.1 k.v. grade cable with continuous earth by means of 1.5 Sqm.m pvc insulated single core multi strand fire retardant flexible copper cable with ISI mark conforming to is: 694/1990, 1.1 k.v. grade cable in fully concealed PVC rigid conduit pipe heavy duty with isi mark with suitable size ms box of 1 no. (each) 16 g thick concealed and covered with 3mm thick laminated hylem sheet for 5 amps flush type switch including circuit mains, cost of all materials, specials etc., all complete (Open wiring) | [16 empty] | * | Wiring with 1.5 Sqm.m PVC insulated single core multi strand fire retardant flexible copper cable with ISI mark confirming IS: 694:1990. (Open wiring) | -----------------------
| a. Light point with ceiling rose | a. Light point with ceiling rose | OK | a. Light point with ceiling rose Wiring with 1.5 Sqm.m PVC insulated single core multi strand fire retardant flexible copper cable with ISI mark confirming IS: 694:1990. (Open wiring) | (a) Light point with ceiling rose (Open wiring) | 745 | Each | [13 empty] | 2 | 1496 | a. Light point with ceiling rose Wiring with 1.5 Sqm.m PVC insulated single core multi strand fire retardant flexible copper cable with ISI mark confirming IS: 694:1990. (Open wiring) | -----------------------
| b. Light point without ceiling rose | b. Light point without ceiling rose | OK | b. Light point without ceiling rose Wiring with 1.5 Sqm.m PVC insulated single core multi strand fire retardant flexible copper cable with ISI mark confirming IS: 694:1990. (Open wiring) | (b) Light point without ceiling rose (Open wiring) | 748 | Each | [14 empty] | 0 | b. Light point without ceiling rose Wiring with 1.5 Sqm.m PVC insulated single core multi strand fire retardant flexible copper cable with ISI mark confirming IS: 694:1990. (Open wiring) | -----------------------
| Wiring with 1.5 sqmm PVC insulated single core multi strand fire retardant flexible copper cable with ISI mark confirming IS: 694:1990 for 5 amps 5 pin plug socket point @ Convenient Places.(Open wiring) | Wiring with 1.5 sqmm PVC insulated single core multi strand fire retardant flexible copper cable with ISI mark confirming IS: 694:1990 for 5 amps 5 pin plug socket point @ Convenient Places.(Open wiring) | OK | Wiring with 1.5 Sqm.m PVC insulated single core multi strand fire retardant flexible copper cable with ISI mark confirming IS: 694:1990 for 5 amps 5 pin plug socket point @ Convenient Places.(Open wiring) | Wiring with 1.5 Sqm.m PVC insulated single core multi strand fire retardant flexible copper cable with ISI mark confirming IS: 694:1990 for 5 amps 5 pin plug socket point @ Convenient Places.(Open wiring) | 572 | Each | [14 empty] | 0 | Wiring with 1.5 Sqm.m PVC insulated single core multi strand fire retardant flexible copper cable with ISI mark confirming IS: 694:1990 for 5 amps 5 pin plug socket point @ Convenient Places.(Open wiring) | -----------------------
| Wiring with 1.5 sqmm PVC insulated single core multi strand fire retardant flexible copper cable with ISI mark confirming IS: 694:1990 for 5 amps 5 pin plug socket point @ Switch Board Itself.(Open wiring) | Wiring with 1.5 sqmm PVC insulated single core multi strand fire retardant flexible copper cable with ISI mark confirming IS: 694:1990 for 5 amps 5 pin plug socket point @ Switch Board Itself.(Open wiring) | OK | Wiring with 1.5 Sqm.m PVC insulated single core multi strand fire retardant flexible copper cable with ISI mark confirming IS: 694:1990 for 5 amps 5 pin plug socket point @ Switch Board Itself.(Open wiring) | Wiring with 1.5 sqmm pvc insulated single core multi strand fire retardant flexible copper cable with isi mark conforming to is: 694/1990, 1.1.k.v. grade cable with continuous earth by means of 1.5 sqmm pvc insulated single core multi strand fire retardant flexible copper cable with isi mark conforming to is:694/1990,1.1.k.v. grade cable in fully concealed pvc rigid conduit pipe heavy duty with isi mark with suitable size ms box of 16g thick concealed and covered with 3mm thick laminated hylem sheet for 5 amps 5 pin plug socket point at SWITCH BOARD ITSELF including circuit mains, cost of all materials, specials, etc., all complete(Open wiring) | 688 | Each | [14 empty] | 0 | Wiring with 1.5 Sqm.m PVC insulated single core multi strand fire retardant flexible copper cable with ISI mark confirming IS: 694:1990 for 5 amps 5 pin plug socket point @ Switch Board Itself.(Open wiring) | -----------------------
| Wiring with 1.5 sqmm PVC insulated single core multi strand fire retardant flexible copper cable with ISI mark confirming IS: 694:1990 for Fan point .(Open wiring) | Wiring with 1.5 sqmm PVC insulated single core multi strand fire retardant flexible copper cable with ISI mark confirming IS: 694:1990 for Fan point .(Open wiring) | OK | Wiring with 1.5 Sqm.m PVC insulated single core multi strand fire retardant flexible copper cable with ISI mark confirming IS: 694:1990 for Fan point .(Open wiring) | Wiring with 1.5 Sqm.m PVC insulated single core multi strand fire retardant flexible copper cable with ISI mark confirming IS: 694:1990 for Fan point .(Open wiring) | 829 | RMT | [14 empty] | 0 | Wiring with 1.5 Sqm.m PVC insulated single core multi strand fire retardant flexible copper cable with ISI mark confirming IS: 694:1990 for Fan point .(Open wiring) | -----------------------
| Aluminium Partition wall 1/3 5.5mm thick glass & 2/3 Novapan sheet 12mm thick outer top and bottom | Aluminium Partition wall 1/3 5.5mm thick glass & 2/3 Novapan sheet 12mm thick outer top and bottom | OK | Aluminium Partition wall 1/3 5.5mm thick glass & 2/3 Novapan sheet 12mm thick outer top and bottom | supply and fabrication, fixing in position of aluminium partition with bottom 1/3 paneled 12mm thick both side laminated sheet and top 1/3 plain glass 5.5mm thick to suit against the partition wall. the outer frame top and bottom using rectangular box section no.9221 of 101.50x44.45x2mm at weight of 1.975 kg/m vertical as well as horizontal using rectangular box section no. 9222 of 63.50x38.10x2mm at weight of 1.174 kg/m with accessories and furniture fittings including cost of materials, rubber beeding ‘l’ angle screws etc., and power consumption charges required for fabrication including making necessary holes in the columns, beams, masonry with power drill to the required extent and redoing the masonry to original conditions after fixing etc., complete. the aluminium section anodized with matt finish under electrically controlled conditions in accordance with is specification 1863/1963 for anodic film thickness of not 15 microns. all the clips | 3627.29 | Sqm | [14 empty] | 0 | Aluminium Partition wall 1/3 5.5mm thick glass & 2/3 Novapan sheet 12mm thick outer top and bottom | -----------------------
| Supply and fixing of colour matt finish door 15 microns double leaf door ( 1500 x 2100 mm) | Supply and fixing of colour matt finish door 15 microns double leaf door ( 1500 x 2100 mm) | OK | Supply and fixing of colour matt finish door 15 microns double leaf door ( 1500 x 2100 mm) | 0 | 5310.14 | Sqm | [14 empty] | 0 | Supply and fixing of colour matt finish door 15 microns double leaf door ( 1500 x 2100 mm) | -----------------------
| Supply and fixing of colour matt finish door 15 microns double leaf door ( 1000 x 2100 mm) | Supply and fixing of colour matt finish door 15 microns double leaf door ( 1000 x 2100 mm) | OK | Supply and fixing of colour matt finish door 15 microns double leaf door ( 1000 x 2100 mm) | supplying and fixing in position of aluminium door of bottom with novapan sheet 12mm tk and top with 5.5mm thick plain glass. the outer frame top and bottom using rectangular box section no.4617 of 101.60x44.45x 2.10mm at weight of 1.608 kg/m and shutter vertical section no. 4504 of 47.62x47.62x1.82mm at weight of 1.052 and top horizontal section no.4506 of size 47.62x10.16x 2.82mm at weight of 0.776 kg/m with accessories and furniture fittings including cost of materials, rubber beeding ‘l’ angle screws etc., and power consumption charges required for fabrication including making necessary holes in the columns, beams, masonry with power drill to the required extent and redoing the masonry to original conditions after fixing etc., complete. the aluminium section anodized with matt finish under electrically controlled conditions in accordance with is specification 1863/1963 for anodic film thickness of not less than 15 microns. all the clips | 6869.96 | Sqm | [14 empty] | 0 | Supply and fixing of colour matt finish door 15 microns double leaf door ( 1000 x 2100 mm) | -----------------------
| supplying and fixing of colour matt finish floor tiles of size 12"x12" floor tiles | supplying and fixing of colour matt finish floor tiles of size 12"x12" floor tiles | OK | supplying and fixing of colour matt finish floor tiles of size 12"x12" floor tiles | 0 | 1228.53 | Sqm | [14 empty] | 0 | supplying and fixing of colour matt finish floor tiles of size 12"x12" floor tiles | -----------------------
| supplying and fixing of colour matt finish floor tiles of size 12"x18" for wall tiles | supplying and fixing of colour matt finish floor tiles of size 12"x18" for wall tiles | OK | supplying and fixing of colour matt finish floor tiles of size 12"x18" for wall tiles | 0 | 1487.78 | Sqm | [14 empty] | 0 | supplying and fixing of colour matt finish floor tiles of size 12"x18" for wall tiles | -----------------------
| Supply and fixing of 20 Amps DP plug and socket in sheet enclosure with 32 A DP MCB in Flush with wall with earth connection ( For AC Plug ) Legrand ( MDS) / Hager( L& T) Equivalent/ Superior variety Ele SD -140 /2019-20 | Supply and fixing of 20 Amps DP plug and socket in sheet enclosure with 32 A DP MCB in Flush with wall with earth connection ( For AC Plug ) Legrand ( MDS) / Hager( L& T) Equivalent/ Superior variety Ele SD -140 /2019-20 | OK | Supply and fixing of 20 Amps DP plug and socket in sheet enclosure with 32 A DP MCB in Flush with wall with earth connection ( For AC Plug ) Legrand ( MDS) / Hager( L& T) Equivalent/ Superior variety Ele SD -140 /2018-19 | Supply and fixing of 20 Amps DP plug and socket in sheet enclosure with 32 A DP MCB in Flush with wall with earth connection ( For AC Plug ) Legrand ( MDS) / Hager( L& T) Equivalent/ Superior variety Ele SD -140 /2018-19 | 1830 | Each | [14 empty] | 0 | Supply and fixing of 20 Amps DP plug and socket in sheet enclosure with 32 A DP MCB in Flush with wall with earth connection ( For AC Plug ) Legrand ( MDS) / Hager( L& T) Equivalent/ Superior variety Ele SD -140 /2018-19 | ERRR
| Supplying nd laying of 1000 x 1000 x 300mm size ms 16 swg powder coated cable terminal box with two compartment with necessary bus bar connected with TNEB etc., | Supplying nd laying of 1000 x 1000 x 300mm size ms 16 swg powder coated cable terminal box with two compartment with necessary bus bar connected with TNEB etc., | OK | Supplying nd laying of 1000 x 1000 x 300mm size ms 16 swg powder coated cable terminal box with two compartment with necessary bus bar connected with TNEB etc., | 0 | 34310 | Each | [14 empty] | 0 | Supplying nd laying of 1000 x 1000 x 300mm size ms 16 swg powder coated cable terminal box with two compartment with necessary bus bar connected with TNEB etc., | -----------------------
| Supplying and fixing of 200 Amps metal clad switch with rewirable fuse units, (Revised PWD SR 18-19Pg.no.80 it-J Part c) | Supplying and fixing of 200 Amps metal clad switch with rewirable fuse units, (Revised PWD SR 18-19Pg.no.80 it-J Part c) | OK | Supplying and fixing of 200 Amps metal clad switch with rewirable fuse units, (Revised PWD SR 18-19Pg.no.80 it-J Part c) | 0 | 8100 | Each | [14 empty] | 0 | Supplying and fixing of 200 Amps metal clad switch with rewirable fuse units, (Revised PWD SR 18-19Pg.no.80 it-J Part c) | -----------------------
| Supply and Laying Rubber Moulded Hyraulic Pressed Paver Block 83 mm thick including labour charges for laying etc ( as per DB/1469/2018) | Supply and Laying Rubber Moulded Hyraulic Pressed Paver Block 83 mm thick including labour charges for laying etc ( as per DB/1469/2018) | OK | Supply and Laying Rubber Moulded Hyraulic Pressed Paver Block 83 mm thick including labour charges for laying etc ( as per DB/1469/2018) | 0 | 829 | Each | [14 empty] | 0 | Supply and Laying Rubber Moulded Hyraulic Pressed Paver Block 83 mm thick including labour charges for laying etc ( as per DB/1469/2018) | -----------------------
| Supplying and fixing of 250 Watts Metal halide Flood light etc., | Supplying and fixing of 250 Watts Metal halide Flood light etc., | OK | Supplying and fixing of 250 Watts Metal halide Flood light etc., | 0 | 8461 | Each | [14 empty] | 0 | Supplying and fixing of 250 Watts Metal halide Flood light etc., | -----------------------
21.6 | R.C.C.Door frames of size 100 x 75mm with one edge grooves size 't' x 20 mm ( with out M20 or M30 grade old data ) | R.C.C.Door frames of size 100 x 75mm with one edge grooves size 't' x 20 mm ( with out M20 or M30 grade old data ) | OK | R.C.C.Door frames of size 100 x 75mm with one edge grooves size 't' x 20 mm ( with out M20 or M30 grade old data ) | Supplying and fixing Monolithic RCC door frames of size 100x75mm with one edge grooves size 'T' x 20 mm ('T' represents the shutter thickness) in reinforced cement concrete M20 or M30 grade using 20mm hard broken stone jelly including cost of steel and fabrication of reinforcement grills with 3 nos. of 6mm M.S rod alround and 3mm steel stirrups at 30cm centre to centre including fixing of 3 nos of iron bracket of size 100x100x5mm or 3 nos of teak wood plug for receiving hinges and 2 nos of teak wood plug for receiving the tower bolts including fixing of 6 nos of hold fasts and cost and fixing of check nuts and aluminium sleeves and 2 nos iron oxide tower bolt receiver all as per drawings, including moulding in steel mould and casting with smooth surfaces and fine edges, curing, transporting etc., all complete as directed by the departmental officers. | [16 empty] | 0 | R.C.C.Door frames of size 100 x 75mm with one edge grooves size 't' x 20 mm ( with out M20 or M30 grade old data ) | -----------------------
| a. 900 x 2100 mm | a. 900 x 2100 mm | OK | a. 900 x 2100 mm R.C.C.Door frames of size 100 x 75mm with one edge grooves size 't' x 20 mm ( with out M20 or M30 grade old data ) | a. 900 x 2100 mm | 2300.02 | Each | [14 empty] | 0 | a. 900 x 2100 mm R.C.C.Door frames of size 100 x 75mm with one edge grooves size 't' x 20 mm ( with out M20 or M30 grade old data ) | -----------------------
| c. 1200 x 2100 mm | c. 1200 x 2100 mm | OK | c. 1200 x 2100 mm R.C.C.Door frames of size 100 x 75mm with one edge grooves size 't' x 20 mm ( with out M20 or M30 grade old data ) | c. 1200 x 2100 mm | 2762.54 | Each | [14 empty] | 0 | c. 1200 x 2100 mm R.C.C.Door frames of size 100 x 75mm with one edge grooves size 't' x 20 mm ( with out M20 or M30 grade old data ) | -----------------------
| d. 750 x 2100 mm | d. 750 x 2100 mm | OK | d. 750 x 2100 mm R.C.C.Door frames of size 100 x 75mm with one edge grooves size 't' x 20 mm ( with out M20 or M30 grade old data ) | d. 750 x 2100 mm | 2268.56 | [15 empty] | 0 | d. 750 x 2100 mm R.C.C.Door frames of size 100 x 75mm with one edge grooves size 't' x 20 mm ( with out M20 or M30 grade old data ) | -----------------------
| c. 1000 x 2100 mm | c. 1000 x 2100 mm | OK | c. 1000 x 2100 mm R.C.C.Door frames of size 100 x 75mm with one edge grooves size 't' x 20 mm ( with out M20 or M30 grade old data ) | c. 1000 x 2100 mm | 2318.73 | Each | [14 empty] | 0 | c. 1000 x 2100 mm R.C.C.Door frames of size 100 x 75mm with one edge grooves size 't' x 20 mm ( with out M20 or M30 grade old data ) | -----------------------
| 9 watts LED bulb qtn | 9 watts LED bulb qtn | OK | 9 watts LED bulb qtn | Supplying and fixing of 9W LED Bulb and fixing the bulb including cost of all materials and labour for fixing in position and as directed by the departmental officers. (The entire fittings should be got approved from the executive engineer before use) | 81 | Each | [14 empty] | 0 | 9 watts LED bulb qtn | -----------------------
| Supply and fixing of 25" LED Street light | Supply and fixing of 25" LED Street light | OK | Supply and fixing of 25" LED Street light | 0 | 2991 | Each | [14 empty] | 0 | Supply and fixing of 25" LED Street light | -----------------------
| 18 watts LED Tube Light | 18 watts LED Tube Light | OK | 18 watts LED Tube Light | Supplying and fixing of 4"18 watts Crystal LED tube light fittings on teak wood round blocks of 75mm dia 40mm deep suspended from ceiling or mounted on the wall including cost of all materials and labour for fixing in position and as directed by the departmental officers. (The entire fittings should be got approved from the executive engineer before use) | 635 | Each | [13 empty] | 2 | 862 | 18 watts LED Tube Light | -----------------------
| Bulk Head fitting for LED Bulb | Bulk Head fitting for LED Bulb | OK | Bulk Head fitting for LED Bulb | 0 | 431 | Each | [14 empty] | 0 | Bulk Head fitting for LED Bulb | -----------------------
| S & F 12 watts LED bulb for bulk head | S & F 12 watts LED bulb for bulk head | OK | S & F 12 watts LED bulb for bulk head | Supplying and fixing of 12 W LED Bulb and fixing the bulb including cost of all materials and labour for fixing in position and as directed by the departmental officers. (The entire fittings should be got approved from the executive engineer before use) | 170 | Each | [13 empty] | 32 | 176000 | S & F 12 watts LED bulb for bulk head | -----------------------
| ABS /PVC door framed shutter (Plain pre-laminated door) |  |  | ABS /PVC door framed shutter (Plain pre-laminated door) | ABS /PVC door framed shutter (Plain pre-laminated door) | 5500 | Each | [15 empty] | ABS /PVC door framed shutter (Plain pre-laminated door) | -----------------------
| ABS inner doors (Design pre-laminated door) |  |  | ABS inner doors (Design pre-laminated door) | ABS inner doors (Design pre-laminated door) | 5800 | Each | [15 empty] | ABS inner doors (Design pre-laminated door) | -----------------------
| Providing of Granular Sub Base using Grade-I | Providing of Granular Sub Base using Grade-I | OK | Providing of Granular Sub Base using Grade-I | Providing of Granular Sub Base using Grade-I |  | cum | [14 empty] | 0 | Providing of Granular Sub Base using Grade-I | -----------------------
| Providing and laying, spreading and compacting graded stone aggregate to Wet Mix Macadam (WMM) | Providing and laying, spreading and compacting graded stone aggregate to Wet Mix Macadam (WMM) | OK | Providing and laying, spreading and compacting graded stone aggregate to Wet Mix Macadam (WMM) | Providing and laying, spreading and compacting graded stone aggregate to Wet Mix Macadam (WMM) |  | cum | [14 empty] | 0 | Providing and laying, spreading and compacting graded stone aggregate to Wet Mix Macadam (WMM) | -----------------------
| Supply and fixing of Prepainting G.I. Window/ Ventilator with Grill( PWDSR-18-19)P-56 it-190 | Supply and fixing of Prepainting G.I. Window/ Ventilator with Grill( PWDSR-18-19)P-56 it-190 | OK | Supply and fixing of Prepainting G.I. Window/ Ventilator with Grill( PWDSR-18-19)P-56 it-190 | Supply and fixing of Prepainting G.I. Window/ Ventilator with Grill( PWDSR-18-19)P-56 it-190 | 5350 | Sqm | [14 empty] | 0 | Supply and fixing of Prepainting G.I. Window/ Ventilator with Grill( PWDSR-18-19)P-56 it-190 | -----------------------
| Wallputty ( one coat) | Wallputty ( one coat) | OK | Wallputty ( one coat) | Wallputty ( one coat) | 78.36 | Sqm | [14 empty] | 0 | Wallputty ( one coat) | -----------------------
| Supply and delivery of Electric Monoset centrifugal pump conforming to IS 9079:2002 as amended from time to time, with CI FG 200 Casing ,(lpm 200x 35 ) 3 HP | Supply and delivery of Electric Monoset centrifugal pump conforming to IS 9079:2002 as amended from time to time, with CI FG 200 Casing ,(lpm 200x 35 ) 3 HP | OK | Supply and delivery of Electric Monoset centrifugal pump conforming to IS 9079:2002 as amended from time to time, with CI FG 200 Casing ,(lpm 200x 35 ) 3 HP | Supply and delivery of Electric Monoset centrifugal pump conforming to IS 9079:2002 as amended from time to time, with CI FG 200 Casing ,(lpm 200x 35 ) 3 HP | 25881 | Each | [14 empty] | 0 | Supply and delivery of Electric Monoset centrifugal pump conforming to IS 9079:2002 as amended from time to time, with CI FG 200 Casing ,(lpm 200x 35 ) 3 HP | -----------------------
| Supply and delivery of direct online starter confirming to IS13947 and IEC 947 suitable KW rating for operation in AC/single Phase/50HZ(± 5%) and 415 V(±10%) | Supply and delivery of direct online starter confirming to IS13947 and IEC 947 suitable KW rating for operation in AC/single Phase/50HZ(± 5%) and 415 V(±10%) | OK | Supply and delivery of direct online starter confirming to IS13947 and IEC 947 suitable KW rating for operation in AC/single Phase/50HZ(± 5%) and 415 V(±10%) | Supply and delivery of direct online starter confirming to IS13947 and IEC 947 suitable KW rating for operation in AC/single Phase/50HZ(± 5%) and 415 V(±10%) | 12650 | Each | [14 empty] | 0 | Supply and delivery of direct online starter confirming to IS13947 and IEC 947 suitable KW rating for operation in AC/single Phase/50HZ(± 5%) and 415 V(±10%) | -----------------------
| Labour Charges for erection of Horizontal shaft,centrifugalpumpset(Coupled/Monoblock) in bore well/Open well including fixing of suction pipe and foot valve | Labour Charges for erection of Horizontal shaft,centrifugalpumpset(Coupled/Monoblock) in bore well/Open well including fixing of suction pipe and foot valve | OK | Labour Charges for erection of Horizontal shaft,centrifugalpumpset(Coupled/Monoblock) in bore well/Open well including fixing of suction pipe and foot valve | Labour Charges for erection of Horizontal shaft,centrifugalpumpset(Coupled/Monoblock) in bore well/Open well including fixing of suction pipe and foot valve | 5474.04 | Each | [14 empty] | 0 | Labour Charges for erection of Horizontal shaft,centrifugalpumpset(Coupled/Monoblock) in bore well/Open well including fixing of suction pipe and foot valve | -----------------------
| Supplying and delivery of following Dia PVC Pipes | Supplying and delivery of following Dia PVC Pipes | OK | Supplying and delivery of following Dia PVC Pipes | Supplying and delivery of following Dia PVC Pipes | [16 empty] | 0 | Supplying and delivery of following Dia PVC Pipes | -----------------------
| a) 50mm PVC 10 Kg/Cm² pipe | a) 50mm PVC 10 Kg/Cm² pipe | OK | a) 50mm PVC 10 Kg/Cm² pipe | a) 50mm PVC 10 Kg/Cm² pipe | 129 | Rmt | [14 empty] | 0 | a) 50mm PVC 10 Kg/Cm² pipe | -----------------------
| b) 40mm PVC 10 Kg/Cm² pipe | b) 40mm PVC 10 Kg/Cm² pipe | OK | b) 40mm PVC 10 Kg/Cm² pipe | b) 40mm PVC 10 Kg/Cm² pipe | 86.3 | Rmt | [14 empty] | 0 | b) 40mm PVC 10 Kg/Cm² pipe | -----------------------
| Supplying and delivery of following Dia GI Pipes | Supplying and delivery of following Dia GI Pipes | OK | Supplying and delivery of following Dia GI Pipes | Supplying and delivery of following Dia GI Pipes | [16 empty] | 0 | Supplying and delivery of following Dia GI Pipes | -----------------------
| a) 65 mm dia G.I pipe ( B class ) | a) 65 mm dia G.I pipe ( B class ) | OK | a) 65 mm dia G.I pipe ( B class ) | a) 65 mm dia G.I pipe ( B class ) | 242 | Rmt | [14 empty] | 0 | a) 65 mm dia G.I pipe ( B class ) | -----------------------
| b) 50mm dia G.I pipe ( B class ) | b) 50mm dia G.I pipe ( B class ) | OK | b) 50mm dia G.I pipe ( B class ) | a) 50 mm dia G.I pipe ( B class ) | [16 empty] | 0 | b) 50mm dia G.I pipe ( B class ) | -----------------------
|  |  |  | a) 50 mm dia GI pipe (Above Ground Level) | a) 50 mm dia GI pipe (Above Ground Level) | 225.31 | Rmt | [15 empty] | a) 50 mm dia GI pipe (Above Ground Level) | ----------------------- | Supplying and fixing of following dia GI pipe ‘B’ class and specials of best approved quality including cost of materials and labour charges for laying, jointing, testing and redoing the dismantled portions with neat finish etc., all complete and as directed by the departmental officers.
|  |  |  | b)50 mm dia GI pipe (Below Ground Level) | b)50 mm dia GI pipe (Below Ground Level) | 420.71 | Rmt | [15 empty] | b)50 mm dia GI pipe (Below Ground Level) | -----------------------
| Labour charges for following dia of PVC pipes (Below Ground level) | Labour charges for following dia of PVC pipes (Below Ground level) | OK | Labour charges for following dia of PVC pipes (Below Ground level) | Labour charges for following dia of PVC pipes (Below Ground level) | [16 empty] | 0 | Labour charges for following dia of PVC pipes (Below Ground level) | -----------------------
| a) 50mm PVC 10 Kg/Cm² pipe | a) 50mm PVC 10 Kg/Cm² pipe | OK | a) 50mm PVC 10 Kg/Cm² pipe | a) 50mm PVC 10 Kg/Cm² pipe | 68.32 | Rmt | [14 empty] | 0 | a) 50mm PVC 10 Kg/Cm² pipe | -----------------------
| b) 40 mm pvc pipe | b) 40 mm pvc pipe | OK | b) 40 mm pvc pipe | b) 40 mm pvc pipe | 62.2 | Rmt | [14 empty] | 0 | b) 40 mm pvc pipe | -----------------------
| Labour charges for following dia of GI pipes (Below Ground level) | Labour charges for following dia of GI pipes (Below Ground level) | OK | Labour charges for following dia of GI pipes (Below Ground level) | Labour charges for following dia of GI pipes (Below Ground level) | [16 empty] | 0 | Labour charges for following dia of GI pipes (Below Ground level) | -----------------------
| a) 65mm dia G.I pipe | a) 65mm dia G.I pipe | OK | a) 65mm dia G.I pipe | a) 65mm dia G.I pipe | 72.18 | Rmt | [14 empty] | 0 | a) 65mm dia G.I pipe | -----------------------
| b) 50mm dia G.I pipe | b) 50mm dia G.I pipe | OK | b) 50mm dia G.I pipe | b) 50mm dia G.I pipe | 70 | Rmt | [14 empty] | 0 | b) 50mm dia G.I pipe | -----------------------
| Supply and delivery of following dia of PVC specials | Supply and delivery of following dia of PVC specials | OK | Supply and delivery of following dia of PVC specials | Supply and delivery of following dia of PVC specials | [16 empty] | 0 | Supply and delivery of following dia of PVC specials | -----------------------
| a) 50mm dia PVC Coupling | a) 50mm dia PVC Coupling | OK | a) 50mm dia PVC Coupling | a) 50mm dia PVC Coupling | 12.2 | Each | [14 empty] | 0 | a) 50mm dia PVC Coupling | -----------------------
| b) 50mm dia PVC Elbow | b) 50mm dia PVC Elbow | OK | b) 50mm dia PVC Elbow | b) 50mm dia PVC Elbow | 24.5 | Each | [14 empty] | 0 | b) 50mm dia PVC Elbow | -----------------------
| c) 50mm dia PVC Tee | c) 50mm dia PVC Tee | OK | c) 50mm dia PVC Tee | c) 50mm dia PVC Tee | 36.8 | Each | [14 empty] | 0 | c) 50mm dia PVC Tee | -----------------------
| d) 40 x 32 mm dia PVC Reducer | d) 40 x 32 mm dia PVC Reducer | OK | d) 40 x 32 mm dia PVC Reducer | d) 40 x 32 mm dia PVC Reducer | 11.4 | Each | [14 empty] | 0 | d) 40 x 32 mm dia PVC Reducer | -----------------------
| e) 50 mm pvc union | e) 50 mm pvc union | OK | e) 50 mm pvc union | e) 50 mm pvc union | 240 | Each | [14 empty] | 0 | e) 50 mm pvc union | -----------------------
| f) 40 mm Tee | f) 40 mm Tee | OK | f) 40 mm Tee | f) 40 mm Tee | 24.5 | Each | [14 empty] | 0 | f) 40 mm Tee | -----------------------
| g) 40 mm Elbow | g) 40 mm Elbow | OK | g) 40 mm Elbow | g) 40 mm Elbow | 17.2 | Each | [14 empty] | 0 | g) 40 mm Elbow | -----------------------
| h) 40 mm union | h) 40 mm union | OK | h) 40 mm union | h) 40 mm union | 112.8 | Each | [14 empty] | 0 | h) 40 mm union | -----------------------
| Supplying and delivery of following dia of G.I specials | Supplying and delivery of following dia of G.I specials | OK | Supplying and delivery of following dia of G.I specials | Supplying and delivery of following dia of G.I specials | [16 empty] | 0 | Supplying and delivery of following dia of G.I specials | -----------------------
| a) 50mm dia G.I Bend | a) 50mm dia G.I Bend | OK | a) 50mm dia G.I Bend | a) 50mm dia G.I Bend | 115.2 | Each | [14 empty] | 0 | a) 50mm dia G.I Bend | -----------------------
| b) 50mm dia G.I Union | b) 50mm dia G.I Union | OK | b) 50mm dia G.I Union | b) 50mm dia G.I Union | 263.7 | Each | [14 empty] | 0 | b) 50mm dia G.I Union | -----------------------
| c) 50mm dia G.I Hex Nipple | c) 50mm dia G.I Hex Nipple | OK | c) 50mm dia G.I Hex Nipple | c) 50mm dia G.I Hex Nipple | 86.2 | Each | [14 empty] | 0 | c) 50mm dia G.I Hex Nipple | -----------------------
| d) 63mm dia Foot Valve | d) 63mm dia Foot Valve | OK | d) 63mm dia Foot Valve | d) 63mm dia Foot Valve | 569 | Each | [14 empty] | 0 | d) 63mm dia Foot Valve | -----------------------
| e) 50mm dia G.I Tee | e) 50mm dia G.I Tee | OK | e) 50mm dia G.I Tee | e) 50mm dia G.I Tee | 138.5 | Each | [14 empty] | 0 | e) 50mm dia G.I Tee | -----------------------
| f) 50mm dia GM Non-Return valve | f) 50mm dia GM Non-Return valve | OK | f) 50mm dia GM Non-Return valve | f) 50mm dia GM Non-Return valve | 1836 | Each | [14 empty] | 0 | f) 50mm dia GM Non-Return valve | -----------------------
| g) 32mm dia G.I Union | g) 32mm dia G.I Union | OK | g) 32mm dia G.I Union | g) 32mm dia G.I Union | 126.3 | Each | [14 empty] | 0 | g) 32mm dia G.I Union | -----------------------
| h) 32mm dia G.I Hex Nipple | h) 32mm dia G.I Hex Nipple | OK | h) 32mm dia G.I Hex Nipple | h) 32mm dia G.I Hex Nipple | 57.6 | Each | [14 empty] | 0 | h) 32mm dia G.I Hex Nipple | -----------------------
| i) 32mm dia GM Gate valve | i) 32mm dia GM Gate valve | OK | i) 32mm dia GM Gate valve | i) 32mm dia GM Gate valve | 739 | Each | [14 empty] | 0 | i) 32mm dia GM Gate valve | -----------------------
| j)50mm dia GM Gate valve | j)50mm dia GM Gate valve | OK | j)50mm dia GM Gate valve | j)50mm dia GM Gate valve | 1205 | Each | [14 empty] | 0 | j)50mm dia GM Gate valve | -----------------------
| k) 25mm dia GM gate valve | k) 25mm dia GM gate valve | OK | k) 25mm dia GM gate valve | k) 25mm dia GM gate valve | 577 | Each | [14 empty] | 0 | k) 25mm dia GM gate valve | -----------------------
| l) 63 mm GI Flange set | l) 63 mm GI Flange set | OK | l) 63 mm GI Flange set | l) 63 mm GI Flange set | 86 | Each | [14 empty] | 0 | l) 63 mm GI Flange set | -----------------------
| m) 63 mm Elbow | m) 63 mm Elbow | OK | m) 63 mm Elbow | m) 63 mm Elbow | 126.8 | Each | [14 empty] | 0 | m) 63 mm Elbow | -----------------------
| n) 63 mm union | n) 63 mm union | OK | n) 63 mm union | n) 63 mm union | 525 | Each | [14 empty] | 0 | n) 63 mm union | -----------------------
| o) 50 mm coupling | o) 50 mm coupling | OK | o) 50 mm coupling | o) 50 mm coupling | 69.2 | Each | [14 empty] | 0 | o) 50 mm coupling | -----------------------
| Supplying and delivery of following Dia ASTM pipes | Supplying and delivery of following Dia ASTM pipes | OK | Supplying and delivery of following Dia ASTM pipes | Supplying and delivery of following Dia ASTM pipes | [16 empty] | 0 | Supplying and delivery of following Dia ASTM pipes | -----------------------
| a) 50mm ASTM D schedule 40 threaded | a) 50mm ASTM D schedule 40 threaded | OK | a) 50mm ASTM D schedule 40 threaded | a) 50mm ASTM D schedule 40 threaded | 156.7 | Rmt | [14 empty] | 0 | a) 50mm ASTM D schedule 40 threaded | -----------------------
| Supplying and fixing of conceled shower valve | Supplying and fixing of conceled shower valve | OK | Supplying and fixing of conceled shower valve | Supplying and fixing of conceled shower valve | 950 | Each | [14 empty] | 0 | Supplying and fixing of conceled shower valve | -----------------------
| Supplying and fixing of CP shower arm with rose | Supplying and fixing of CP shower arm with rose | OK | Supplying and fixing of CP shower arm with rose | Supplying and fixing of CP shower arm with rose | 550 | Each | [14 empty] | 0 | Supplying and fixing of CP shower arm with rose | -----------------------
| Supplying and fixing of CP flange | Supplying and fixing of CP flange | OK | Supplying and fixing of CP flange | Supplying and fixing of CP flange | 35 | Each | [14 empty] | 0 | Supplying and fixing of CP flange | -----------------------
| Supplying and fixing of CP Nipple | Supplying and fixing of CP Nipple | OK | Supplying and fixing of CP Nipple | Supplying and fixing of CP Nipple | 60 | Each | [14 empty] | 0 | Supplying and fixing of CP Nipple | -----------------------
| Supplying and fixing of precast exhaust fan cover | Supplying and fixing of precast exhaust fan cover | OK | Supplying and fixing of precast exhaust fan cover | Supplying and fixing of precast exhaust fan cover | 450 | Each | [14 empty] | 0 | Supplying and fixing of precast exhaust fan cover | -----------------------
| DOL STARTER WITH SINGLE PHASING PREVENTOR WITH ANALOG AMMETER AND VOLTMETER CONFORMING TO IS 13947 WITH AUTO RESTART | DOL STARTER WITH SINGLE PHASING PREVENTOR WITH ANALOG AMMETER AND VOLTMETER CONFORMING TO IS 13947 WITH AUTO RESTART | OK | DOL STARTER WITH SINGLE PHASING PREVENTOR WITH ANALOG AMMETER AND VOLTMETER CONFORMING TO IS 13947 WITH AUTO RESTART | DOL STARTER WITH SINGLE PHASING PREVENTOR WITH ANALOG AMMETER AND VOLTMETER CONFORMING TO IS 13947 WITH AUTO RESTART | 4711 | Each | [14 empty] | 0 | DOL STARTER WITH SINGLE PHASING PREVENTOR WITH ANALOG AMMETER AND VOLTMETER CONFORMING TO IS 13947 WITH AUTO RESTART | -----------------------
| Supplying and fixing of 5 Hp Diesel motor 3" section head 2.1/5" Delivery | Supplying and fixing of 5 Hp Diesel motor 3" section head 2.1/5" Delivery | OK | Supplying and fixing of 5 Hp Diesel motor 3" section head 2.1/5" Delivery | Supplying and fixing of 5 Hp Diesel motor 3" section head 2.1/5" Delivery | 45700 | Each | [14 empty] | 0 | Supplying and fixing of 5 Hp Diesel motor 3" section head 2.1/5" Delivery | -----------------------
| Supplying and fixing of Flexible hose of dia 2.1/2" etc.,all | Supplying and fixing of Flexible hose of dia 2.1/2" etc.,all | OK | Supplying and fixing of Flexible hose of dia 2.1/2" etc.,all | Supplying and fixing of Flexible hose of dia 2.1/2" etc.,all | 210 | Rmt | [14 empty] | 0 | Supplying and fixing of Flexible hose of dia 2.1/2" etc.,all | -----------------------
| Supplying and fixing of foot valve stainer etc all complete | Supplying and fixing of foot valve stainer etc all complete | OK | Supplying and fixing of foot valve stainer etc all complete | Supplying and fixing of foot valve stainer etc all complete | 538 | Each | [14 empty] | 0 | Supplying and fixing of foot valve stainer etc all complete | -----------------------
| S&F of 63 Amps 3 phase 500 volts 4 pole change over switch over panel board switch for pump room etc all complete | S&F of 63 Amps 3 phase 500 volts 4 pole change over switch over panel board switch for pump room etc all complete | OK | S&F of 63 Amps 3 phase 500 volts 4 pole change over switch over panel board switch for pump room etc all complete | S&F of 63 Amps 3 phase 500 volts 4 pole change over switch over panel board switch for pump room etc all complete | 3163 | Each | [14 empty] | 0 | S&F of 63 Amps 3 phase 500 volts 4 pole change over switch over panel board switch for pump room etc all complete | -----------------------
| Supplying and fixing of MS angle of size 50 x 50 x 5 mm MS angle to hold LTUG cable in OH portion etc., all complete | Supplying and fixing of MS angle of size 50 x 50 x 5 mm MS angle to hold LTUG cable in OH portion etc., all complete | OK | Supplying and fixing of MS angle of size 50 x 50 x 5 mm MS angle to hold LTUG cable in OH portion etc., all complete | Supplying and fixing of MS angle of size 50 x 50 x 5 mm MS angle to hold LTUG cable in OH portion etc., all complete | 44.7 | Kg | [14 empty] | 0 | Supplying and fixing of MS angle of size 50 x 50 x 5 mm MS angle to hold LTUG cable in OH portion etc., all complete | -----------------------
| Supplying of 50 mm dia GI pipe (Above Ground Level) approved quality | Supplying of 50 mm dia GI pipe (Above Ground Level) approved quality | OK | Supplying of 50 mm dia GI pipe (Above Ground Level) approved quality | Supplying of 50 mm dia GI pipe (Above Ground Level) approved quality | [16 empty] | 0 | Supplying of 50 mm dia GI pipe (Above Ground Level) approved quality | -----------------------
| a) 50 mm dia GI pipe (Above Ground Level) | a) 50 mm dia GI pipe (Above Ground Level) | OK | a) 50 mm dia GI pipe (Above Ground Level) | a) 50 mm dia GI pipe (Above Ground Level) | 207 | Rmt | [14 empty] | 0 | a) 50 mm dia GI pipe (Above Ground Level) | ERRR
| b) 50 mm dia GI Bend ( PWD 51) | b) 50 mm dia GI Bend ( PWD 51) | OK | b) 50 mm dia GI Bend ( PWD 51) | b) 50 mm dia GI Bend ( PWD 51) | 115.2 | Each | [14 empty] | 0 | b) 50 mm dia GI Bend ( PWD 51) | -----------------------
| Run of 4 Wires of 4 sqmm PVC insulated single core multi strand fire retardant flexible copper cable with ISI mark confirming IS: 694:1990. | Run of 4 Wires of 4 sqmm PVC insulated single core multi strand fire retardant flexible copper cable with ISI mark confirming IS: 694:1990. | OK | Run of 4 Wires of 4 sqmm PVC insulated single core multi strand fire retardant flexible copper cable with ISI mark confirming IS: 694:1990. | Run of 4 Wires of 4 sqmm PVC insulated single core multi strand fire retardant flexible copper cable with ISI mark confirming IS: 694:1990. | 234.5 | Rmt | [14 empty] | 0 | Run of 4 Wires of 4 sqmm PVC insulated single core multi strand fire retardant flexible copper cable with ISI mark confirming IS: 694:1990. | ERRR
| Supplying of 3.5 core of 50 sqmm PVC armoued ALTUG cable ncluding cost of all materials etc all complete complying with relevant standard specifications and as directed by the departmental officers ( CER NO : 371/18-19) | Supplying of 3.5 core of 50 sqmm PVC armoued ALTUG cable ncluding cost of all materials etc all complete complying with relevant standard specifications and as directed by the departmental officers ( CER NO : 371/18-19) | OK | Supplying of 3.5 core of 50 sqmm PVC armoued ALTUG cable ncluding cost of all materials etc all complete complying with relevant standard specifications and as directed by the departmental officers ( CER NO : 371/18-19) | Supplying of 3.5 core of 50 sqmm PVC armoued ALTUG cable ncluding cost of all materials etc all complete complying with relevant standard specifications and as directed by the departmental officers ( CER NO : 371/18-19) | 294 | Rmt | [14 empty] | 0 | Supplying of 3.5 core of 50 sqmm PVC armoued ALTUG cable ncluding cost of all materials etc all complete complying with relevant standard specifications and as directed by the departmental officers ( CER NO : 371/18-19) | -----------------------
| Supplying of 3.5 core of 70 sqmm PVC armoued ALTUG cable including cost of all materials etc all complete complying with relevant standard specifications and as directed by the departmental officers( CER NO : 371/18-19) | Supplying of 3.5 core of 70 sqmm PVC armoued ALTUG cable including cost of all materials etc all complete complying with relevant standard specifications and as directed by the departmental officers( CER NO : 371/18-19) | OK | Supplying of 3.5 core of 70 sqmm PVC armoued ALTUG cable including cost of all materials etc all complete complying with relevant standard specifications and as directed by the departmental officers( CER NO : 371/18-19) | Supplying of 3.5 core of 70 sqmm PVC armoued ALTUG cable including cost of all materials etc all complete complying with relevant standard specifications and as directed by the departmental officers( CER NO : 371/18-19) | 380.7 | Rmt | [14 empty] | 0 | Supplying of 3.5 core of 70 sqmm PVC armoued ALTUG cable including cost of all materials etc all complete complying with relevant standard specifications and as directed by the departmental officers( CER NO : 371/18-19) | ERRR
| Supply and fixing of Brass cable gland suitable for 3.5 core 50 sqmm PVC armoured ALTUG cable( CER NO : 371/18-19) | Supply and fixing of Brass cable gland suitable for 3.5 core 50 sqmm PVC armoured ALTUG cable( CER NO : 371/18-19) | OK | Supply and fixing of Brass cable gland suitable for 3.5 core 50 sqmm PVC armoured ALTUG cable( CER NO : 371/18-19) | Supply and fixing of Brass cable gland suitable for 3.5 core 50 sqmm PVC armoured ALTUG cable( CER NO : 371/18-19) | 199 | Each | [14 empty] | 0 | Supply and fixing of Brass cable gland suitable for 3.5 core 50 sqmm PVC armoured ALTUG cable( CER NO : 371/18-19) | ERRR
| Supply and fixing of Brass cable gland suitable for 3.5 core 70 sqmm PVC armoured ALTUG cable( CER NO : 371/18-19) | Supply and fixing of Brass cable gland suitable for 3.5 core 70 sqmm PVC armoured ALTUG cable( CER NO : 371/18-19) | OK | Supply and fixing of Brass cable gland suitable for 3.5 core 70 sqmm PVC armoured ALTUG cable( CER NO : 371/18-19) | Supply and fixing of Brass cable gland suitable for 3.5 core 70 sqmm PVC armoured ALTUG cable( CER NO : 371/18-19) | 365 | Each | [14 empty] | 0 | Supply and fixing of Brass cable gland suitable for 3.5 core 70 sqmm PVC armoured ALTUG cable( CER NO : 371/18-19) | ERRR
| Supply and providing cable end termination of 3 1/2 x 50 sqmm PVC LTUG Aluminium armoured cable with necessary aluminium cable sockets by crimping etc. with electrical connection complete( CER NO : 371/18-19) | Supply and providing cable end termination of 3 1/2 x 50 sqmm PVC LTUG Aluminium armoured cable with necessary aluminium cable sockets by crimping etc. with electrical connection complete( CER NO : 371/18-19) | OK | Supply and providing cable end termination of 3 1/2 x 50 sqmm PVC LTUG Aluminium armoured cable with necessary aluminium cable sockets by crimping etc. with electrical connection complete( CER NO : 371/18-19) | Supply and providing cable end termination of 3 1/2 x 50 sqmm PVC LTUG Aluminium armoured cable with necessary aluminium cable sockets by crimping etc. with electrical connection complete( CER NO : 371/18-19) | 229 | Each | [14 empty] | 0 | Supply and providing cable end termination of 3 1/2 x 50 sqmm PVC LTUG Aluminium armoured cable with necessary aluminium cable sockets by crimping etc. with electrical connection complete( CER NO : 371/18-19) | ERRR
| Supplying and fixing of ALTUG end termination gripping for 3.5 core 70 sqmm ALTUG cable including cost of necessary materials ( CER NO : 371/18-19) | Supplying and fixing of ALTUG end termination gripping for 3.5 core 70 sqmm ALTUG cable including cost of necessary materials ( CER NO : 371/18-19) | OK | Supplying and fixing of ALTUG end termination gripping for 3.5 core 70 sqmm ALTUG cable including cost of necessary materials ( CER NO : 371/18-19) | Supplying and fixing of ALTUG end termination gripping for 3.5 core 70 sqmm ALTUG cable including cost of necessary materials ( CER NO : 371/18-19) | 247 | Each | [14 empty] | 0 | Supplying and fixing of ALTUG end termination gripping for 3.5 core 70 sqmm ALTUG cable including cost of necessary materials ( CER NO : 371/18-19) | ERRR
| Supply and fixing of TNEB Meter Board suitable for 3 Phases 100A service connection made up of suitable angle iron frame work of size 2 feet x 1 1/2 feet using angle iron of size 1 1/2" x 1 1/2" x 1/4" rigidly fixed on wall covered with hylem sheet of size 2 feet x 1/2 feet of 6mm thickness with necessary bolts and nuts supports and supply and fixing of 3 Nos 100A fuse units (500V) 1 No. Neutral link, copper earth flat of size 1" x 1/4" with inter connection of EB meter to fuse units by 7/16 PVC insulated copper wire with earth connection complete ( ELE DATA 18-19-SD-130 | Supply and fixing of TNEB Meter Board suitable for 3 Phases 100A service connection made up of suitable angle iron frame work of size 2 feet x 1 1/2 feet using angle iron of size 1 1/2" x 1 1/2" x 1/4" rigidly fixed on wall covered with hylem sheet of size 2 feet x 1/2 feet of 6mm thickness with necessary bolts and nuts supports and supply and fixing of 3 Nos 100A fuse units (500V) 1 No. Neutral link, copper earth flat of size 1" x 1/4" with inter connection of EB meter to fuse units by 7/16 PVC insulated copper wire with earth connection complete ( ELE DATA 18-19-SD-130 | OK | Supply and fixing of TNEB Meter Board suitable for 3 Phases 100A service connection made up of suitable angle iron frame work of size 2 feet x 1 1/2 feet using angle iron of size 1 1/2" x 1 1/2" x 1/4" rigidly fixed on wall covered with hylem sheet of size 2 feet x 1/2 feet of 6mm thickness with necessary bolts and nuts supports and supply and fixing of 3 Nos 100A fuse units (500V) 1 No. Neutral link, copper earth flat of size 1" x 1/4" with inter connection of EB meter to fuse units by 7/16 PVC insulated copper wire with earth connection complete ( ELE DATA 18-19-SD-130 | Supply and fixing of TNEB Meter Board suitable for 3 Phases 100A service connection made up of suitable angle iron frame work of size 2 feet x 1 1/2 feet using angle iron of size 1 1/2" x 1 1/2" x 1/4" rigidly fixed on wall covered with hylem sheet of size 2 feet x 1/2 feet of 6mm thickness with necessary bolts and nuts supports and supply and fixing of 3 Nos 100A fuse units (500V) 1 No. Neutral link, copper earth flat of size 1" x 1/4" with inter connection of EB meter to fuse units by 7/16 PVC insulated copper wire with earth connection complete ( ELE DATA 18-19-SD-130 | 4133 | Each | [14 empty] | 0 | Supply and fixing of TNEB Meter Board suitable for 3 Phases 100A service connection made up of suitable angle iron frame work of size 2 feet x 1 1/2 feet using angle iron of size 1 1/2" x 1 1/2" x 1/4" rigidly fixed on wall covered with hylem sheet of size 2 feet x 1/2 feet of 6mm thickness with necessary bolts and nuts supports and supply and fixing of 3 Nos 100A fuse units (500V) 1 No. Neutral link, copper earth flat of size 1" x 1/4" with inter connection of EB meter to fuse units by 7/16 PVC insulated copper wire with earth connection complete ( ELE DATA 18-19-SD-130 | -----------------------
| Supplying and fixing of 100 amps (Triple pole) TPN metal clad switch with Rewirable fuse unit including cost of all materials and labour charges, etc all complete as per relevant standard specification and as directed by the departmental officers. (The quality and brand should be got approved from the executive engineer before use) | Supplying and fixing of 100 amps (Triple pole) TPN metal clad switch with Rewirable fuse unit including cost of all materials and labour charges, etc all complete as per relevant standard specification and as directed by the departmental officers. (The quality and brand should be got approved from the executive engineer before use) | OK | Supplying and fixing of 100 amps (Triple pole) TPN metal clad switch with Rewirable fuse unit including cost of all materials and labour charges, etc all complete as per relevant standard specification and as directed by the departmental officers. (The quality and brand should be got approved from the executive engineer before use) | Supplying and fixing of 100 amps (Triple pole) TPN metal clad switch with Rewirable fuse unit including cost of all materials and labour charges, etc all complete as per relevant standard specification and as directed by the departmental officers. (The quality and brand should be got approved from the executive engineer before use) | 9644 | Each | [14 empty] | 0 | Supplying and fixing of 100 amps (Triple pole) TPN metal clad switch with Rewirable fuse unit including cost of all materials and labour charges, etc all complete as per relevant standard specification and as directed by the departmental officers. (The quality and brand should be got approved from the executive engineer before use) | -----------------------
| Supplying and fixing of 3 Nos. of 100 amps 500 volts grade porcelain fuse unit on suitable teakwood plank varnished to be fixed on the top of pole/EB street pole with necessary clamps including cost of materials etc., all complete.( CER NO : 371/18-19) | Supplying and fixing of 3 Nos. of 100 amps 500 volts grade porcelain fuse unit on suitable teakwood plank varnished to be fixed on the top of pole/EB street pole with necessary clamps including cost of materials etc., all complete.( CER NO : 371/18-19) | OK | Supplying and fixing of 3 Nos. of 100 amps 500 volts grade porcelain fuse unit on suitable teakwood plank varnished to be fixed on the top of pole/EB street pole with necessary clamps including cost of materials etc., all complete.( CER NO : 371/18-19) | Supplying and fixing of 3 Nos. of 100 amps 500 volts grade porcelain fuse unit on suitable teakwood plank varnished to be fixed on the top of pole/EB street pole with necessary clamps including cost of materials etc., all complete.( CER NO : 371/18-19) | 1415.3 | Each | [14 empty] | 0 | Supplying and fixing of 3 Nos. of 100 amps 500 volts grade porcelain fuse unit on suitable teakwood plank varnished to be fixed on the top of pole/EB street pole with necessary clamps including cost of materials etc., all complete.( CER NO : 371/18-19) | -----------------------
| Labour charges for laying of 3.5 core 50 sqmm PVC armoured ALTUG Cable a) Above Ground Level( CER NO : 371/18-19) | Labour charges for laying of 3.5 core 50 sqmm PVC armoured ALTUG Cable a) Above Ground Level( CER NO : 371/18-19) | OK | Labour charges for laying of 3.5 core 50 sqmm PVC armoured ALTUG Cable a) Above Ground Level( CER NO : 371/18-19) | Labour charges for laying of 3.5 core 50 sqmm PVC armoured ALTUG Cable a) Above Ground Level( CER NO : 371/18-19) | 100.75 | Rmt | [14 empty] | 0 | Labour charges for laying of 3.5 core 50 sqmm PVC armoured ALTUG Cablea) Above Ground Level( CER NO : 371/18-19) | ERRR
| Labour charges for laying of 3.5 core 70 sqmm PVC armoured ALTUG Cable a) Above Ground Level( CER NO : 371/18-19) | Labour charges for laying of 3.5 core 70 sqmm PVC armoured ALTUG Cable a) Above Ground Level( CER NO : 371/18-19) | OK | Labour charges for laying of 3.5 core 70 sqmm PVC armoured ALTUG Cable a) Above Ground Level( CER NO : 371/18-19) | Labour charges for laying of 3.5 core 70 sqmm PVC armoured ALTUG Cable a) Above Ground Level( CER NO : 371/18-19) | 116.91 | Rmt | [14 empty] | 0 | Labour charges for laying of 3.5 core 70 sqmm PVC armoured ALTUG Cablea) Above Ground Level( CER NO : 371/18-19) | ERRR
| METERING PANEL FOR 8SERVICES (6FLAT +1 COMMON & 1 SPARE ) 6 IN 1 | METERING PANEL FOR 8SERVICES (6FLAT +1 COMMON & 1 SPARE ) 6 IN 1 | OK | METERING PANEL FOR 8SERVICES (6FLAT +1 COMMON & 1 SPARE ) 6 IN 1 | METERING PANEL FOR 8SERVICES (6FLAT +1 COMMON & 1 SPARE ) 6 IN 1 | 42200 | Each | [14 empty] | 0 | METERING PANEL FOR 8SERVICES (6FLAT +1 COMMON & 1 SPARE ) 6 IN 1 | -----------------------
| METERING PANEL FOR 4SERVICES (2FLAT +1 COMMON & 1 SPARE ) 2IN 1 | METERING PANEL FOR 4SERVICES (2FLAT +1 COMMON & 1 SPARE ) 2IN 1 | OK | METERING PANEL FOR 4SERVICES (2FLAT +1 COMMON & 1 SPARE ) 2IN 1 | METERING PANEL FOR 4SERVICES (2FLAT +1 COMMON & 1 SPARE ) 2IN 1 | 28600 | Each | [14 empty] | 0 | METERING PANEL FOR 4SERVICES (2FLAT +1 COMMON & 1 SPARE ) 2IN 1 | -----------------------
| Supply and fixing of three phase DB box with steel enclosures with cable gland plates for flush /surface mounting with busbars neutral link and each bar (Without MCB) etc( CER NO : 371/18-19) | Supply and fixing of three phase DB box with steel enclosures with cable gland plates for flush /surface mounting with busbars neutral link and each bar (Without MCB) etc( CER NO : 371/18-19) | OK | Supply and fixing of three phase DB box with steel enclosures with cable gland plates for flush /surface mounting with busbars neutral link and each bar (Without MCB) etc( CER NO : 371/18-19) | Supply and fixing of three phase DB box with steel enclosures with cable gland plates for flush /surface mounting with busbars neutral link and each bar (Without MCB) etc( CER NO : 371/18-19) | 3154 | Each | [14 empty] | 0 | Supply and fixing of three phase DB box with steel enclosures with cable gland plates for flush /surface mounting with busbars neutral link and each bar (Without MCB) etc( CER NO : 371/18-19) | -----------------------
| Supplying and fixing of Rotary switch with 3 nos Indicator lamps including interconnection wire etc( CER NO : 371/18-19) | Supplying and fixing of Rotary switch with 3 nos Indicator lamps including interconnection wire etc( CER NO : 371/18-19) | OK | Supplying and fixing of Rotary switch with 3 nos Indicator lamps including interconnection wire etc( CER NO : 371/18-19) | Supplying and fixing of Rotary switch with 3 nos Indicator lamps including interconnection wire etc( CER NO : 371/18-19) | 750 | Each | [14 empty] | 0 | Supplying and fixing of Rotary switch with 3 nos Indicator lamps including interconnection wire etc( CER NO : 371/18-19) | -----------------------
| Supplying and fixing of single pole 6 Amps to 32 Amps MCB( CER NO : 371/18-19) | Supplying and fixing of single pole 6 Amps to 32 Amps MCB( CER NO : 371/18-19) | OK | Supplying and fixing of single pole 6 Amps to 32 Amps MCB( CER NO : 371/18-19) | Supplying and fixing of single pole 6 Amps to 32 Amps MCB( CER NO : 371/18-19) | 125 | Each | [14 empty] | 0 | Supplying and fixing of single pole 6 Amps to 32 Amps MCB( CER NO : 371/18-19) | -----------------------
| Supplying and fixing of 4' 18 W LED Tube light fittings etc.,( CER NO : 371/18-19) | Supplying and fixing of 4' 18 W LED Tube light fittings etc.,( CER NO : 371/18-19) | OK | Supplying and fixing of 4' 18 W LED Tube light fittings etc.,( CER NO : 371/18-19) | Supplying and fixing of 4' 18 W LED Tube light fittings etc.,( CER NO : 371/18-19) | 600 | Each | [14 empty] | 0 | Supplying and fixing of 4' 18 W LED Tube light fittings etc.,( CER NO : 371/18-19) | -----------------------
| Supplying and fixing of 12 w LED Bulb etc., all complete.( CER NO : 371/18-19) | Supplying and fixing of 12 w LED Bulb etc., all complete.( CER NO : 371/18-19) | OK | Supplying and fixing of 12 w LED Bulb etc., all complete.( CER NO : 371/18-19) | Supplying and fixing of 12 w LED Bulb etc., all complete.( CER NO : 371/18-19) | 170 | Each | [14 empty] | 0 | Supplying and fixing of 12 w LED Bulb etc., all complete.( CER NO : 371/18-19) | -----------------------
| Supplying and fixing of Following watt LED Lamp etc., all complete.( CER NO : 371/18-19) | Supplying and fixing of Following watt LED Lamp etc., all complete.( CER NO : 371/18-19) | OK | Supplying and fixing of Following watt LED Lamp etc., all complete.( CER NO : 371/18-19) | Supplying and fixing of Following watt LED Lamp etc., all complete.( CER NO : 371/18-19) | [16 empty] | 0 | Supplying and fixing of Following watt LED Lamp etc., all complete.( CER NO : 371/18-19) | -----------------------
| a) 9W LED Bulb | a) 9W LED Bulb | OK | a) 9W LED Bulb | a) 9W LED Bulb | 81 | Each | [14 empty] | 0 | a) 9W LED Bulb | -----------------------
| Supplying and fixing of BulkHead Fittings suitable for 12 w LED Bulb etc., all complete.( CER NO : 371/18-19) | Supplying and fixing of BulkHead Fittings suitable for 12 w LED Bulb etc., all complete.( CER NO : 371/18-19) | OK | Supplying and fixing of BulkHead Fittings suitable for 12 w LED Bulb etc., all complete.( CER NO : 371/18-19) | Supplying and fixing of BulkHead Fittings suitable for 12 w LED Bulb etc., all complete.( CER NO : 371/18-19) | 431 | Each | [14 empty] | 0 | Supplying and fixing of BulkHead Fittings suitable for 12 w LED Bulb etc., all complete.( CER NO : 371/18-19) | -----------------------
| Supply and fixing of 25w LED street light fitting including all labour charges for LED street light fittings etc.all complete | Supply and fixing of 25w LED street light fitting including all labour charges for LED street light fittings etc.all complete | OK | Supply and fixing of 25w LED street light | Supplying and fixing of 25 W LED Street light fitting including labour charges for fixing of LED Street light fitting etc all complete as per relevant standard specification and as directed by the departmental officers. (The quality and brand should be got approved from the executive engineer before use) | 2876.5 | Each | [13 empty] | 5 | 701.25 | Supply and fixing of 25w LED street light | -----------------------
| Run off mains with 2 wires of 1.5 Sqmm copper PVC insulated unsheathed single core 1.1KV cable wire contuinuous earth by means of 1.5 Sqmm copper PVC insulated unsheathed single core 1.1 KV grade cable in fully concealed 19 mm / 20 mm dia rigid PVC conduit pipe heavy duty with ISI mark including cost of all materials, specials, etc., all complete. | Run off mains with 2 wires of 1.5 Sqmm copper PVC insulated unsheathed single core 1.1KV cable wire contuinuous earth by means of 1.5 Sqmm copper PVC insulated unsheathed single core 1.1 KV grade cable in fully concealed 19 mm / 20 mm dia rigid PVC conduit pipe heavy duty with ISI mark including cost of all materials, specials, etc., all complete. | OK | Run off mains with 2 wires of 1.5 Sqmm copper PVC insulated unsheathed single core 1.1KV cable wire contuinuous earth by means of 1.5 Sqmm copper PVC insulated unsheathed single core 1.1 KV grade cable in fully concealed 19 mm / 20 mm dia rigid PVC conduit pipe heavy duty with ISI mark including cost of all materials, specials, etc., all complete. | 0 | 140.25 | Each | [14 empty] | 0 | Run off mains with 2 wires of 1.5 Sqmm copper PVC insulated unsheathed single core 1.1KV cable wire contuinuous earth by means of 1.5 Sqmm copper PVC insulated unsheathed single core 1.1 KV grade cable in fully concealed 19 mm / 20 mm dia rigid PVC conduit pipe heavy duty with ISI mark including cost of all materials, specials, etc., all complete. | -----------------------
| Supplying & fixing of 500 watt Focus light fittings etc., all complete. | Supplying & fixing of 500 watt Focus light fittings etc., all complete. | OK | Supplying & fixing of 500 watt Focus light fittings etc., all complete. | 0 | 800 | Each | [14 empty] | 0 | Supplying & fixing of 500 watt Focus light fittings etc., all complete. | -----------------------
| Supplying and fixing of 250 watt sodium vapour fitting and lamp etc., all complete. | Supplying and fixing of 250 watt sodium vapour fitting and lamp etc., all complete. | OK | Supplying and fixing of 250 watt sodium vapour fitting and lamp etc., all complete. | 0 | 3529 | Each | [14 empty] | 0 | Supplying and fixing of 250 watt sodium vapour fitting and lamp etc., all complete. | -----------------------
| Supplying & fixing of 12" dome light fittings and 9watts led bulb etc., all complete. | Supplying & fixing of 12" dome light fittings and 9watts led bulb etc., all complete. | OK | Supplying & fixing of 12" dome light fittings and 9watts led bulb etc., all complete. | 0 | 750 | Each | [14 empty] | 0 | Supplying & fixing of 12" dome light fittings and 9watts led bulb etc., all complete. | -----------------------
| Supplying & fixing of spot light fittings and led bulb etc., all complete. | Supplying & fixing of spot light fittings and led bulb etc., all complete. | OK | Supplying & fixing of spot light fittings and led bulb etc., all complete. | 0 | 475 | Each | [14 empty] | 0 | Supplying & fixing of spot light fittings and led bulb etc., all complete. | -----------------------
| Supply and fixing of 900x700x250 mm tk eb service panel for 415 volt,3 phase, 4 wire 50 hz power distrbution system.the panel shall be indoor wall mouting type out of 16swg sheet steel complete with all accessories. in comng 1no 300amps bus bar compartment and separate energy meter compartment outgoing 3no 300amps fuse with base includng all necessary connection etc.. | Supply and fixing of 900x700x250 mm tk eb service panel for 415 volt,3 phase, 4 wire 50 hz power distrbution system.the panel shall be indoor wall mouting type out of 16swg sheet steel complete with all accessories. in comng 1no 300amps bus bar compartment and separate energy meter compartment outgoing 3no 300amps fuse with base includng all necessary connection etc.. | OK | Supply and fixing of 900x700x250 mm tk eb service panel for 415 volt,3 phase, 4 wire 50 hz power distrbution system.the panel shall be indoor wall mouting type out of 16swg sheet steel complete with all accessories. in comng 1no 300amps bus bar compartment and separate energy meter compartment outgoing 3no 300amps fuse with base includng all necessary connection etc.. | 0 | 12940 | Each | [14 empty] | 0 | Supply and fixing of 900x700x250 mm tk eb service panel for 415 volt,3 phase, 4 wire 50 hz power distrbution system.the panel shall be indoor wall mouting type out of 16swg sheet steel complete with all accessories. in comng 1no 300amps bus bar compartment and separate energy meter compartment outgoing 3no 300amps fuse with base includng all necessary connection etc.. | -----------------------
| MS door of Size 1000 x 2100mm | MS door of Size 1000 x 2100mm | OK | MS door of Size 1000 x 2100mm | 0 |  | Each | [14 empty] | 0 | MS door of Size 1000 x 2100mm | -----------------------
| MS door of Size 750 x 1350mm | MS door of Size 750 x 1350mm | OK | MS door of Size 750 x 1350mm | 0 |  | Each | [14 empty] | 0 | MS door of Size 750 x 1350mm | -----------------------
| MS Ventilator of Size 900 x 600mm | MS Ventilator of Size 900 x 600mm | OK | MS Ventilator of Size 900 x 600mm | 0 | 3814.33 | Sqm | [14 empty] | 0 | MS Ventilator of Size 900 x 600mm | -----------------------
| MS Ventilator of Size 600 x 600mm | MS Ventilator of Size 600 x 600mm | OK | MS Ventilator of Size 600 x 600mm | 0 | 4038.14 | Sqm | [14 empty] | 0 | MS Ventilator of Size 600 x 600mm | -----------------------
| MS Ventilator of Size 1285 x 600mm | MS Ventilator of Size 1285 x 600mm | OK | MS Ventilator of Size 1285 x 600mm | 0 | 3477.23 | Sqm | [14 empty] | 0 | MS Ventilator of Size 1285 x 600mm | -----------------------
| MS Ventilator of Size 1350 x 600mm | MS Ventilator of Size 1350 x 600mm | OK | MS Ventilator of Size 1350 x 600mm | 0 |  | Sqm | [14 empty] | 0 | MS Ventilator of Size 1350 x 600mm | -----------------------
| TW double leaves shutter of size 1800 x 2100mm | TW double leaves shutter of size 1800 x 2100mm | OK | TW double leaves shutter of size 1800 x 2100mm | 0 |  | Sqm | [14 empty] | 0 | TW double leaves shutter of size 1800 x 2100mm | -----------------------
| Ornamental TW double leaves panelled shutter of size 1800 x 2100mm | Ornamental TW double leaves panelled shutter of size 1800 x 2100mm | OK | Ornamental TW double leaves panelled shutter of size 1800 x 2100mm | 0 |  | Sqm | [14 empty] | 0 | Ornamental TW double leaves panelled shutter of size 1800 x 2100mm | -----------------------
| Ornamental TW double leaves panelled shutter of size 1800 x 2400mm | Ornamental TW double leaves panelled shutter of size 1800 x 2400mm | OK | Ornamental TW double leaves panelled shutter of size 1800 x 2400mm | 0 |  | Sqm | [14 empty] | 0 | Ornamental TW double leaves panelled shutter of size 1800 x 2400mm | -----------------------
| 1500 liters capacity of HDPE Water Tank | 1500 liters capacity of HDPE Water Tank | OK | 1500 liters capacity of HDPE Water Tank | 0 | 12300 | Each | [14 empty] | 0 | 1500 liters capacity of HDPE Water Tank | -----------------------
| Providing shahabad stone flooring | Providing shahabad stone flooring | OK | Providing shahabad stone flooring | 0 | 1276.43 | Sqm | [14 empty] | 0 | Providing shahabad stone flooring | -----------------------
| Eurocon Tiles flooring | Eurocon Tiles flooring | OK | Eurocon Tiles flooring | Supplying and laying concrete tiles superior variety such as (Hindustan/Eurocon tiles etc.) for flooring in CM 1:3 (one of cement and three of sand) 20mm thick, including fixing in position, cutting the tiles to the required size wherever necessary, pointing the joints with colour cement, finishing, curing etc., complete and as directed by the departmental officers. (the brand quality of tiles should be got approved from the executive engineer before use). | 1287.46 | Sqm | [14 empty] | 0 | Eurocon Tiles flooring | -----------------------
| Vetrified Tiles flooring | Vetrified Tiles flooring | OK | Vetrified Tiles flooring | 0 | 1111.62 | Sqm | [14 empty] | 0 | Vetrified Tiles flooring | -----------------------
| kota stone flooring | kota stone flooring | OK | kota stone flooring | 0 | 1448.63 | Sqm | [14 empty] | 0 | kota stone flooring | -----------------------
| Granite Tiles flooring | Granite Tiles flooring | OK | Granite Tiles flooring | 0 | 1446.32 | Sqm | [14 empty] | 0 | Granite Tiles flooring | -----------------------
| Plastering with ccccm 1:3, 12mm mixed with WPC | Plastering with ccccm 1:3, 12mm mixed with WPC | OK | Plastering with ccccm 1:3, 12mm mixed with WPC | 0 | 234.34 | Sqm | [14 empty] | 0 | Plastering with ccccm 1:3, 12mm mixed with WPC | -----------------------
| HDPE water tank 5000 lit capacity | HDPE water tank 5000 lit capacity | OK | HDPE water tank 5000 lit capacity | 0 | 41000 | Each | [14 empty] | 0 | HDPE water tank 5000 lit capacity | -----------------------
| T.W DOOR SHUTTER TWO LEAVES(1200 X 2100 mm ) with Brass Fittings | T.W DOOR SHUTTER TWO LEAVES(1200 X 2100 mm ) with Brass Fittings | OK | T.W DOOR SHUTTER TWO LEAVES(1200 X 2100 mm ) with Brass Fittings | 0 | 6085.64 | Sqm | [14 empty] | 0 | T.W DOOR SHUTTER TWO LEAVES(1200 X 2100 mm ) with Brass Fittings | -----------------------
| TW Panelled Door 1500 X 2100MM (Double leaves) | TW Panelled Door 1500 X 2100MM (Double leaves) | OK | TW Panelled Door 1500 X 2100MM (Double leaves) | 0 | 4908.87 | Sqm | [14 empty] | 0 | TW Panelled Door 1500 X 2100MM (Double leaves) | -----------------------
| TW Panelled Door 1500 X 2400MM (Double leaves) | TW Panelled Door 1500 X 2400MM (Double leaves) | OK | TW Panelled Door 1500 X 2400MM (Double leaves) | 0 | 6049.48 | Sqm | [14 empty] | 0 | TW Panelled Door 1500 X 2400MM (Double leaves) | -----------------------
| TW Panelled Door 1200 X 2400MM (Double leaves) | TW Panelled Door 1200 X 2400MM (Double leaves) | OK | TW Panelled Door 1200 X 2400MM (Double leaves) | 0 | 6021.16 | Sqm | [14 empty] | 0 | TW Panelled Door 1200 X 2400MM (Double leaves) | -----------------------
| TW Panelled Door 1800 X 2400MM (Double leaves) | TW Panelled Door 1800 X 2400MM (Double leaves) | OK | TW Panelled Door 1800 X 2400MM (Double leaves) | 0 | 4717.82 | Sqm | [14 empty] | 0 | TW Panelled Door 1800 X 2400MM (Double leaves) | -----------------------
| Partly glazed and partly BWR panelled door shutter (Double leaves) with brass screws. a. 1500x2400mm | Partly glazed and partly BWR panelled door shutter (Double leaves) with brass screws. a. 1500x2400mm | OK | Partly glazed and partly BWR panelled door shutter (Double leaves) with brass screws. a. 1500x2400mm | 0 | 4755.8 | Sqm | [14 empty] | 0 | Partly glazed and partly BWR panelled door shutter (Double leaves) with brass screws.a. 1500x2400mm | ERRR
| Partly glazed and partly TW panelled door shutter (Double leaves) with brass screws. a. 1200x2400mm | Partly glazed and partly TW panelled door shutter (Double leaves) with brass screws. a. 1200x2400mm | OK | Partly glazed and partly TW panelled door shutter (Double leaves) with brass screws. a. 1200x2400mm | 0 | 5599.35 | Sqm | [14 empty] | 0 | Partly glazed and partly TW panelled door shutter (Double leaves) with brass screws.a. 1200x2400mm | ERRR
| T.W DOOR SHUTTER TWO LEAVES(2000 X 2400 mm) WITH BRASS FITINGS | T.W DOOR SHUTTER TWO LEAVES(2000 X 2400 mm) WITH BRASS FITINGS | OK | T.W DOOR SHUTTER TWO LEAVES(2000 X 2400 mm) WITH BRASS FITINGS | 0 | 4937.9 | Sqm | [14 empty] | 0 | T.W DOOR SHUTTER TWO LEAVES(2000 X 2400 mm) WITH BRASS FITINGS | -----------------------
| BWR door 900 x 2400 single leaf | BWR door 900 x 2400 single leaf | OK | BWR door 900 x 2400 single leaf | 0 | 5337.52 | Sqm | [14 empty] | 0 | BWR door 900 x 2400 single leaf | -----------------------
| BWR door 1050 x 2400 single leaf | BWR door 1050 x 2400 single leaf | OK | BWR door 1050 x 2400 single leaf | 0 | 4783.26 | Sqm | [14 empty] | 0 | BWR door 1050 x 2400 single leaf | -----------------------
| BWR door 1200 x 2400 double leaves | BWR door 1200 x 2400 double leaves | OK | BWR door 1200 x 2400 double leaves | 0 | 5320.6 | Sqm | [14 empty] | 0 | BWR door 1200 x 2400 double leaves | -----------------------
| BWR door 1500 x 2400 double leaves | BWR door 1500 x 2400 double leaves | OK | BWR door 1500 x 2400 double leaves | 0 | 4755.8 | Sqm | [14 empty] | 0 | BWR door 1500 x 2400 double leaves | -----------------------
| 450 x 375 x 20 m thick TW plank | 450 x 375 x 20 m thick TW plank | OK | 450 x 375 x 20 m thick TW plank | 0 | 1170 | Each | [14 empty] | 0 | 450 x 375 x 20 m thick TW plank | -----------------------
| 40 mm dia GI pipe "B"class | 40 mm dia GI pipe "B"class | OK | 40 mm dia GI pipe "B"class | Supplying and fixing 1 Nos of 32 amps 500 volts grade porcelain fuse unit on suitable teakwood plank varnished to be fixed on the top of pole eb street pole with necessary clamps including cost of all materials etc., all complete. | 165 | Rmt | [14 empty] | 0 | 40 mm dia GI pipe "B"class | -----------------------
| Supplying and fixing of Three phase ELCB | Supplying and fixing of Three phase ELCB | OK | Supplying and fixing of Three phase ELCB | 0 | 2870 | Each | [14 empty] | 0 | Supplying and fixing of Three phase ELCB | -----------------------
| MDF 900 x 2100 single | MDF 900 x 2100 single | OK | MDF 900 x 2100 single | 0 | 2936.45 | Sqm | [14 empty] | 0 | MDF 900 x 2100 single | -----------------------
| MDF 1000 x 2100 | MDF 1000 x 2100 | OK | MDF 1000 x 2100 | 0 | 2895.86 | Sqm | [14 empty] | 0 | MDF 1000 x 2100 | -----------------------
| MDF 1200 x 2100 | MDF 1200 x 2100 | OK | MDF 1200 x 2100 | 0 | 2825.67 | Sqm | [14 empty] | 0 | MDF 1200 x 2100 | -----------------------
| MDF 1500 X 2100MM (Double Leaf) | MDF 1500 X 2100MM (Double Leaf) | OK | MDF 1500 X 2100MM (Double Leaf) | 0 | 3025.75 | Sqm | [14 empty] | 0 | MDF 1500 X 2100MM (Double Leaf) | -----------------------
| MDF 1200 X 2100MM (Double Leaf) | MDF 1200 X 2100MM (Double Leaf) | OK | MDF 1200 X 2100MM (Double Leaf) | 0 | 3142.85 | Sqm | [14 empty] | 0 | MDF 1200 X 2100MM (Double Leaf) | -----------------------
| MDF 1500 X 2400MM (Double Leaf) | MDF 1500 X 2400MM (Double Leaf) | OK | MDF 1500 X 2400MM (Double Leaf) | 0 | 2973.44 | Sqm | [14 empty] | 0 | MDF 1500 X 2400MM (Double Leaf) | -----------------------
| MDF double leaf shutter with TW alround frame for ward robe / cup board | MDF double leaf shutter with TW alround frame for ward robe / cup board | OK | MDF double leaf shutter with TW alround frame for ward robe / cup board | 0 | 2060.92 | Sqm | [14 empty] | 0 | MDF double leaf shutter with TW alround frame for ward robe / cup board | -----------------------
| Varnishing one coat | Varnishing one coat | OK | Varnishing one coat | 0 | 104.26 | [15 empty] | 0 | Varnishing one coat | -----------------------
| Varnishing two coat | Varnishing two coat | OK | Varnishing two coat | 0 | 163.33 | [15 empty] | 0 | Varnishing two coat | -----------------------
| Red oxide plastering in CM 1:4 | Red oxide plastering in CM 1:4 | OK | Red oxide plastering in CM 1:4 | 0 | 654.53 | [15 empty] | 0 | Red oxide plastering in CM 1:4 | -----------------------
| Under reamed pile (Single) | Under reamed pile (Single) | OK | Under reamed pile (Single) | 0 | 1425.87 | [15 empty] | 0 | Under reamed pile (Single) | -----------------------
| LIGHT POINT WITH CEILING ROSE FOR ADMINISTRATIVE BLOCKS AND COMMUNITY CENTRE | LIGHT POINT WITH CEILING ROSE FOR ADMINISTRATIVE BLOCKS AND COMMUNITY CENTRE | OK | LIGHT POINT WITH CEILING ROSE FOR ADMINISTRATIVE BLOCKS AND COMMUNITY CENTRE | 0 | 2199.73 | [15 empty] | 0 | LIGHT POINT WITH CEILING ROSE FOR ADMINISTRATIVE BLOCKS AND COMMUNITY CENTRE | -----------------------
| LIGHT POINT WITH BAKELITE BATTERN TYPE HOLDER FOR ADMINISTRATIVE BLOCKS AND COMMUNITY CENTRE | LIGHT POINT WITH BAKELITE BATTERN TYPE HOLDER FOR ADMINISTRATIVE BLOCKS AND COMMUNITY CENTRE | OK | LIGHT POINT WITH BAKELITE BATTERN TYPE HOLDER FOR ADMINISTRATIVE BLOCKS AND COMMUNITY CENTRE | 0 | 2200.73 | [15 empty] | 0 | LIGHT POINT WITH BAKELITE BATTERN TYPE HOLDER FOR ADMINISTRATIVE BLOCKS AND COMMUNITY CENTRE | -----------------------
| FAN POINT FOR ADMINISTRATIVE BLOCKS AND COMMUNITY CENTRE | FAN POINT FOR ADMINISTRATIVE BLOCKS AND COMMUNITY CENTRE | OK | FAN POINT FOR ADMINISTRATIVE BLOCKS AND COMMUNITY CENTRE | 0 | 2258.73 | [15 empty] | 0 | FAN POINT FOR ADMINISTRATIVE BLOCKS AND COMMUNITY CENTRE | -----------------------
| STAIRCASE LIGHT POINT FOR ADMINISTRATIVE BLOCKS AND COMMUNITY CENTRE | STAIRCASE LIGHT POINT FOR ADMINISTRATIVE BLOCKS AND COMMUNITY CENTRE | OK | STAIRCASE LIGHT POINT FOR ADMINISTRATIVE BLOCKS AND COMMUNITY CENTRE | 0 | 4103.73 | [15 empty] | 0 | STAIRCASE LIGHT POINT FOR ADMINISTRATIVE BLOCKS AND COMMUNITY CENTRE | -----------------------
| 2 X 2.5 Sq mm in fully concealed PVC conduit | 2 X 2.5 Sq mm in fully concealed PVC conduit | OK | 2 X 2.5 Sq mm in fully concealed PVC conduit | 0 | 187 | [15 empty] | 0 | 2 X 2.5 Sq mm in fully concealed PVC conduit | -----------------------
| 2 X 4 Sq mm in fully concealed PVC conduit | 2 X 4 Sq mm in fully concealed PVC conduit | OK | 2 X 4 Sq mm in fully concealed PVC conduit | 0 | 219 | [15 empty] | 0 | 2 X 4 Sq mm in fully concealed PVC conduit | -----------------------
| 4 X 4 Sq mm in fully concealed PVC conduit | 4 X 4 Sq mm in fully concealed PVC conduit | OK | 4 X 4 Sq mm in fully concealed PVC conduit | 0 | 326 | [15 empty] | 0 | 4 X 4 Sq mm in fully concealed PVC conduit | -----------------------
| 32 AMPS DOUBLE POLE MAIN SWITCH ON TEAK WOOD BOARD TOP MES SERVICE CONNECTION / MOTOR PUMP( SINGLE PHASE ) SET | 32 AMPS DOUBLE POLE MAIN SWITCH ON TEAK WOOD BOARD TOP MES SERVICE CONNECTION / MOTOR PUMP( SINGLE PHASE ) SET | OK | 32 AMPS DOUBLE POLE MAIN SWITCH ON TEAK WOOD BOARD TOP MES SERVICE CONNECTION / MOTOR PUMP( SINGLE PHASE ) SET | supplying and fixing of 32 amps double pole main switch with fuse and neutral link on a suitable well varnished teak wood board including necessary inter connection cost of all materials etc., all complete and as directed by the departmental officers. | 1238 | [15 empty] | 0 | 32 AMPS DOUBLE POLE MAIN SWITCH ON TEAK WOOD BOARD TOP MES SERVICE CONNECTION / MOTOR PUMP( SINGLE PHASE ) SET | -----------------------
| Supply and fixing 4 way 250 volt single phase with neutral link metalic distribution board on suitable Teak wood board etc., all complete including connections. | Supply and fixing 4 way 250 volt single phase with neutral link metalic distribution board on suitable Teak wood board etc., all complete including connections. | OK | Supply and fixing 4 way 250 volt single phase with neutral link metalic distribution board on suitable Teak wood board etc., all complete including connections. | 0 | 932 | [15 empty] | 0 | Supply and fixing 4 way 250 volt single phase with neutral link metalic distribution board on suitable Teak wood board etc., all complete including connections. | -----------------------
| 16 AMPS TPIC ON TEAK WOOD BOARD FOR 3 PHASE MES SERVICE CONNECTION AND 3 PHASE MOTOR PUMPSETS | 16 AMPS TPIC ON TEAK WOOD BOARD FOR 3 PHASE MES SERVICE CONNECTION AND 3 PHASE MOTOR PUMPSETS | OK | 16 AMPS TPIC ON TEAK WOOD BOARD FOR 3 PHASE MES SERVICE CONNECTION AND 3 PHASE MOTOR PUMPSETS | 0 | 1590 | [15 empty] | 0 | 16 AMPS TPIC ON TEAK WOOD BOARD FOR 3 PHASE MES SERVICE CONNECTION AND 3 PHASE MOTOR PUMPSETS | -----------------------
| Supplying and fixing of 32 amps triple pole main switch with fuse and neutral link on a suitable well varnished teak wood board | Supplying and fixing of 32 amps triple pole main switch with fuse and neutral link on a suitable well varnished teak wood board | OK | Supplying and fixing of 32 amps triple pole main switch with fuse and neutral link on a suitable well varnished teak wood board | 0 | 2007 | [15 empty] | 0 | Supplying and fixing of 32 amps triple pole main switch with fuse and neutral link on a suitable well varnished teak wood board | -----------------------
| THREE PHASE DISTRIBUTION BOARD WITH 6 WAY PHASE AND 30 AMPS / WAY WITH FUSE AND NEUTRAL LINK ON SUITABLE TW PLANK TOP MES CONNECTION BOARD (FOR 12 IN 1 BLOCKS) | THREE PHASE DISTRIBUTION BOARD WITH 6 WAY PHASE AND 30 AMPS / WAY WITH FUSE AND NEUTRAL LINK ON SUITABLE TW PLANK TOP MES CONNECTION BOARD (FOR 12 IN 1 BLOCKS) | OK | THREE PHASE DISTRIBUTION BOARD WITH 6 WAY PHASE AND 30 AMPS / WAY WITH FUSE AND NEUTRAL LINK ON SUITABLE TW PLANK TOP MES CONNECTION BOARD (FOR 12 IN 1 BLOCKS) | 0 | 4016 | [15 empty] | 0 | THREE PHASE DISTRIBUTION BOARD WITH 6 WAY PHASE AND 30 AMPS / WAY WITH FUSE AND NEUTRAL LINK ON SUITABLE TW PLANK TOP MES CONNECTION BOARD (FOR 12 IN 1 BLOCKS) | -----------------------
| THREE PHASE DISTRIBUTION BOARD WITH 4 WAY PHASE AND 3 AMPS/WAY FUSE AND NEUTRAL LINK FOR MES SERVICE CONNECTION ( 6 IN 1 BLOCKS ) | THREE PHASE DISTRIBUTION BOARD WITH 4 WAY PHASE AND 3 AMPS/WAY FUSE AND NEUTRAL LINK FOR MES SERVICE CONNECTION ( 6 IN 1 BLOCKS ) | OK | THREE PHASE DISTRIBUTION BOARD WITH 4 WAY PHASE AND 3 AMPS/WAY FUSE AND NEUTRAL LINK FOR MES SERVICE CONNECTION ( 6 IN 1 BLOCKS ) | 0 | 3250 | [15 empty] | 0 | THREE PHASE DISTRIBUTION BOARD WITH 4 WAY PHASE AND 3 AMPS/WAY FUSE AND NEUTRAL LINK FOR MES SERVICE CONNECTION ( 6 IN 1 BLOCKS ) | -----------------------
| FIXING OF TUBE LIGHT FITTINGS ON WALL / CEILING | FIXING OF TUBE LIGHT FITTINGS ON WALL / CEILING | OK | FIXING OF TUBE LIGHT FITTINGS ON WALL / CEILING | 0 | 250 | [15 empty] | 0 | FIXING OF TUBE LIGHT FITTINGS ON WALL / CEILING | -----------------------
| FIXING OF TUBE FITTINGS SUSPENDED FROM CEILING | FIXING OF TUBE FITTINGS SUSPENDED FROM CEILING | OK | FIXING OF TUBE FITTINGS SUSPENDED FROM CEILING | 0 | 417 | [15 empty] | 0 | FIXING OF TUBE FITTINGS SUSPENDED FROM CEILING | -----------------------
| ( to be supplied by the department free of cost ) on suitable well varnished teak wood plank | ( to be supplied by the department free of cost ) on suitable well varnished teak wood plank | OK | ( to be supplied by the department free of cost ) on suitable well varnished teak wood plank | 0 | 330 | [15 empty] | 0 | ( to be supplied by the department free of cost ) on suitable well varnished teak wood plank | -----------------------
| Charges for fixing single phase RCCB/ELCB on fully concealed suitable MS BOX | Charges for fixing single phase RCCB/ELCB on fully concealed suitable MS BOX | OK | Charges for fixing single phase RCCB/ELCB on fully concealed suitable MS BOX | 0 | 633 | [15 empty] | 0 | Charges for fixing single phase RCCB/ELCB on fully concealed suitable MS BOX | -----------------------
| Charges for fixing three phase RCCB/ ELCB on suitable well varnished teak wood plank | Charges for fixing three phase RCCB/ ELCB on suitable well varnished teak wood plank | OK | Charges for fixing three phase RCCB/ ELCB on suitable well varnished teak wood plank | 0 | 418 | [15 empty] | 0 | Charges for fixing three phase RCCB/ ELCB on suitable well varnished teak wood plank | -----------------------
| Charges for fixing Three phase RCCB/ELCB on fully concealed suitable MS BOX | Charges for fixing Three phase RCCB/ELCB on fully concealed suitable MS BOX | OK | Charges for fixing Three phase RCCB/ELCB on fully concealed suitable MS BOX | 0 | 647 | [15 empty] | 0 | Charges for fixing Three phase RCCB/ELCB on fully concealed suitable MS BOX | -----------------------
| Supplying and delivery of Single phase ELCB/RCCB | Supplying and delivery of Single phase ELCB/RCCB | OK | Supplying and delivery of Single phase ELCB/RCCB | 0 | 1492 | [15 empty] | 0 | Supplying and delivery of Single phase ELCB/RCCB | -----------------------
| Supplying and delivery of Three phase ELCB/RCCB | Supplying and delivery of Three phase ELCB/RCCB | OK | Supplying and delivery of Three phase ELCB/RCCB | Supplying and fixing of electro mechanically operated three phase earth leakage circuit breaker/residual current circuit breaker (ELCB/RCCB) combined with over load and short circuit protection having a rupturing capacity of 6 ka with 30 milli amps fixed setting sensitivity and rates for 25 A in suitable sheet steel enclosure confirming to is 12640/1988 including cost of ELCB/RCCB on fully concealed suitable M.S box with necessary inter connections and earth connections using copper cable including cost of all materials etc., all complete | 1840 | [15 empty] | 0 | Supplying and delivery of Three phase ELCB/RCCB | -----------------------
| 2 x 4 Sqmm Copper PVC insulated unsheathed single core 1 KV grade cable for EB service single phase. | 2 x 4 Sqmm Copper PVC insulated unsheathed single core 1 KV grade cable for EB service single phase. | OK | 2 x 4 Sqm.m Copper PVC insulated unsheathed single core 1 KV grade cable for EB service single phase. | Run off main with 2 wires of 4 Sqm.m PVC insulated single core multi strand fire retardant flexible copper cable with ISI mark conforming to is: 694/1990, 1.1 kv grade cable with continuous earth by means of 2.5 Sqm.m pvc insulated single core multi strand fire retardant flexible copper cable with ISI mark conforming to IS: 694/1990, 1.1. k.v. grade cable in fully concealed 19mm/20mm dia rigid PVC conduit pipe heavy duty with isi mark cost of all materials, specials etc., all complete. | 126 | [15 empty] | 0 | 2 x 4 Sqm.m Copper PVC insulated unsheathed single core 1 KV grade cable for EB service single phase. | -----------------------
| 4 x 4 Sq mm copper PVC insulated unsheathed single core cable for 3 phase EB service connection | 4 x 4 Sq mm copper PVC insulated unsheathed single core cable for 3 phase EB service connection | OK | 4 x 4 Sq mm copper PVC insulated unsheathed single core cable for 3 phase EB service connection | 0 | 221 | [15 empty] | 0 | 4 x 4 Sq mm copper PVC insulated unsheathed single core cable for 3 phase EB service connection | -----------------------
| Supply of 40 mm dia GI pipe "B"class | Supply of 40 mm dia GI pipe "B"class | OK | Supply of 40 mm dia GI pipe "B"class | 0 | 165 | [15 empty] | 0 | Supply of 40 mm dia GI pipe "B"class | -----------------------
| Laying of U.G. Cable below Ground Level | Laying of U.G. Cable below Ground Level | OK | Laying of U.G. Cable below Ground Level | 0 | 228.93 | [15 empty] | 0 | Laying of U.G. Cable below Ground Level | -----------------------
| Fixing of UG cables on Walls / Ceiling | Fixing of UG cables on Walls / Ceiling | OK | Fixing of UG cables on Walls / Ceiling | 0 | 135 | [15 empty] | 0 | Fixing of UG cables on Walls / Ceiling | -----------------------
| Fixing of Tube light street light fitting | Fixing of Tube light street light fitting | OK | Fixing of Tube light street light fitting | 0 | 1903 | [15 empty] | 0 | Fixing of Tube light street light fitting | -----------------------
| Charges for fixing Mercury, Sodium Vapour lamp street light fittings ( all types ) in the existing pole with required GI pipes 'B' class and accessories ( Street light fittings alone will be supplied departmentally at free of cost ). | Charges for fixing Mercury, Sodium Vapour lamp street light fittings ( all types ) in the existing pole with required GI pipes 'B' class and accessories ( Street light fittings alone will be supplied departmentally at free of cost ). | OK | Charges for fixing Mercury, Sodium Vapour lamp street light fittings ( all types ) in the existing pole with required GI pipes 'B' class and accessories ( Street light fittings alone will be supplied departmentally at free of cost ). | 0 | 2018 | [15 empty] | 0 | Charges for fixing Mercury, Sodium Vapour lamp street light fittings ( all types ) in the existing pole with required GI pipes 'B' class and accessories ( Street light fittings alone will be supplied departmentally at free of cost ). | -----------------------
| S & F TNEB Meter Board made up of MS box 600 x 225 mm with door and lock and key arrangements | S & F TNEB Meter Board made up of MS box 600 x 225 mm with door and lock and key arrangements | OK | S & F TNEB Meter Board made up of MS box 600 x 225 mm with door and lock and key arrangements | Supply and fixng of TNEB Moter Board suitable for 3 Phases 100A service connection made up of suitable angle iron frame work of size 2 feet x 1 1/2 feet using angle iron of size 1 1/2" x 1 1/2" x 1/4" rigidly fixed on wall covered with hylem sheet of size 2 feet x 1 1/2 feet of 12mm thickness with necessary bolts and nuts supports and supply and fixing of 3 Nos 100A fuse units (500V) 1 No. Neutral link, copper earth flat of size 1" x 1/4" with inter connection of EB meter to fuse units by 7/16 PVC insulated copper wire with earth connection complete | 4685 | [15 empty] | 0 | S & F TNEB Meter Board made up of MS box 600 x 225 mm with door and lock and key arrangements | -----------------------
| 25 mm dia PVC pipe Heavy duty with ISI mark for TV/ Telephone line | 25 mm dia PVC pipe Heavy duty with ISI mark for TV/ Telephone line | OK | 25 mm dia PVC pipe Heavy duty with ISI mark for TV/ Telephone line | 0 | 81.3 | [15 empty] | 0 | 25 mm dia PVC pipe Heavy duty with ISI mark for TV/ Telephone line | -----------------------
| TV/Telephone line junction | TV/Telephone line junction | OK | TV/Telephone line junction | 0 | 53 | [15 empty] | 0 | TV/Telephone line junction | -----------------------
| Supply and erection of Tubular lamp, using 65 mm dia GI pipe 'B' class pipe with ISI mark of 6 mt length and 20 mm dia GI pipe 'B' class upto 2 mt with. | Supply and erection of Tubular lamp, using 65 mm dia GI pipe 'B' class pipe with ISI mark of 6 mt length and 20 mm dia GI pipe 'B' class upto 2 mt with. | OK | Supply and erection of Tubular lamp, using 65 mm dia GI pipe 'B' class pipe with ISI mark of 6 mt length and 20 mm dia GI pipe 'B' class upto 2 mt with. | 0 | 6505 | [15 empty] | 0 | Supply and erection of Tubular lamp, using 65 mm dia GI pipe 'B' class pipe with ISI mark of 6 mt length and 20 mm dia GI pipe 'B' class upto 2 mt with. | -----------------------
| Tube light - Box type | Tube light - Box type | OK | Tube light - Box type | 0 | 591.94 | [15 empty] | 0 | Tube light - Box type | -----------------------
| Open wiring for Light point with ceiling rose for flats/ houses | Open wiring for Light point with ceiling rose for flats/ houses | OK | Open wiring for Light point with ceiling rose for flats/ houses | 0 | 745 | [15 empty] | 0 | Open wiring for Light point with ceiling rose for flats/ houses | -----------------------
| Open wiring Light point with bakelite batern type holder for flats/ houses(Open wiring) | Open wiring Light point with bakelite batern type holder for flats/ houses(Open wiring) | OK | Open wiring Light point with bakelite batern type holder for flats/ houses(Open wiring) | 0 | 748 | [15 empty] | 0 | Open wiring Light point with bakelite batern type holder for flats/ houses(Open wiring) | -----------------------
| Open wiring POINT WIRING FOR CALLING BELL / BUZZER WITH PUSH SWITCH FOR ALL TYPE OF BUILDING (OPEN WIRING) | Open wiring POINT WIRING FOR CALLING BELL / BUZZER WITH PUSH SWITCH FOR ALL TYPE OF BUILDING (OPEN WIRING) | OK | Open wiring POINT WIRING FOR CALLING BELL / BUZZER WITH PUSH SWITCH FOR ALL TYPE OF BUILDING (OPEN WIRING) | 0 | 786 | [15 empty] | 0 | Open wiring POINT WIRING FOR CALLING BELL / BUZZER WITH PUSH SWITCH FOR ALL TYPE OF BUILDING (OPEN WIRING) | -----------------------
| Open wiring FAN POINT FOR ADMINISTRATIVE BLOCKS AND COMMUNITY CENTRE | Open wiring FAN POINT FOR ADMINISTRATIVE BLOCKS AND COMMUNITY CENTRE | OK | Open wiring FAN POINT FOR ADMINISTRATIVE BLOCKS AND COMMUNITY CENTRE | 0 | 829 | [15 empty] | 0 | Open wiring FAN POINT FOR ADMINISTRATIVE BLOCKS AND COMMUNITY CENTRE | -----------------------
| Open wiring STAIRCASE LIGHT POINT FOR ADMINISTRATIVE BLOCKS AND COMMUNITY CENTRE (Open wiring) | Open wiring STAIRCASE LIGHT POINT FOR ADMINISTRATIVE BLOCKS AND COMMUNITY CENTRE (Open wiring) | OK | Open wiring STAIRCASE LIGHT POINT FOR ADMINISTRATIVE BLOCKS AND COMMUNITY CENTRE (Open wiring) | 0 | 1760 | [15 empty] | 0 | Open wiring STAIRCASE LIGHT POINT FOR ADMINISTRATIVE BLOCKS AND COMMUNITY CENTRE (Open wiring) | -----------------------
| Open wiring 5 AMPS 5 PIN PLUG SOCKET POINT AT CONVENIENT PLACES (OPEN WIRING) | Open wiring 5 AMPS 5 PIN PLUG SOCKET POINT AT CONVENIENT PLACES (OPEN WIRING) | OK | Open wiring 5 AMPS 5 PIN PLUG SOCKET POINT AT CONVENIENT PLACES (OPEN WIRING) | 0 | 572 | [15 empty] | 0 | Open wiring 5 AMPS 5 PIN PLUG SOCKET POINT AT CONVENIENT PLACES (OPEN WIRING) | -----------------------
| Open wiring 2 X1.5 Sqmm in fully concealed PVC conduit | Open wiring 2 X1.5 Sqmm in fully concealed PVC conduit | OK | Open wiring 2 X1.5 Sqm.m in fully concealed PVC conduit | 0 | 106 | [15 empty] | 0 | Open wiring 2 X1.5 Sqm.m in fully concealed PVC conduit | -----------------------
| Open wiring 2 X 2.5 Sq mm in fully concealed PVC conduit (open wiring) | Open wiring 2 X 2.5 Sq mm in fully concealed PVC conduit (open wiring) | OK | Open wiring 2 X 2.5 Sq mm in fully concealed PVC conduit (open wiring) | Run off main with 2 wires of 2.5 sqmm PVC insulated single core multi strand fire retardant flexible copper cable with ISI mark conforming to is: 694/1990, 1.1 kv grade cable with continuous earth by means of 2.5 sqmm pvc insulated single core multi strand fire retardant flexible copper cable with ISI mark conforming to IS: 694/1990, 1.1. k.v. grade cable in fully concealed 19mm/20mm dia rigid PVC conduit pipe heavy duty with isi mark cost of all materials, specials etc., all complete.(Open wiring) | 121 | [15 empty] | 0 | Open wiring 2 X 2.5 Sq mm in fully concealed PVC conduit (open wiring) | -----------------------
| whitewashing one coat | whitewashing one coat | OK | whitewashing one coat | 0 | 18.76 | [15 empty] | 0 | whitewashing one coat | -----------------------
| whitewashing one coat for old wall | whitewashing one coat for old wall | OK | whitewashing one coat for old wall | White washing One coats for existing surface using clean shell lime slaked including cost of lime, gum, blue, brushes including scaffolding etc., complete in all respects. | 10882.62 | [15 empty] | 0 | whitewashing one coat for old wall | -----------------------
| whitewashing two coat for old wall | whitewashing two coat for old wall | OK | whitewashing two coat for old wall | White washing two coats for existing surface using clean shell lime slaked including cost of lime, gum, blue, brushes including scaffolding etc., complete in all respects. | 27.31 | [15 empty] | 0 | whitewashing two coat for old wall | -----------------------
| Thorough scrapping the old wall | Thorough scrapping the old wall | OK | Thorough scrapping the old wall | Thorough scrapping of old plastered surface and Washing of plastered surface with soap, soda and water (or with soda lime, brush and water) including the cost required tools and plants and scaffolding if necessary and clearing the debris away from the site etc., all complete and as directed by the competent authority. | 3.36 | [15 empty] | 0 | Thorough scrapping the old wall | -----------------------
| Thorough scrapping the old iron work | Thorough scrapping the old iron work | OK | Thorough scrapping the old iron work | 0 | 7.25 | [15 empty] | 0 | Thorough scrapping the old iron work | -----------------------
| Thorough scrapping the old wood work | Thorough scrapping the old wood work | OK | Thorough scrapping the old wood work | 0 | 7.77 | [15 empty] | 0 | Thorough scrapping the old wood work | -----------------------
| Cement paint one coat for old wall | Cement paint one coat for old wall | OK | Cement paint one coat for old wall | 0 | 58.96 | [15 empty] | 0 | Cement paint one coat for old wall | -----------------------
| Cement paint two coat for old wall | Cement paint two coat for old wall | OK | Cement paint two coat for old wall | Painting two coats using approved quality of best cement paint over the old wall surfaces, ceiling or other similar works including cost of cement paints, putty, brushes, watering, curing, etc., all complete and as directed by the departmental officers (paints and its shade shall be got approved from the executive engineer before using) | 112.6 | [15 empty] | 0 | Cement paint two coat for old wall | -----------------------
| painting one coat for old iron work | painting one coat for old iron work | OK | painting one coat for old iron work | Painting the old iron work and other similar works such as PVC/ASTM pipes, kerb stone and grills with one coats of approved first class synthetic enamel ready mixed paint including thorugh scrapping with approved quality and brand, the paint should be supplied by the contractor at his own cost (the quality and the brand of paint should be got approved by the executive engineer before use) complying with relevant standard specification. | 77.5 | [15 empty] | 0 | painting one coat for old iron work | -----------------------
| painting two coat for old iron work | painting two coat for old iron work | OK | painting two coat for old iron work | Painting the old iron work and other similar works such as PVC/ASTM pipes, kerb stone and grills with two coats of approved first class synthetic enamel ready mixed paint including thorugh scrapping with approved quality and brand, the paint should be supplied by the contractor at his own cost (the quality and the brand of paint should be got approved by the executive engineer before use) complying with relevant standard specification. | 120.24 | [15 empty] | 0 | painting two coat for old iron work | -----------------------
| painting one coat for old wood work | painting one coat for old wood work | OK | painting one coat for old wood work | Painting the old wood work with One coats of approved first class synthetic enamel ready mixed paint of approved quality and shade, the paint should be supplied by the contractor at his own cost (the quality and the shade of paint should be got approved by the executive engineer before use) complying with relevant standard specifications. | 84.14 | [15 empty] | 0 | painting one coat for old wood work | -----------------------
| painting two coat for old wood work | painting two coat for old wood work | OK | painting two coat for old wood work | Painting the old wood work with two coats of approved first class synthetic enamel ready mixed paint of approved quality and shade, the paint should be supplied by the contractor at his own cost (the quality and the shade of paint should be got approved by the executive engineer before use) complying with relevant standard specifications. | 137.94 | [15 empty] | 0 | painting two coat for old wood work | -----------------------
| Matt paint one coat for old wall | Matt paint one coat for old wall | OK | Matt paint one coat for old wall | 0 | 78.05 | [15 empty] | 0 | Matt paint one coat for old wall | -----------------------
| Plastic Emulsion PAINT one coat for old wall | Plastic Emulsion PAINT one coat for old wall | OK | Plastic Emulsion PAINT one coat for old wall | Painting the Old walls with one coats of approved best ready mixed plastic emulsion paint in cement plastered wall surfaces and ceiling including cost of plastic emulsion paint, putty, brushers etc., all complete and as directed by the departmental officers (the emulsion paint and its shade should be got approved from the executive engineer before using) | 71.75 | [14 empty] | 704 | 99397.76 | Plastic Emulsion PAINT one coat for old wall | -----------------------
| Plastic Emulsion PAINT two coat for old wall | Plastic Emulsion PAINT two coat for old wall | OK | Plastic Emulsion PAINT two coat for old wall | Painting the Old walls with Two coats of approved best ready mixed plastic emulsion paint in cement plastered wall surfaces and ceiling including cost of plastic emulsion paint, putty, brushers etc., all complete and as directed by the departmental officers (the emulsion paint and its shade should be got approved from the executive engineer before using) | 141.19 | [15 empty] | 0 | Plastic Emulsion PAINT two coat for old wall | -----------------------
|  |  |  | Supplying and fixing of 6Amps to 32 Amps single pole MCB | Supplying and fixing of 6Amps to 32 Amps single pole MCB including cost of all materials and labour charges, etc all complete as per relevant standard specification and as directed by the departmental officers. (The quality and brand should be got approved from the executive engineer before use) | 126 | Each | [14 empty] | 0 | Supplying and fixing of 6Amps to 32 Amps single pole MCB | -----------------------
|  |  |  | Dismantling the RCC etc all complete | Dismantling clearing away and carefully stacking materials useful for reuse for Reinforced Cement Concrete including the cost of required tools and plants scaffolding if necessary and clearing the debris away from the site etc all complete and as directed by the departmental officers. | 5297.25 | [15 empty] | 0 | Dismantling the RCC etc all complete | -----------------------
|  |  |  | Dismantling the brick work under 3m height wall | Dismantling clearing away and carefully stacking materials useful for reuse for Brick wall in Cement mortor including the cost of required tools and plants scaffolding if necessary and clearing the debris away from the site etc all complete and as directed by the departmental officers. | 202.65 | [15 empty] | 0 | Dismantling the brick work under 3m height wall | -----------------------
|  |  |  | Dismantling the Pressed tiles & weathering course | Dismantling clearing away and carefully stacking materials useful for reuse for pressed tiles and weathering course the cost of required tools and plants if necessary and clearing the debris away from the site etc all complete and as directed by the departmental officers. | 32.97 | Sqm | [14 empty] | 0 | Dismantling the Pressed tiles & weathering course | -----------------------
|  |  |  | Dismantling Plain Cement Concrete | Dismantling clearing away and carefully stacking materials useful for reuse for Plain Cement Concrete including the cost of required tools and plants scaffolding if necessary and clearing the debris away from the site etc all complete and as directed by the departmental officers. | 348.6 | Cum | [14 empty] | 0 | Dismantling Plain Cement Concrete | -----------------------
|  |  |  | Dismantling of Mosaic Tiles / Glazed Tiles / Cuddapah Slabs | Dismantling, clearing away and carefully stacking materials useful for re-use for Floor finish and dadooing walls in cement mortar with Mosaic Tiles / Glazed Tiles / Cuddapah Slabs | 43.68 | Sqm | [14 empty] | 0 | Dismantling of Mosaic Tiles / Glazed Tiles / Cuddapah Slabs | -----------------------
|  |  |  | Chipping of plastering for existing wall portion etc., all complete | Chipping of concrete and roughening the existing ceiling surfaces including the cost required tools and plants and scaffolding if necessary and clearing the debris away from the site etc., all complete and as directed by the competent authority. | 28.98 | Sqm. | [14 empty] | 0 | Chipping of plastering for existing wall portion etc., all complete | -----------------------
|  |  |  | Supplying of 2 core 10 sqmm. | Supplying of 2 core 10 sqmm. PVC armoured LTUG cable(Aluminium UG Cable 1100V Grade) with ISI mark) including cost of cable and conveying to the site of work etc all complete complying with relevant standard specifications and as directed by the departmental officers | 105.2 | Rmt | [13 empty] | 140 | 27370 | Supplying of 2 core 10 sqmm. | -----------------------
|  |  |  | Supplying of 3.5 core 25 sqmm. | Supplying of 3.5 core 25 sqmm. PVC armoured LTUG cable(Aluminium UG Cable 1100V Grade) with ISI mark) including cost of cable and conveying to the site of work etc all complete complying with relevant standard specifications and as directed by the departmental officers | 195.5 | Rmt | [14 empty] | 0 | Supplying of 3.5 core 25 sqmm. | -----------------------
|  |  |  | Supplying of 3.5 core 35 sqmm. | Supplying of 3.5 core 35 sqmm. PVC armoured LTUG cable(Aluminium UG Cable 1100V Grade) with ISI mark) including cost of cable and conveying to the site of work etc all complete complying with relevant standard specifications and as directed by the departmental officers | 230.1 | Rmt | [14 empty] | 0 | Supplying of 3.5 core 35 sqmm. | -----------------------
|  |  |  | Supplying of 3.5 core 50 sqmm. | Supplying of 3.5 core 50 sqmm. PVC armoured LTUG cable(Aluminium UG Cable 1100V Grade) with ISI mark) including cost of cable and conveying to the site of work etc all complete complying with relevant standard specifications and as directed by the departmental officers | 299.8 | Rmt | [14 empty] | 0 | Supplying of 3.5 core 50 sqmm. | -----------------------
|  |  |  | Supplying of 3.5 core 70 sqmm. | Supplying of 3.5 core 70 sqmm. PVC armoured LTUG cable(Aluminium UG Cable 1100V Grade) with ISI mark) including cost of cable and conveying to the site of work etc all complete complying with relevant standard specifications and as directed by the departmental officers | 384.5 | Rmt | [14 empty] | 0 | Supplying of 3.5 core 70 sqmm. | -----------------------
|  |  |  | Supplying of 3.5 core 95 sqmm. | Supplying of 3.5 core 95 sqmm. PVC armoured LTUG cable(Aluminium UG Cable 1100V Grade) with ISI mark) including cost of cable and conveying to the site of work etc all complete complying with relevant standard specifications and as directed by the departmental officers | 497.7 | Rmt | [14 empty] | 0 | Supplying of 3.5 core 95 sqmm. | -----------------------
|  |  |  | Supplying of 3.5 core 120 sqmm. | Supplying of 3.5 core 120 sqmm. PVC armoured LTUG cable(Aluminium UG Cable 1100V Grade) with ISI mark) including cost of cable and conveying to the site of work etc all complete complying with relevant standard specifications and as directed by the departmental officers | 607.9 | Rmt | [14 empty] | 0 | Supplying of 3.5 core 120 sqmm. | -----------------------
|  |  |  | Supplying of 3.5 core 150 sqmm. | Supplying of 3.5 core 150 sqmm. PVC armoured LTUG cable(Aluminium UG Cable 1100V Grade) with ISI mark) including cost of cable and conveying to the site of work etc all complete complying with relevant standard specifications and as directed by the departmental officers | 720 | Rmt | [14 empty] | 0 | Supplying of 3.5 core 150 sqmm. | -----------------------
|  |  |  | Supplying of 4 core of 16 sqmm | Supplying of 4 core of 16 sqmm PVC armored ALTUG cable including cost of all materials etc all complete complying with relevant standard specifications and as directed by the departmental officers0 | 217 | Rmt | [14 empty] | 0 | Supplying of 4 core of 16 sqmm | -----------------------
|  |  |  | Supplying of 4 core of 10 sqmm | Supplying of 4 core of 10 sqmm PVC armored ALTUG cable including cost of all materials etc all complete complying with relevant standard specifications and as directed by the departmental officers | 176.7 | Rmt | [15 empty] | Supplying of 4 core of 10 sqmm | -----------------------
|  |  |  | Supply and fixing of brass cable gland for XLPE armoured LTUG cable for following sizes with earth connection. | Supply and fixing of brass cable gland for XLPE armoured LTUG cable for following sizes with earth connection. | [17 empty] | Supply and fixing of brass cable gland for XLPE armoured LTUG cable for following sizes with earth connection. | -----------------------
|  |  |  | a) 3.5 c x 120 sqmm PVC / XLPE LTUG armoured cable (SD 191) | a) 3.5 c x 120 sqmm PVC / XLPE LTUG armoured cable (SD 191) | 504 | [16 empty] | a) 3.5 c x 120 sqmm PVC / XLPE LTUG armoured cable (SD 191) | -----------------------
|  |  |  | b) 3.5 c x 70 sqmm PVC / XLPE LTUG armoured cable (SD 189 | b) 3.5 c x 70 sqmm PVC / XLPE LTUG armoured cable (SD 189 | 463 | [16 empty] | b) 3.5 c x 70 sqmm PVC / XLPE LTUG armoured cable (SD 189 | -----------------------
|  |  |  | c) 3.5 c x 25 sqmm PVC / XLPE LTUG armoured cable (SD 186) | c) 3.5 c x 25 sqmm PVC / XLPE LTUG armoured cable (SD 186) | 339 | [16 empty] | c) 3.5 c x 25 sqmm PVC / XLPE LTUG armoured cable (SD 186) | -----------------------
|  |  |  | d) 4 c x 16 sqmm PVC / XLPE LTUG armoured cable (Data - AB) | d) 4 c x 16 sqmm PVC / XLPE LTUG armoured cable (Data - AB) | 327 | [16 empty] | d) 4 c x 16 sqmm PVC / XLPE LTUG armoured cable (Data - AB) | -----------------------
|  |  |  | e) 4 c x 10 sqmm PVC / XLPE LTUG armoured cable(Data - AC) | e) 4 c x 10 sqmm PVC / XLPE LTUG armoured cable(Data - AC) | 319 | [16 empty] | e) 4 c x 10 sqmm PVC / XLPE LTUG armoured cable(Data - AC) | -----------------------
|  |  |  | Supply and providing cable end termination of following sizes of XLPE armoured LTUG Aluminium cable with necessary aluminium cable sockets by crimping etc. with electrical connection complete. | Supply and providing cable end termination of following sizes of XLPE armoured LTUG Aluminium cable with necessary aluminium cable sockets by crimping etc. with electrical connection complete. | [17 empty] | Supply and providing cable end termination of following sizes of XLPE armoured LTUG Aluminium cable with necessary aluminium cable sockets by crimping etc. with electrical connection complete. | -----------------------
|  |  |  | a) 3.5 c x 120sqmm PVC / XLPE LTUG armoured cable (SD 240) | a) 3.5 c x 120sqmm PVC / XLPE LTUG armoured cable (SD 240) | 442 | [16 empty] | a) 3.5 c x 120sqmm PVC / XLPE LTUG armoured cable (SD 240) | -----------------------
|  |  |  | b) 3.5 c x 70 sqmm PVC / XLPE LTUG armoured cable (SD 238) | b) 3.5 c x 70 sqmm PVC / XLPE LTUG armoured cable (SD 238) | 293 | [16 empty] | b) 3.5 c x 70 sqmm PVC / XLPE LTUG armoured cable (SD 238) | -----------------------
|  |  |  | c) 3.5 c x 25 sqmm PVC / XLPE LTUG armoured cable (SD 235) | c) 3.5 c x 25 sqmm PVC / XLPE LTUG armoured cable (SD 235) | 277 | [16 empty] | c) 3.5 c x 25 sqmm PVC / XLPE LTUG armoured cable (SD 235) | -----------------------
|  |  |  | d) 4 c x 16 sqmm PVC / XLPE LTUG armoured cable (Data - AG | d) 4 c x 16 sqmm PVC / XLPE LTUG armoured cable (Data - AG | 274 | [16 empty] | d) 4 c x 16 sqmm PVC / XLPE LTUG armoured cable (Data - AG | -----------------------
|  |  |  | e) 4 c x 10 sqmm PVC / XLPE LTUG armoured cable (Data - AH | e) 4 c x 10 sqmm PVC / XLPE LTUG armoured cable (Data - AH | 274 | [16 empty] | e) 4 c x 10 sqmm PVC / XLPE LTUG armoured cable (Data - AH | -----------------------
|  |  |  | Supply and fixing of triple pole and neutral four way 7 segment 3 tier | Supply and fixing of triple pole and neutral four way 7 segment 3 tier compartmental type MCB distribution board complete with the following and necessary neutral link, earth connector link etc. with bus bar and double door arrangements on surface / in flush with wall and making good of the concealed portion with earth connection. Incoming: 1 No. 63A 10 KA TPN MCB 3 Nos. 63A 10KA DP MCB with 63A 30 mA ELCB double pole Outgoing: 12 Nos. 6 A / 20A 10KA SP MCB DATA -AI LDB : 5 Nos. PDB : 2 Nos. | 15777 | [16 empty] | Supply and fixing of triple pole and neutral four way 7 segment 3 tier | -----------------------
|  |  |  | Supply and fixing of 25 mm x 3 mm x 300 mm copper flat on wall in the lift machine room for providing earth connection to the lift machinery | Supply and fixing of 25 mm x 3 mm x 300 mm copper flat on wall in the lift machine room for providing earth connection to the lift machinery | 222 | [16 empty] | Supply and fixing of 25 mm x 3 mm x 300 mm copper flat on wall in the lift machine room for providing earth connection to the lift machinery | -----------------------
|  |  |  | Supplying, Fixing and testing and commissioning of MCB | Supplying, Fixing and testing and commissioning of MCB | [17 empty] | Supplying, Fixing and testing and commissioning of MCB i | ERRR
|  |  |  | 40 A TPN 10 kA MCB - Data AM | 40 A TPN 10 kA MCB - Data AM | 1888 | [16 empty] | 40 A TPN 10 kA MCB - Data AM | -----------------------
|  |  |  | 10/20/32A DP 10 KA MCB - Data AN Master control switch for each dormitory | 10/20/32A DP 10 KA MCB - Data AN Master control switch for each dormitory | 1149 | [16 empty] | 10/20/32A DP 10 KA MCB - Data ANMaster control switch for each dormitory | ERRR
|  |  |  | 63A TPN 10 KA MCB - Data AO | 63A TPN 10 KA MCB - Data AO | 2417 | [16 empty] | 63A TPN 10 KA MCB - Data AO | -----------------------
|  |  |  | Supply and erection of 100 Amps capacity floor mounting / wall mounting panel board (Cubical type) with bus bar | Supply and erection of 100 Amps capacity floor mounting / wall mounting panel board (Cubical type) with bus bar | 58303.48 | [16 empty] | Supply and erection of 100 Amps capacity floor mounting / wall mounting panel board (Cubical type) with bus bar | -----------------------
|  |  |  | Supply and erection of 125 Amps capacity floor mounting / wall mounting panel board (Cubical type) with bus bar | Supply and erection of 125 Amps capacity floor mounting / wall mounting panel board (Cubical type) with bus bar | 130930.5 | [16 empty] | Supply and erection of 125 Amps capacity floor mounting / wall mounting panel board (Cubical type) with bus bar | -----------------------
|  |  |  | supply and fixing of MS box of suitable size for the terrmination of cable ( with in and out arrangements) and with earth connections. - DATA AV | supply and fixing of MS box of suitable size for the terrmination of cable ( with in and out arrangements) and with earth connections. - DATA AV | 598.4 | [16 empty] | supply and fixing of MS box of suitable size for the terrmination of cable ( with in and out arrangements) and with earth connections. - DATA AV | -----------------------
|  |  |  | Manhole Cover SFRC 750mm x 750mm | Manhole Cover SFRC 750mm x 750mm | 2913 | [16 empty] | Manhole Cover SFRC 750mm x 750mm | -----------------------
|  |  |  | Supplying and fixing of Rotary switch with 3 nos Indicator lamps including interconnection wire etc | Supplying and fixing of Rotary switch with 3 nos Indicator lamps including interconnection wire etc | 850 | [16 empty] | Supplying and fixing of Rotary switch with 3 nos Indicator lamps including interconnection wire etc | -----------------------
[23 empty] | 0 | -----------------------
[23 empty] | 0 | -----------------------
[23 empty] | 0 | -----------------------
[23 empty] | 0 | -----------------------
|  |  |  | Supply, Installation, Testing and Commissioning of 2 KVA sinewave single phase inverter with exide tubular battery for 30 minutes backup time with suitable rack / trolly for inverter and batteries.Data AP | Supply, Installation, Testing and Commissioning of 2 KVA sinewave single phase inverter with exide tubular battery for 30 minutes backup time with suitable rack / trolly for inverter and batteries.Data AP | [17 empty] | Supply, Installation, Testing and Commissioning of 2 KVA sinewave single phase inverter with exide tubular battery for 30 minutes backup time with suitable rack / trolly for inverter and batteries.Data AP | -----------------------
|  |  |  | Labour charges for laying of PVC Armoured LTUG Cable excluding Civil works etc.,all complete and as directed by the departmental officers a) Below Ground Level | Labour charges for laying of PVC Armoured LTUG Cable excluding Civil works etc.,all complete and as directed by the departmental officers a) Below Ground Level | 228.93 | Rmt | [13 empty] | 140 | 18900 | Labour charges for laying of PVC Armoured LTUG Cable excluding Civil works etc.,all complete and as directed by the departmental officers a) Below Ground Level | ERRR
|  |  |  | Labour charges for fixing of PVC Armoured LTUG Cable in Vertical wall (or) EB Pole etc., all complete and as directed by the departmental officers Above Ground Level | Labour charges for fixing of PVC Armoured LTUG Cable in Vertical wall (or) EB Pole etc., all complete and as directed by the departmental officers Above Ground Level | 135 | Rmt | [14 empty] | 0 | Labour charges for fixing of PVC Armoured LTUG Cable in Vertical wall (or) EB Pole etc., all complete and as directed by the departmental officers Above Ground Level | ERRR
| Supplying and fixing of Galvalume sheet roofing 0.47mm thick |  |  | Supplying and fixing of Galvalume sheet roofing 0.47mm thick | Supplying and fixing of Galvalume sheet roofing 0.47mm thick with required bolt and nuts and labour for fixing etc., all complete and as directed by the departmental officers | 838.89 | Sq.m | [13 empty] | 29 | 2461.52 | Supplying and fixing of Galvalume sheet roofing 0.47mm thick | -----------------------
| Supplying and fixing mild steel angles |  |  | Supplying and fixing mild steel angles | Supplying and fixing mild steel angles for truss and labour for fixing in position etc., all complete. PWD SR(20-21) (P.No:23,S.No:168)+(P.No.34,S.No:167) | 84.88 | Kg | [13 empty] | 509.3 | 444618.9 | Supplying and fixing mild steel angles | -----------------------
|  |  |  | Supplying and fixing the 300mm dia (NP2 class) | Supplying and fixing the 300mm dia (NP2 class) RCC non pressure spun pipe with socket and spigot ends as per IS 458/2003 manufactured with sulphate resistant cement with 12 mm HI -alumina lining with rubber ring joints and fixing the pipes with necessary connections etc., complete in all respects and as directed by the departmental officers. TWAD SR 2019-2020 | 873 | Rmt | [14 empty] | 0 | Supplying and fixing the 300mm dia (NP2 class) | -----------------------
|  |  |  | Special Type Cup-board Shutter for higher officer | 0 | 12279.187 | Sqm | [14 empty] | 0 | Special Type Cup-board Shutter for higher officer | -----------------------
| AC 1.5 ton Ac |  |  | Supplying, testing and commission of 1.5 ton capacity Hi-wall counted single split type AC unit | Supplying, testing and commission of 3 Star 1.5 ton capacity Hi-wall counted single split type AC unit superior variety/make consisting of outdoor condensing unit complete with compressor and air cooler condenser with fan motor and one indoor unit with evaporator blower including cost of copper piping etc., including initial charging of refrigerant gas and suitable for single phase operation (With cardless remote control facilities). all complete and as directed by departmental officers (the quality and brand should be got approved from the executive engineer before use) (PWD SR 20-21 P141 Part-N 1 b ) | 31100 | Each | [14 empty] | 0 | Supplying, testing and commission of 1.5 ton capacity Hi-wall counted single split type AC unit | -----------------------
| AC 2 ton Ac |  |  | Supplying, testing and commission of 2 ton capacity Hi-wall counted single split type AC unit | Supplying, testing and commission of 3 Star 2 ton capacity Hi-wall counted single split type AC unit superior variety/make consisting of outdoor condensing unit complete with compressor and air cooler condenser with fan motor and one indoor unit with evaporator blower including cost of copper piping etc., including initial charging of refrigerant gas and suitable for single phase operation (With cardless remote control facilities). all complete and as directed by departmental officers (the quality and brand should be got approved from the executive engineer before use) (PWD SR 20-21 P141 Part-N 1 b ) | 41400 | Each | [13 empty] | 1 | 4160 | Supplying, testing and commission of 2 ton capacity Hi-wall counted single split type AC unit | -----------------------
| Supply and installation of 4 KVA capacity Automatic Voltage Stabilizer with time delay relay (V-Gurad Equivalent) |  |  | Supply and installation of 4 KVA capacity Automatic Voltage Stabilizer with time delay relay (V-Gurad Equivalent) | Supply and installation of 4 KVA capacity Automatic Voltage Stabilizer with time delay relay (V-Gurad Equivalent) (PWD SR 20-21 P141 Part-N 1 b ) | 4160 | Each | [13 empty] | 1 | 4625 | Supply and installation of 4 KVA capacity Automatic Voltage Stabilizer with time delay relay (V-Gurad Equivalent) | -----------------------
| Supply and installation of 5 KVA capacity Automatic Voltage Stabilizer with time delay relay (V-Gurad Equivalent) |  |  | Supply and installation of 5 KVA capacity Automatic Voltage Stabilizer with time delay relay (V-Gurad Equivalent) | Supply and installation of 5 KVA capacity Automatic Voltage Stabilizer with time delay relay (V-Gurad Equivalent) (PWD SR 20-21 P141 Part-N 1 b ) | 4625 | Each | [13 empty] | 1 | 880 | Supply and installation of 5 KVA capacity Automatic Voltage Stabilizer with time delay relay (V-Gurad Equivalent) | -----------------------
| Supply and laying of 5/8" and 3/8" copper pipe (Extra beyond 3 metres supplied with AC unit) |  |  | Supply and laying of 5/8" and 3/8" copper pipe (Extra beyond 3 metres supplied with AC unit) | Supply and laying of 5/8" and 3/8" copper pipe (Extra beyond 3 metres supplied with AC unit) (PWD SR 20-21 P141 Part-N 1 e ) | 880 | Each | [13 empty] | 1 | 1020 | Supply and laying of 5/8" and 3/8" copper pipe (Extra beyond 3 metres supplied with AC unit) | -----------------------
| Supply and fixing of MS stand for fixing outdoor unit |  |  | Supply and fixing of MS stand for fixing outdoor unit | Supply and fixing of MS stand for fixing outdoor unit (PWD SR 20-21 P141 Part-N 1 b ) | 1020 | Each | [13 empty] | 1 | 6710 | Supply and fixing of MS stand for fixing outdoor unit | -----------------------
|  |  |  | WATER HEATER WITH ISI MARK 25 Liter | Supply and fixing of 1000w/230v automatic electric water heater of 25 litres capacity including cost of fixing with all necessary connections, clamps, screws etc., complete as per relevant standard specification (electric water heater shall be got approved from the executive engineer before use) and as directed by the departmental officers. | 6710 | Each | [13 empty] | 1 | 1515 | WATER HEATER WITH ISI MARK 25 Liter | -----------------------
|  |  |  | SS Heavy Duty Long Body Tap 15mm | supplying and fixing of 15mm dia SS Heavy Duty long body tap of best quality including cost of fittings with required specials, bends, labour for fixing etc, all complete and as directed by the departmental officers., (the quality and brand of fittings should be got approved from executive engineer before use). | 1515 | each | [13 empty] | 2 | 2716 | SS Heavy Duty Long Body Tap 15mm | -----------------------
|  |  |  | 18W LED 3000K Square Type Recessed Fitting with LED (PWD SR 20-21 P114 ) | Supplying and fixing of spot light (18W LED 3000K Square Type ) including labour charges for fixing of light etc all complete | 1358 | each | [13 empty] | 3 | 6600 | 18W LED 3000K Square Type Recessed Fitting with LED(PWD SR 20-21 P114 ) | ERRR
|  |  |  | Wall Mounting Fan | Supplying and delivery of following electric 400mm Wall Fan with ISI mark with blades and double ball bearing, capacitor, etc., complete. operation on 230 volts 50 htz single phase ac supply conforming and provided with insulation. (the brand should be got approved from the executive engineer before supply made). | 2200 | each | [13 empty] | 1 | 4800 | Wall Mounting Fan | -----------------------
|  |  |  | Supplying of 20 feet street light pole | Supplying of 20 feet street light pole complete set with necessary accessories such as 2"3mm thick MS pipe -10 feet height ,1 1/2" 3mm thick MS pipe -10 feet height ,3/4" GI pipe 2 1/2 feet with necessary 1 1/2" 3/4" clamp-2 Nos and 6x4 street light box -1 Nos,10A Connector -1Nos,1.5 sqmm wire 15 mtrs, 1/2: foundation bolt-4 nos,25 W LED Street light fitting-1 Nos etc all complete. | 4800 | each | [13 empty] | 4 | 15468 | Supplying of 20 feet street light pole | -----------------------
|  |  |  | Supply and Fixing of Sigle phase DB 16A / way with 16 Amps DP Switch of 500v with metal clad with F& Non suitable TW board with PWD Earthing. ( SD- 145 -20-21 ) | Supply and Fixing of Sigle phase DB 16A / way with 16 Amps DP Switch of 500v with metal clad with F& Non suitable TW board with PWD Earthing. | 3867 | Each | [15 empty] | Supply and Fixing of Sigle phase DB 16A / way with 16 Amps DP Switch of 500v with metal clad with F& Non suitable TW board with PWD Earthing.( SD- 145 -20-21 ) | ERRR
|  |  |  | Supplying and fixing of SS Rod including Screen | Supplying and fixing of Stainless steel Rod including Screen and labour for fixing in position etc., all complete. Quotation | 1500 | Rmt | [15 empty] | Supplying and fixing of SS Rod including Screen | -----------------------
|  |  |  | AC Repair and Refilling Gas | Removing and Repair , Reconditioning the AC and Refilling Gas all complete and as directed by the departmental officers. Quotation | 4500 | [15 empty] | 0 | AC Repair and Refilling Gas | -----------------------
|  |  |  | Reconditioning the AC Unit | Reconditioning the AC Unit and Cleaning the Dust Forming in the AC and Labour charges etc., all complete. Quotation | 800 | each | [15 empty] | Reconditioning the AC Unit | -----------------------
|  |  |  | Below ground level | 0 | [17 empty] | Below ground level | -----------------------
|  |  |  | a. 32 mm dia Below Ground level | Supplying and delivery of 32mm dia UPVC Pipe including cost of all materials and labour charges all complete complying with relevant standard specifications and as directed by the departmental officers | 267.97 | [16 empty] | a. 32 mm dia Below Ground level | -----------------------
|  |  |  | b. 25 mm dia Below Ground level | Supplying and delivery of 25mm dia UPVC Pipe including cost of all materials and labour charges all complete complying with relevant standard specifications and as directed by the departmental officers | 241.07 | [16 empty] | b. 25 mm dia Below Ground level | -----------------------
|  |  |  | c. 20mm Below Ground level | Supplying and delivery of 20mm dia UPVC Pipe including cost of all materials and labour charges all complete complying with relevant standard specifications and as directed by the departmental officers | 217.57 | [16 empty] | c. 20mm Below Ground level | -----------------------
|  |  |  | Supplying and fixing of CP Pillar cock including cost of all materials and all labour charges etc complete | Supplying and fixing of Pillar cock of best quality including cost of Pillar cock with required specials and labour for fixing etc., all complete and as directed by the departmental officers. (the quality and brand should be got approved from the executive engineer before use) PWD SOR 20-21-P.54 | 265 | Each | [15 empty] | Supplying and fixing of CP Pillar cock including cost of all materials and all labour charges etc complete | -----------------------
|  |  |  | Supplying and fixing of Angular Stop Cock - 2 way including cost of all materials and all labour charges etc complete | Supplying and fixing of Angular Stop Cock - 2 way of best quality including cost of Pillar cock with required specials and labour for fixing etc., all complete and as directed by the departmental officers. (the quality and brand should be got approved from the executive engineer before use) | 1400 | Each | [15 empty] | Supplying and fixing of Angular Stop Cock - 2 way including cost of all materials and all labour charges etc complete | -----------------------
|  |  |  | Supply and fixing of shower arm with shower rose | Supply and fixing of shower arm with shower rose (Jaquar fittings Model No. OHS-CHR-1755 ) of best approved quality with necessary isi mark (shower rose shall be got approved from the executive engineer before fixing) etc. complete complying with relevant standard specification and as directed by the departmental officers. | 4245 | Each | [15 empty] | Supply and fixing of shower arm with shower rose | -----------------------
[5 empty] | 0 | [17 empty] | 0 | -----------------------
|  |  |  | Supply and fixing of Health faucet approved quality with ISI mark including cost of all materials and all labour charges etc complete | Supply and fixing of Health faucet approved quality with ISI mark including cost of all materials and all labour charges etc complete PWD SOR 20-201-P.55 | 2020 | Each | [15 empty] | Supply and fixing of Health faucet approved quality with ISI mark including cost of all materials and all labour charges etc complete | -----------------------
|  |  |  | S & F SS 3 pin Coat stand | Supplying and fixing of Stainless with Three pins for coat stand including cost of plugs, nails, screws and labour for fixing in position etc., all complete and as directed by the departmental officers. | 3500 | each | [13 empty] | 5 | 65030 | S & F SS 3 pin Coat stand | -----------------------
|  |  |  | Panel board -2 HP | Supply and delivery of 2 HPdirect online starter confirming to IS13947 and IEC60947-1 suitable KW rating for operation in AC/Three Phase/50HZ(± 5%) and 415 V(±10%) including Ammeter, Voltmeter, Thermal Overload relay, 16 Amps 2 pole Magnetic Contactor with under Voltage protection, Indication lamp, starting capacitor, running capacitor and On/Off Push button switches, 5 way connector, wiring with 1 sq. mm/1.5 sq. mm copper PVC insulated cable, powder coated vermin proof box including the capacitor (the cost of capacitor is to be taken separately). | 13006 | each | [15 empty] | Panel board -2 HP | -----------------------
|  |  |  | Supplying and fixing of G.I roofing sheet with etc. all complete | Supplying and fixing of Galvalume sheet roofing 0.47mm thick with required bolt and nuts and labour for fixing etc., all complete and as directed by the departmental officers | 838.89 | [16 empty] | Supplying and fixing of G.I roofing sheet with etc. all complete | -----------------------
|  |  |  | Supplying and fixing mild steel angles for truss including cost of all materials and labour charges, etc all complete. | Supplying and fixing mild steel angles for truss including cost of all materials and labour charges, etc all complete as per relevant standard specification and as directed by the departmental officers. (The quality and brand should be got approved from the executive engineer before use) | 84.88 | [16 empty] | Supplying and fixing mild steel angles for truss including cost of all materials and labour charges, etc all complete. | -----------------------
[5 empty] | 0 | [17 empty] | Suppling and laying granite wall cladding | ERRR
[23 empty] | supplying and fixing of wall cladding Top granite beeding | ERRR
[23 empty] | Supplying & Delivery for 6'x3' Full Teakwood Frame, T.W 5"x1.5" thick bar with top 12mm playwood with varnish Finishing etc., Complete. | ERRR
[22 empty] | #REF! | Supplying & Delivery for 6'x3' high density foam mattress bed etc., Complete. | ERRR
[5 empty] | GST @12% | [16 empty] | #REF! | Supplying & Delivery for Size 3'x2'x2.5' study table (MDF) with revolving chair (1 set) etc., Complete. | ERRR
[5 empty] | SUB - TOTAL - III Rs. | [16 empty] | #REF! | Supplying & Delivery for 4 Nos Perfo powder coat, 3 seater sofa block colour etc., Complete. | ERRR
[5 empty] | Labour Welfare fund @ 1% | [16 empty] | #REF! | Supplying & Delivery for 1 Nos Perfo powder coat, 2 seater sofa block colour etc., Complete. | ERRR
[5 empty] | Supervision Charges @ 7.5% | [16 empty] | #REF! | Supplying & Delivery for 1 Nos Perfo powder coat, 3 seater sofa block colour etc., Complete. | ERRR
[5 empty] | TOTAL Rs. | [16 empty] | #REF! | Supply and Fixing of Stainless Steel Mosquito Net including cost | ERRR
[7 empty] | Say | [13 empty] | #REF! | Lakhs
34310
[9 empty] | 0 | [6 empty] | 0
[9 empty] | 0 | [6 empty] | 0
[9 empty] | 0 | [6 empty] | 0
[9 empty] | 0 | [6 empty] | 0
[9 empty] | 0 | [6 empty] | 0

## Sullage Drain (hidden)
TAMILNADU POLICE HOUSING CORPORATION LIMITED
TRICHY DIVISION
Name of Work :
Construction of Administrative Building with development works at TSP 1st Battalion Campus in Trichy.
Detailed Estimate
Sl.No | Description of work | No |  | Measurement in Mtrs |  |  | Contents
|  |  |  | Length | Breath | Depth
1 | Earth work excavation for foundation in soft disintegrated rock, soft laterite rock or kankar soft rock not requiring blasting inclusive of shoring, strutting and bailing out water wherever necessary and refilling the sides of foundation with excavated earth in 150mm thick layers well watered rammed and consolidated and depositing the surplus earth in places shown clearing and levelling the site with and initial lead of 10 metres and lift as specified hereunder etc., complete in all respects complying with relevant standard specifications.(Excluding refilling) (a) 0 to 2m depth
Sullage Drain
| For Admin | 1 | 1 | 248 | 0.57 | 0.3 | 42.41
0.59
[7 empty] | 43 | 42.41 | 43
[5 empty] | Say | 43 | Cum
2 | Supplying and filling in foundation and basement with filling sand in layers of 150 mm thickness well watered, rammed and consolidated complying with relevant standard specification including cost of supplying filling sand.
Sullage Drain
| For Admin | 1 | 1 | 248 | 0.57 | 0.1 | 14.14
0.86
[7 empty] | 15 | 14.14 | 15
[5 empty] | Say | 15 | Cum
3 | Plain cement concrete 1:5:10 (one of cement, five of sand and ten of hard broken stone jelly) for foundation using 40mm gauge hard broken stone jelly inclusive of shoring strutting and bailing out water wherever necessary ramming, curing etc., complete in all respects complying with relevant standard specifications and as directed by the departmental officers.
Sullage Drain
| For Admin | 1 | 1 | 248 | 0.57 | 0.1 | 14.14
0.86
[7 empty] | 15 | 14.14 | 15
[5 empty] | Say | 15 | Cum
4 | plain cement concrete 1:8:16 (one of cement, eight of sand and sixteen of broken brick jelly) for foundation and other similar works using 20mm gauge broken brick jelly inclusive of shoring, strutting and bailing out water wherever necessary ramming, curing etc., complete in all respects complying with relevant standard specifications and as directed by the departmental officers.
Sullage Drain
| For Admin | 1 | 1 | 248 | 0.25 | 0.1 | 6.2 |  |  | 0
0.8
[7 empty] | 7 | 6.2 | 7
[5 empty] | Say | 7 | Cum
5 | Brick partition wall in cement mortar 1:4 (one of cement and four of sand) 110mm thick for super structure in the follwing floors using kiln burnt country bricks of size of 83/4" x 41/4" x 23/4" (22x11x7cm) including labour for fixing the doors, windows and ventilator frames in position, fixing of hold fasts, scaffoldings, curing etc., complete in all respects complying with relevant standard specifications and drawings..
Sullage Drain
| For Admin | 1 | 1 | 248 |  | 0.7 | 173.6
0.4
[7 empty] | 174 | 173.6 | 174
[5 empty] | Say | 174 | Sqm
6 | Brick work in CM 1:5 (one of cement and five of sand) using kiln burnt country bricks of size 8 3/4"x4 1/4"x2 3/4" (22x11x7cm) in foundation and basement including dewatering wherever necessary proper setting curing etc., complete with relevant standard specifications.
Sullage Drain
| For Admin | 1 | 104 | 0.23 | 0.23 | 0.7 | 3.85
0.15
[7 empty] | 4 | 3.85 | 4
[5 empty] | Say | 4 | Cum
7 | Plastering with CM 1:5 (one of cement and five of sand) 12mm thick finished with neat cement including providing band cornice, ceiling cornice, curing, scaffolding etc., complete in all respects and complying with relevant standard specifications.
Sullage Drain
| For Admin | 1 | 1 | 248 |  | 0.6 | 148.8
0.2
[7 empty] | 149 | 148.8 | 149
[5 empty] | Say | 149 | Sqm
8 | Finishing the top of flooring in CM 1:4 (one of cement and four of sand) 20mm thick including surface rendered smooth including providing proper slopes, thread lining, curing and 150mm wide skirting alround with the same cement mortar etc., complete in all respects.
Sullage Drain Bottom
| For Admin | 1 | 1 | 248 | 0.25 |  | 62
0
[7 empty] | 62 | 62 | 62
[5 empty] | Say | 62 | Sqm
9 | Plastering with CM 1:4 (one of cement and four of sand) 12mm thick finished with neat cement including providing band cornice, ceiling cornice, curing, scaffolding etc., complete in all respects and complying with relevant standard specifications.
Sullage Drain Side-0.60 and Top-0.115
| For Admin | 1 | 2 | 248 |  | 0.715 | 354.64
0.36
[7 empty] | 355 | 354.64 | 355
[5 empty] | Say | 355 | Sqm
A.E/J.E A.E.E

## Design of septic tank (hidden)
Design of Septic tank for Traffice Police Station at Thiruverambur in Trichy District
No. of Buiding | = | 1 | No
Total No of persons | = | 1 | x | 30
|  | 125 | Nos
Flow of sewage | = | 25 | x | 9 | x | 60% |  |  |  | 432
30/5
|  | 135 | lpm | x |  | 0.092
|  | 12.42 | Say | 13
Volume of septic tank:-
For sedimentation | = | 13 | x | 0.3 |  |  | = | 3.9
For sludge digestion | = | 125 | x | 0.033 |  |  | = | 4.125
Sludge storage | = | 125 | x | 0.0002 | x | 365 | = | 9.125
-----------
[7 empty] | 17.15 |  |  |  | 2.1437
-----------
Assume required depth | = | 1.2 | m Depth |  | (Excl.Free board 0.40m depth)
Area | = | 17.15 | / | 1.2 | = | 14.2917 | Say | 15 | Sqm
Assume breath as | = | 2.5 | m
Length | = | 15 | / | 2.5 | = | 6 | Say | 6 | m
Size of the tank | = | 6 | x | 2.5 | x | 1.6 | m | (Incl.free board)

## Septic tank (hidden)
| Septic tank inner size |  |  | 6 | 2.5 | 1.6
|  |  |  | 6.46 | 2.96
|  |  |  | 6.68 | 3.18
|  |  |  | 6.9 | 3.4
Construction of Administrative Building with development works at TSP 1st Battalion Campus in Trichy.
Construction of Septic tank
Detailed Estimate
Sl.No | Description of work | No |  | Measurement in Mtrs |  |  | Contents
|  |  |  | Length | Breadth | Depth
1.5 | Earth work excavation in Soft disintegrated rock (Excluding refilling)
| Septic tank | 1 | 1 | 7.1 | 3.61 | 1.2 | 30.7572
| Inlet and Outlet | 1 | 2 | 0.98 | 1.36 | 0.26 | 0.69306 | 0.78
| Inspection chamber | 4 | 2 | 1.26 | 1.26 | 0.6 | 7.6205
| Despersion trench | 1 | 1 | 10 | 1 | 0.9 | 9
0.03
48.1007
[5 empty] | Say | 48.1007 | Cum
2.1 | Filling sand
| Septic tank | 1 | 1 | 7.1 | 3.61 | 0.1 | 2.5631
| Inspection chamber | 4 | 2 | 1.26 | 1.26 | 0.1 | 1.2701
| Despersion trench | 1 | 1 | 10 | 1 | 0.25 | 2.5
0.05
6.3832
[5 empty] | Say | 6.3832 | Cum
2.3 | Supply and filling of 40 mm Brick jelly
| Despersion trench | 1 | 1 | 10 | 1 | 0.175 | 1.75
[5 empty] | Say | 1.75 | Cum
2.4 | Supply and filling of 20 mm Brick jelly
| Despersion trench | 1 | 1 | 10 | 1 | 0.175 | 1.75
[5 empty] | Say | 1.75 | Cum
3.1 | C.C.1:5:10 for Foundation & Basement
| Septic tank | 1 | 1 | 7.1 | 3.61 | 0.1 | 2.5631
| Inlet and Outlet | 1 | 2 | 0.98 | 1.36 | 0.15 | 0.39984
| Inspection chamber | 4 | 2 | 1.26 | 1.26 | 0.1 | 1.2701
0.05
4.283
[5 empty] | Say | 4.283 | Cum
3.2 | P.C.C. 1:2:4 Foundation and Basement
| Inspection chamber | 4 | 2 | 0.6 | 0.6 | 0.075 | 0.216
| For Septic tank base slab | 1 | 1 | 7.1 | 3.61 | 0.23 | 5.8951
0.02
6.1311
[5 empty] | Say | 6.1311 | Cum
6.5 | Brick Work in CM 1:5, using kiln burnt country bricks of size 22x11x7cm in Foundation and Basement
| Septic tank Ist Footing | 1 | 1 | 18.8 | 0.45 | 0.35 | 2.961
| Septic tank IInd Footing | 1 | 1 | 18.36 | 0.34 | 1.25 | 7.803
| Inlet and Outlet allround | 1 | 2 | 2.26 | 0.23 | 0.6 | 0.62376
| Inspection chamber | 4 | 2 | 3.32 | 0.23 | 0.9 | 5.4979
0.03
16.9157
[5 empty] | Say | 16.9157 | Cum
10.5 | Brick partition work in C.M. 1:4 Kiln Burnt Country bricks of size 22 x 11 x 7 cm (8 3/4" x 4 1/4" x 2 3/4") 110 mm tk (B.P.)
| Baffle wall | 1 | 1 | 1.5 |  | 0.87 | 1.305
| Baffle wall -1 | 1 | 1 | 1.5 |  | 1.3 | 1.95
0.04
3.295
[5 empty] | Say | 3.295 | Cum
4.1 | RCC 1:2:4, using 20mm HBSJ in Foundation and Basement
| For Spetic tank cover slab | 1 | 1 | 6.46 | 2.96 | 0.15 | 2.8682
| Baffle wall Beam | 1 | 1 | 1.5 | 0.23 | 0.23 | 0.07935
| D/F Manhole Cover | 1 | -2 | 0.6 | 0.6 | 0.15 | -0.108
0.05
2.8896
[5 empty] | Say | 2.8896 | Cum
18.1 | Form work and centering for RCC Works
b) For plain surfaces such as roof slab etc.,
| For Spetic tank cover slab | 1 | 1 | 6 | 2.5 |  | 15
| D/F Manhole Cover | 1 | -2 | 0.6 | 0.6 |  | -0.72
| Manhole sides | 1 | 2 | 2.4 |  | 0.15 | 0.72
| Septic tank sides | 1 | 1 | 18.84 |  | 0.15 | 2.826
0.06
17.886
[5 empty] | Say | 17.886 | Sqm
53.4 | S&F of C.I Manhole cover 60 x 60 cm (50kg weight ) | 1 | 2 |  |  |  | 2
[5 empty] | Say | 2 | No
14.II | Precast Concrete cover slab 40mm tk
| For Inspection chamber | 4 | 2 | 1.06 | 1.06 |  | 8.9888
| For Inlet and Outlet | 1 | 2 | 0.83 | 0.83 |  | 1.3778
0.03
10.3966
[5 empty] | Say | 10.3966 | Sqm
13.1 | Filling with excavated earth in layers of 150 mm tk
| I st footing | 1 | 1 | 18.84 | 0.32 | 0.9 | 5.4259
| II nd footing | 1 | 1 | 19.72 | 0.21 | 0.35 | 1.4494
| IIIrd footing | 1 | 1 | 20.6 | 0.1 | 0.35 | 0.721
0.04
7.6363
[5 empty] | Say | 7.6363 | Cum
28 | Plastering in CM1:4, 20 mm tk
| Inspection chamber Bottom | 2 | 4 | 0.6 | 0.6 |  | 2.88
| Septic tank top | 1 | 1 | 3.13 | 1.96 |  | 6.1348
| D/F Manhole Cover slab | 1 | -1 | 0.6 | 0.6 |  | -0.36
0.05
[7 empty] | 8.7048 |  | 2.5
[5 empty] | Say | 8.7048 | Sqm
33 | Plastering in CM1:5, 12mm tk
| For Septic tank Ist Footing outer | 1 | 1 | 18.84 |  | 0.9 | 16.956
| For Septic tank Ist Footing top | 1 | 1 | 18.84 | 0.23 |  | 4.3332
| For Septic tank IInd Footing outer | 1 | 1 | 19.72 |  | 0.35 | 6.902
| For Septic tank IInd Footing top | 1 | 1 | 19.72 | 0.11 |  | 2.1692
| For Septic tank IIIrd Footing outer | 1 | 1 | 20.6 |  | 0.35 | 7.21
| Septic tank wall top | 1 | 1 | 20.6 | 0.11 |  | 2.266
| Buffle wall | 1 | 2 | 1.5 |  | 0.87 | 2.61
| Buffle wall-1 | 1 | 2 | 1.5 |  | 1.3 | 3.9
| Inspection chamber outer | 4 | 2 | 4.24 |  | 0.9 | 30.528
| Inspection chamber top | 4 | 2 | 4.24 | 0.23 |  | 7.8016
| Inlet and outlet Outer | 1 | 2 | 2.72 |  | 0.6 | 3.264
| Inlet and outlet top | 1 | 2 | 2.72 | 0.23 |  | 1.2512
0.06
89.2512
[5 empty] | Say | 89.2512 | Sqm
34 | Plastering in CM1:4, 12mm tk
| Septic tank inner allround | 1 | 1 | 17 |  | 1.5 | 25.5
| Septic tank bottom | 1 | 1 | 6 | 2.5 |  | 15
| Inlet and outlet bottom | 1 | 2 | 0.6 | 0.6 |  | 0.72
0.06
41.28
[5 empty] | Say | 41.28 | Sqm
35 | Spl. Ceiling plastering in C.M. 1:3, 10 mm tk.
| Septic tank ceiling | 1 | 1 | 6 | 2.5 |  | 15
| D/F Man hole cover | 1 | -1 | 0.6 | 0.6 |  | -0.36
0.05
14.69
[5 empty] | Say | 14.69 | Sqm
58.5 | Supplying and fixing of PVC 110 mm dia ventilator shaft with cowl
| Septic tank | 1 | 1 |  |  |  | 1
[5 empty] | Say | 1 | No
43 | Fabrication of Mild steel / RTS grills (without cement slurry) for all sizes of rods.
| RCC Qty | 2.8896 |  |  |  | 2.8896
| Precast Slab 40mm tk Qty | 10.3966 |  | x | 0.04 | 0.41586
|  |  |  | Total |  | 3.3055 | Cum
|  | 3.3055 |  | x | 100 | Kg/m3 | 330.5454
[5 empty] | Say |  | MT
61.1 b | Supplying and fixing of Stone ware pipe 150 mm dia
| From collection chamber to Inlet chamber | 1 | 1 | 15 |  |  | 15
[5 empty] | Say | 15 | Rmt
61.2 a | Supplying and fixing of SW 100 mm dia pipe loose joints
| From out let chamber to dispersion trench | 1 | 1 | 30 |  |  | 30
[5 empty] | Say | 30 | Rmt
62.1 a | Supplying and fixing of SW bend 150 mm dia
| For Septic tank | 1 | 2 |  |  |  | 2
[5 empty] | Say | 2 | Nos
62.2 a | Supplying and fixing of SW tee 150 mm dia
| For Septic tank | 1 | 2 |  |  |  | 2
[5 empty] | Say | 2 | Nos

## det -detail
Depth
| Footing | E.w | 2
| Footing | Sand filling | 0.1
| Footing | PCC | 0.1
| Footing | RCC | 0.45
| Column Up to Grade Beam | RCC | 0.6
| Grade Beam | E.w | 0.5
| Grade Beam | Sand filling | 0.1
| Grade Beam | PCC | 0.1
| Grade Beam | RCC | 0.3
| column Up to Plinth Beam | RCC | 0.3 | 0.57 |  | 0.57
| Plinth Beam | RCC | 0.15
| Column Shoe | RCC | 0.12
| Basement Height up to plith beam | B.W | 0.3
| Brick on Edge | B.W | 0.12
| Inner & Outer Plastering | Pl | 0.57
| Steps |  | 3.8
[6 empty] | Column1 | Column2
[6 empty] | GB | 0.38
[6 empty] | GB-1 | 0.38
| Column1 | Column2 | Column3 |  |  | GB-2 | 0.3
TD
| MD | 2 | 2.4
| FW | 0.75 | 2.1
| FD | 1 | 2.4
| FW1 | 1.1 | 2.3
| D | 1.8 | 2.4
| D1 | 1.5 | 2.4
| D2 | 1.2 | 2.4
| D3 | 1 | 2.4
| D4 | 0.75 | 2.4
| TD | 0.75 | 2.1
| GLW/D | 3.89 | 3.15
| Open Foundation |  | 2
Sl No | Description of work |  |  | Nos |  | L in M | B in M | D in m | Contents
Footing Earth work
| Column | Footing | Footing
| For C1 | F1 | Footing | 1 | 3 | 1.6 | 1.6 | 1 | 7.68
| For C2 | F2 | Footing | 1 | 11 | 2 | 2 | 1 | 44
| For C3 | F3 | Footing | 1 | 9 | 2.2 | 2.2 | 1 | 43.56
| For C4 | F4 | Footing | 1 | 7 | 2.5 | 2.5 | 1 | 43.75
| For C3,c1 | F4 | Footing | 1 | 1 | 2.2 | 2.8 | 1 | 6.16
concreate
| Column | Footing | Footing
| For C1 | F1 | Footing | 1 | 3 | 1.2 | 1.2 | 0.3 | 1.296
| For C2 | F2 | Footing | 1 | 11 | 1.6 | 1.6 | 0.45 | 12.672
| For C3 | F3 | Footing | 1 | 9 | 1.8 | 1.8 | 0.45 | 13.122
| For C4 | F4 | Footing | 1 | 7 | 2.1 | 2.1 | 0.6 | 18.522
| For C3,c1 | F4 | Footing | 1 | 1 | 1.8 | 2.4 | 0.45 | 1.944
Grade beam Earth work
| -X- Direction | [6 empty] | E.W | Sand filling |  | PCC | RCC GB | Form Work GB | RCC PB |  | Basement Height
| A3 to B3, A5 to B5 , A6 to B6 and A6 to B6 | GB-2 |  | 1 | 4 | 4.23 | 0.38 | 0.4 | 0.1 | 0.23 | 0.1 | 0.3 | 2 | 0.1 |  | 0.57
| D1 to F1 & D2 to F2 | GB-3 |  | 1 | 2 | 3.655 | 0.38 | 0.4 | 0.1 | 0.23 | 0.1 | 0.3 | 2 | 0.1 |  | 0.57
| B3 to F3 | GB-1 |  | 1 | 1 | 6.885 | 0.38 | 0.48 | 0.1 | 0.23 | 0.1 | 0.38 | 2 | 0.1 |  | 0.57
| F3 to H3 | GB-2 |  | 1 | 1 | 7.46 | 0.38 | 0.4 | 0.1 | 0.23 | 0.1 | 0.3 | 2 | 0.1 |  | 0.57
| C4 to F4 , C5 to F5 | GB-1 |  | 1 | 2 | 4.555 | 0.38 | 0.48 | 0.1 | 0.23 | 0.1 | 0.38 | 2 | 0.1 |  | 0.57
| B4 to C4 , B5 to C5 | GB-1 |  | 1 | 2 | 2.33 | 0.38 | 0.48 | 0.1 | 0.23 | 0.1 | 0.38 | 2 | 0.1 |  | 0.57
| F5 to G5 | GB-2 |  | 1 | 1 | 3.465 | 0.38 | 0.4 | 0.1 | 0.23 | 0.1 | 0.3 | 2 | 0.1 |  | 0.57
| G5 to H5 | GB-2 |  | 1 | 1 | 3.995 | 0.38 | 0.4 | 0.1 | 0.23 | 0.1 | 0.3 | 2 | 0.1 |  | 0.57
| B6' to D6' | GB-3 |  | 1 | 1 | 3.125 | 0.38 | 0.4 | 0.1 | 0.23 | 0.1 | 0.3 | 2 | 0.1 |  | 0.57
| G6 to H6 | GB-2 |  | 1 | 1 | 4.23 | 0.38 | 0.4 | 0.1 | 0.23 | 0.1 | 0.3 | 2 | 0.1 |  | 0.57
| B7 to E7 | GB-1 |  | 1 | 1 | 5.655 | 0.38 | 0.48 | 0.1 | 0.23 | 0.1 | 0.38 | 2 | 0.1 |  | 0.57
| E7 to H7 | GB-2 |  | 1 | 1 | 8.69 | 0.38 | 0.4 | 0.1 | 0.23 | 0.1 | 0.3 | 2 | 0.1 |  | 0.57
| A8 to H8 | GB-3 |  | 1 | 1 | 18.575 | 0.38 | 0.4 | 0.1 | 0.23 | 0.1 | 0.3 | 2 | 0.1 |  | 0.57
-Y- Direction
| D1 to D3 & F1 to F3 | GB-3 |  | 1 | 2 | 4.69 | 0.38 | 0.4 | 0.1 | 0.23 | 0.1 | 0.3 | 2 | 0.1 |  | 0.57
| A3 to A8 ,B3 to B8 & H3 to H8 | GB-3 |  | 1 | 3 | 15.65 | 0.38 | 0.4 | 0.1 | 0.23 | 0.1 | 0.3 | 2 | 0.1 |  | 0.57 | 2.61
| D5 to D7 | GB-1 |  | 1 | 1 | 5.99 | 0.38 | 0.48 | 0.1 | 0.23 | 0.1 | 0.38 | 2 | 0.1 |  | 0.57 | 0
| E7 to E8 & G7 to G8 | GB-3 |  | 1 | 2 | 4.13 | 0.38 | 0.4 | 0.1 | 0.23 | 0.1 | 0.3 | 2 | 0.1 |  | 0.57 | 2.61
| F3 To F5 | GB-3 |  | 1 | 1 | 5.53 | 0.38 | 0.4 | 0.1 | 0.23 | 0.1 | 0.3 | 2 | 0.1 |  | 0.57 | 0
| G5 to G7 | GB-3 |  | 1 | 1 | 5.99 | 0.38 | 0.4 | 0.1 | 0.23 | 0.1 | 0.3 | 2 | 0.1 |  | 0.57 | 2.61
0.57
| Column at Below Groun level | [9 empty] | Dedduction for GB
| For C1 Round Column Dia 0.3 Radius = 0.15 |  |  | 4 | 3.14 | 0.15 | 0.15 |  | 0.2826 |  | 0.4
| For C2 |  |  | 11 | 1 | 0.23 | 0.38 |  | 0.9614 |  | 0.4
| For C3 |  |  | 10 | 1 | 0.23 | 0.45 |  | 1.035 |  | 0.48
| For C4 |  |  | 7 | 1 | 0.3 | 0.45 |  | 0.945 |  | 0.48
0
0
#REF!
#REF!
#REF!
| Column raising up to basement | [9 empty] | Dedduction for GB
| For C1 Round Column Dia 0.3 Radius = 0.15 | 0 | 0 | 4 | 3.14 | 0.15 | 0.15 | 0.6 | 0.16956 |  | #REF!
| For C2 | 0 | 0 | 11 | 1 | 0.23 | 0.38 | 0.6 | 0.57684 |  | #REF!
| For C3 | 0 | 0 | 10 | 1 | 0.23 | 0.45 | 0.6 | 0.621 |  | #REF!
| For C4 | 0 | 0 | 7 | 1 | 0.3 | 0.45 | 0.6 | 0.567 |  | #REF!
#REF!
#REF!
| 0 | 0 | 0 | 0 | 0 | 0 | 0 |  | 0 |  | #REF!
#REF!
basement filling
| Part-1 |  |  | 1 | 1 | 4 | 5.1 | 0.1 | 2.04
| Part-2 |  |  | 1 | 1 | 3.9 | 2.77 | 0.1 | 1.0803
| Part-3 |  |  | 1 | 1 | 2.525 | 2.77 | 0.1 | 0.69943
| Part-4 |  |  | 1 | 1 | 3 | 5.3 | 0.1 | 1.59
| Part-5 |  |  | 1 | 1 | 4 | 5.1 | 0.1 | 2.04 |  | 2.167
| Part-6 |  |  | 1 | 1 | 4 | 3.23 | 0.1 | 1.292
| Part-7 |  |  | 1 | 1 | 2.895 | 3.565 | 0.1 | 1.0321
| Part-8 |  |  | 1 | 1 | 6.76 | 5.76 | 0.1 | 3.8938
| Part-9 |  |  | 1 | 1 | 4 | 3.23 | 0.1 | 1.292
| Part-10 |  |  | 1 | 1 | 4 | 2.5 | 0.1 | 1
| Part-11 |  |  | 1 | 1 | 2.895 | 1.965 | 0.1 | 0.56887
| Part-12 |  |  | 1 | 1 | 4 | 2.5 | 0.1 | 1
| Part-13 |  |  | 1 | 1 | 4 | 3.9 | 0.1 | 1.56
| Part-14 |  |  | 1 | 1 | 5.425 | 3.9 | 0.1 | 2.1157
| Part-15 |  |  | 1 | 1 | 4.465 | 3.9 | 0.1 | 1.7413
| Part-16 |  |  | 1 | 1 | 3.765 | 3.9 | 0.1 | 1.4684
| Part-17 |  |  | 1 | 1 | 4.325 | 2.3 | 0.1 | 0.99475
| Part-18 |  |  | 1 | 1 | 3.425 | 0.745 | 0.1 | 0.25516
| Part-19 |  |  | 1 | 1 | 3.425 | 3.6 | 0.1 | 1.233
Filling Gravel
| Part-1 | 0 | 0 | 1 | 1 | 4 | 5.1 | 0.45 | 9.18
| Part-2 | 0 | 0 | 1 | 1 | 3.9 | 2.77 | 0.45 | 4.8613
| Part-3 | 0 | 0 | 1 | 1 | 2.525 | 2.77 | 0.45 | 3.1474
| Part-4 | 0 | 0 | 1 | 1 | 3 | 5.3 | 0.45 | 7.155
| Part-5 | 0 | 0 | 1 | 1 | 4 | 5.1 | 0.45 | 9.18 |  | 521
| Part-6 | 0 | 0 | 1 | 1 | 4 | 3.23 | 0.45 | 5.814 |  | 93.78
| Part-7 | 0 | 0 | 1 | 1 | 2.895 | 3.565 | 0.45 | 4.6443 |  | 614.78
| Part-8 | 0 | 0 | 1 | 1 | 6.76 | 5.76 | 0.45 | 17.5219
| Part-9 | 0 | 0 | 1 | 1 | 4 | 3.23 | 0.45 | 5.814
| Part-10 | 0 | 0 | 1 | 1 | 4 | 2.5 | 0.45 | 4.5
| Part-11 | 0 | 0 | 1 | 1 | 2.895 | 1.965 | 0.45 | 2.5599
| Part-12 | 0 | 0 | 1 | 1 | 4 | 2.5 | 0.45 | 4.5
| Part-13 | 0 | 0 | 1 | 1 | 4 | 3.9 | 0.45 | 7.02
| Part-14 | 0 | 0 | 1 | 1 | 5.425 | 3.9 | 0.45 | 9.5209
| Part-15 | 0 | 0 | 1 | 1 | 4.465 | 3.9 | 0.45 | 7.8361
| Part-16 | 0 | 0 | 1 | 1 | 3.765 | 3.9 | 0.45 | 6.6076
| Part-17 | 0 | 0 | 1 | 1 | 4.325 | 2.3 | 0.45 | 4.4764
| Part-18 | 0 | 0 | 1 | 1 | 3.425 | 0.745 | 0.45 | 1.1482
| Part-19 | 0 | 0 | 1 | 1 | 3.425 | 3.6 | 0.45 | 5.5485
| 0 | 0 | 0 | 0 | 0 | 0 | 0 |  | 0
Column raising up to Roof in GF
| For C1 Round Column Dia 0.3 Radius = 0.15 | 0 | 0 | 4 | 3.14 | 0.15 | 0.15 | 2.92 | 0.82519 | 2.5
| For C2 |  |  | 11 | 1 | 0.23 | 0.38 | 2.92 | 2.8073
| For C3 | 0 | 0 | 10 | 1 | 0.23 | 0.45 | 2.92 | 3.0222
| For C4 | 0 | 0 | 7 | 1 | 0.3 | 0.45 | 2.92 | 2.7594
0
2.65
32
| Column raising up to Roof in FF | [11 empty] | 2.5
| For C1 Round Column Dia 0.3 Radius = 0.15 | 0 | 0 | 4 | 3.14 | 0.15 | 0.15 | 2.92 | 0.82519
| For C2 | 0 | 0 | 11 | 1 | 0.23 | 0.38 | 2.92 | 2.8073
| For C3 | 0 | 0 | 10 | 1 | 0.23 | 0.45 | 2.92 | 3.0222
| For C4 | 0 | 0 | 7 | 1 | 0.3 | 0.45 | 2.92 | 2.7594
| 0 | 0 | 0 |  | 0 | 0 | 0 | 0 | 0 |  |  |  |  | 9
| Column raising up to Roof in SF | [11 empty] | 2.5
| For C2 | 0 | 0 | 11 | 1 | 0.23 | 0.38 | 2.92 | 2.8073
| For C3 | 0 | 0 | 10 | 1 | 0.23 | 0.45 | 2.92 | 3.0222
| For C4 | 0 | 0 | 7 | 1 | 0.3 | 0.45 | 2.92 | 2.7594
| Column raising up to Roof in TF | [11 empty] | 2.5
| 0 | 0 | 0 | 0 | 0 | 0 | 0 | 0 | 0
| For C2 | 0 | 0 | 11 | 1 | 0.23 | 0.38 | 2.92 | 2.8073
| For C3 | 0 | 0 | 10 | 1 | 0.23 | 0.45 | 2.92 | 3.0222
| For C4 | 0 | 0 | 7 | 1 | 0.3 | 0.45 | 2.92 | 2.7594
| 0 | 0 | 0 | 0 | 0 | 0 | 0 | 0 | 0
1
| Column raising up to Roof in 4th Floor | [11 empty] | 2.5
| 0 | 0 | 0 | 0 | 0 | 0 | 0 | 0 | 0
| For C2 | 0 | 0 | 2 | 1 | 0.23 | 0.38 | 2.37 | 2.8073
| For C3 | 0 | 0 | 3 | 1 | 0.23 | 0.45 | 2.37 | 3.0222
| For C4 | 0 | 0 | 3 | 1 | 0.3 | 0.45 | 2.37 | 2.7594
|  | 0 | 0 | 0 | 0 | 0 | 0 | 0 | 0
1
| Parapet Column | [12 empty] | 11
| For C1 | 0 | 0 | 4 | 1 | 0.15 | 0.15 | 1.2 | 0.108
| For C2 | 0 | 0 | 3 | 1 | 0.23 | 0.38 | 1.2 | 0.31464
| For C3 |  |  | 4 | 1 | 0.3 | 0.45 | 1.2 | 0.648
| For C4 |  |  | 17 | 1 | 0 | 0 | 1.2 | 0
Head Room Column
| For C2 | 0 | 0 | 1 | 3.14 | 0.23 | 0.38 | 3 | 0.82331
| For C3 | #REF! | #REF! | 3 | #REF! | #REF! | #REF! | 3 | #REF!
| For C4 | #REF! | #REF! | 4 | #REF! | #REF! | #REF! | 3 | #REF!
|  | MD | MD-1 | OD | OD-1 | D | D0 | D1 | D3 | LD | GD | DT | SLD | TD | TD-1 | SFW | FW | FW-1 | FW-2 | FW-3 | FW-4 | W1A | SW | W | W1 | W2 | W3 | SLW | RV | RV1 | V | V1 | V3 | RVT
|  | 1800X2400 | 1800X2100 | 1000X2100 | 750X2100 | 1000X2100 | 1000X2100 | 900X2100 | 750X1350 | 1200X2100 | 1000X2100 | 1000X2100 | 1000X2100 | 750X2100 | 900X2100 | 1800X1800 | 813X1800 | 1800X1800 | 1500X1800 | 2000X1800 | 1200X1800 | 1500X1350 | 1800X1350 | 1800X1350 | 1500X1350 | 1200X1350 | 1000X1350 | 2100X1350 | 1350X600 | 900X600 | 1000X600 | 600X600 | 900X750 | 900X750 | MD | 1800X2400
| Ground Floor | [33 empty] | MD-1 | 1800X2100
| ENTRANCE LOBBY | 1 | 1 | [6 empty] | 1 | [7 empty] | 2 | 1 |  |  | 1 |  |  |  |  | 1 | [7 empty] | OD | 1000X2100
| TOILET | [11 empty] | 1 | 1 | [18 empty] | 3 |  | OD-1 | 750X2100
| STAIR | [14 empty] | 1 | [18 empty] | D | 1000X2100
[35 empty] | D0 | 1000X2100
[35 empty] | D1 (LOCKU DOOR) | 900X2100
[35 empty] | D3 | 750X1350
| TOTAL-Stilt floor | 1 | 1 | 0 | 0 | 0 | 0 | 0 | 0 | 1 | 0 | 0 | 1 | 1 |  | 1 | 0 | 2 | 1 | 0 | 0 | 1 | 0 | 0 | 0 | 0 | 1 | 0 | 0 | 0 | 0 | 0 | 3 | 0 | LD | 1200X2100
|  | MD | MD-1 | OD | OD-1 | D | D0 | D1 | D3 | LD | GD | DT | SLD | TD | TD-1 | SFW | FW | FW-1 | FW-2 | FW-3 | FW-4 | W1A | SW | W | W1 | W2 | W3 | SLW | RV | RV1 | V | V1 | V3 | RVT | GD | 1000X2100
|  | 1800X2400 | 1800X2100 | 1000X2100 | 750X2100 | 1000X2100 | 1000X2100 | 900X2100 | 750X1350 | 1200X2100 | 1000X2100 | 1000X2100 | 1000X2100 | 750X2100 | 900X2100 | 1800X1800 | 813X1800 | 1800X1800 | 1500X1800 | 2000X1800 | 1200X1800 | 1500X1350 | 1800X1350 | 1800X1350 | 1500X1350 | 1200X1350 | 1000X1350 | 2100X1350 | 1350X600 | 900X600 | 1000X600 | 600X600 | 900X750 | 900X750
| First Floor | [33 empty] | DT | 1000X2100
| HALL |  | 1 | [13 empty] | 2 | [17 empty] | SLD | 1000X2100
| STAIR/LOBBY |  |  | 1 | [15 empty] | 1 |  |  | 1 | [11 empty] | TD | 1000X2100
| WRITER | [9 empty] | 1 | [12 empty] | 1 | [10 empty] | SFW | 1800X1800
| SI ROOM |  |  |  |  | 1 | [19 empty] | 4 | [8 empty] | FW | 813X1800
| SI TOILET | [12 empty] | 1 | [18 empty] | 1 |  | FW-1 | 1800X1800
| INS ROOM |  |  |  |  | 1 | [19 empty] | 4 | [8 empty] | FW-2 | 1500X1800
| INS TOILET | [12 empty] | 1 | [18 empty] | 1 |  | FW-3 | 2000X1800
| OPEN TERRACE |  |  |  | 2 | [15 empty] | 2 | [13 empty] | FW-4 | 1200X1800
| LIFT | [8 empty] | 1 | [24 empty] | W1A | 1500X1350
| LOCK UP MEN & WOMEN | [6 empty] | 2 | 2 | [21 empty] | 2 | 2 |  |  | SW | 1800X1350
| CD FILE/STORE |  |  |  |  | 1 | [20 empty] | 4 | [7 empty] | FW-3 | 2000X1800
| COMMON TOILET | [12 empty] | 1 | [18 empty] | 1
| COMPUTER CCTNS |  |  |  |  | 1 | [19 empty] | 2
| STATION WRITER / VHF | [9 empty] | 1 | [13 empty] | 1 | [9 empty] | FW-4 | 1200X1800
| ARMS & AMMUNITION |  |  |  |  | 1
PROPERTY / RECORD
| COMMON TOILET | [12 empty] | 1 | [18 empty] | 1
[35 empty] | W1A | 1500X1350
| TOTAL-1F | 0 | 1 | 1 | 2 | 5 | 0 | 2 | 2 | 1 | 2 | 0 | 0 | 4 | 0 | 0 | 2 | 0 | 0 | 1 | 2 | 0 | 1 | 1 | 1 | 10 | 4 | 0 | 0 | 0 | 2 | 2 | 4 | 0 | SW | 1800X1350
|  | MD | MD-1 | OD | OD-1 | D | D0 | D1 | D3 | LD | GD | DT | SLD | TD | TD-1 | SFW | FW | FW-1 | FW-2 | FW-3 | FW-4 | W1A | SW | W | W1 | W2 | W3 | SLW | RV | RV1 | V | V1 | V3 | RVT | W | 1800X1350
|  | 1800X2400 | 1800X2100 | 1000X2100 | 750X2100 | 1000X2100 | 1000X2100 | 900X2100 | 750X1350 | 1200X2100 | 1000X2100 | 1000X2100 | 1000X2100 | 750X2100 | 900X2100 | 1800X1800 | 813X1800 | 1800X1800 | 1500X1800 | 2000X1800 | 1200X1800 | 1500X1350 | 1800X1350 | 1800X1350 | 1500X1350 | 1200X1350 | 1000X1350 | 2100X1350 | 1350X600 | 900X600 | 1000X600 | 600X600 | 900X750 | 900X750
| Second Floor | [33 empty] | W1 | 1500X1350
| HALL |  | 1 | [13 empty] | 2 |  |  |  | 2 | [6 empty] | 2 | 2
| WOMEN REST ROOM |  |  |  |  | 1 | [19 empty] | 4 | [8 empty] | W2 | 1200X1350
| WOMEN REST ROOM TOILET | [12 empty] | 1 | [18 empty] | 1 |  | W3 | 1000X1350
| INS CRIME |  |  |  |  | 1 | [19 empty] | 4 | [8 empty] | SLW | 2100X1350
| INS CRIME TOILET | [12 empty] | 1 | [18 empty] | 1 |  | RV | 1350X600
| WRITER | [9 empty] | 1 | [12 empty] | 1 | [10 empty] | RV1 | 900X600
| STAIR | [18 empty] | 1 |  |  | 1 | [11 empty] | V | 1000X600
| LIFT | [8 empty] | 1
| LOCK UP MEN & WOMEN | [6 empty] | 2 | 2 | [21 empty] | 2 | 2 |  |  | V1 | 600X600
| COMPUTER ROOM |  |  |  |  | 1 | [20 empty] | 4 | [7 empty] | V3 | 900X750
| COMMON TOILET | [12 empty] | 1 | [18 empty] | 1 |  | RVT | 900X750
| SI ROOM |  |  |  |  | 1 | [19 empty] | 3
| RECORD ROOM |  |  |  |  | 1 | [23 empty] | 1
| INTERROGATION |  |  |  |  | 1 | [19 empty] | 2
| INTERROGATION TOILET | [12 empty] | 1 | [18 empty] | 1
| TOTAL-2F | 0 | 1 | 0 | 0 | 6 | 0 | 2 | 2 | 1 | 1 | 0 | 0 | 4 | 0 | 0 | 2 | 0 | 0 | 1 | 2 | 0 | 1 | 1 | 0 | 13 | 4 | 2 | 2 | 1 | 2 | 2 | 4 | 0
|  | MD | MD-1 | OD | OD-1 | D | D0 | D1 | D3 | LD | GD | DT | SLD | TD | TD-1 | SFW | FW | FW-1 | FW-2 | FW-3 | FW-4 | W1A | SW | W | W1 | W2 | W3 | SLW | RV | RV1 | V | V1 | V3 | RVT
|  | 1800X2400 | 1800X2100 | 1000X2100 | 750X2100 | 1000X2100 | 1000X2100 | 900X2100 | 750X1350 | 1200X2100 | 1000X2100 | 1000X2100 | 1000X2100 | 750X2100 | 900X2100 | 1800X1800 | 813X1800 | 1800X1800 | 1500X1800 | 2000X1800 | 1200X1800 | 1500X1350 | 1800X1350 | 1800X1350 | 1500X1350 | 1200X1350 | 1000X1350 | 2100X1350 | 1350X600 | 900X600 | 1000X600 | 600X600 | 900X750 | 900X750
Third Floor
| HALL |  | 1 | [13 empty] | 2 |  |  |  | 2 | [6 empty] | 2 | 2
| MEN REST ROOM |  |  |  |  | 1 | [19 empty] | 4
| MEN REST ROOM TOILET | [12 empty] | 1 | [18 empty] | 1
| INS TRAFIC |  |  |  |  | 1 | [19 empty] | 4
| INS TRAFIC TOILET | [12 empty] | 1 | [18 empty] | 1
| WRITER | [9 empty] | 1 | [12 empty] | 1 | [10 empty] | RV1 | 900X600
| STORE |  |  |  |  | 1 | [22 empty] | 1
| BALCONY |  |  |  | 1 | [20 empty] | 1
| MEETING HALL | [5 empty] | 1 | [18 empty] | 2 | 5
| MEN REST ROOM |  |  |  |  | 1 | [19 empty] | 2
| MEN REST ROOM TOILET | [12 empty] | 2 | 1 | [17 empty] | 2 | 2
| COMMON TOILET |  |  |  |  | 1 | [7 empty] | 1 | [18 empty] | 1
| STAIR | [18 empty] | 1 |  |  | 1
| LIFT | [8 empty] | 1
| TOTAL-3F | 0 | 1 | 0 | 1 | 5 | 1 | 0 | 0 | 1 | 1 | 0 | 0 | 5 | 1 | 0 | 2 | 0 | 0 | 1 | 2 | 0 | 1 | 1 | 0 | 13 | 5 | 2 | 3 | 0 | 0 | 0 | 5 | 2
|  | MD | MD-1 | OD | OD-1 | D | D0 | D1 | D3 | LD | GD | DT | SLD | TD | TD-1 | SFW | FW | FW-1 | FW-2 | FW-3 | FW-4 | W1A | SW | W | W1 | W2 | W3 | SLW | RV | RV1 | V | V1 | V3 | RVT
|  | 1800X2400 | 1800X2100 | 1000X2100 | 750X2100 | 1000X2100 | 1000X2100 | 900X2100 | 750X1350 | 1200X2100 | 1000X2100 | 1000X2100 | 1000X2100 | 750X2100 | 900X2100 | 1800X1800 | 813X1800 | 1800X1800 | 1500X1800 | 2000X1800 | 1200X1800 | 1500X1350 | 1800X1350 | 1800X1350 | 1500X1350 | 1200X1350 | 1000X1350 | 2100X1350 | 1350X600 | 900X600 | 1000X600 | 600X600 | 900X750 | 900X750
Fourth Floor
| HEAD ROOM |  |  |  | 1 | [6 empty] | 1 | [10 empty] | 1 |  | 1 | 1 | 1 | 2
| TOTAL-4F | 0 | 0 | 0 | 1 | 0 | 0 | 0 | 0 | 0 | 0 | 1 | 0 | 0 | 0 | 0 | 0 | 0 | 0 | 0 | 0 | 0 | 1 | 0 | 1 | 1 | 1 | 2 | 0 | 0 | 0 | 0 | 0
| TOTAL | 1 | 4 | 1 | 4 | 16 | 1 | 4 | 4 | 4 | 4 | 1 | 1 | 14 | 1 | 1 | 6 | 2 | 1 | 3 | 6 | 1 | 4 | 3 | 2 | 37 | 15 | 6 | 5 | 1 | 4 | 4 | 16 | 2
75517777
75.5178
4.1471
71.3706
[19 empty] | 8 |  |  |  |  | 767.9479
350000
29166.6667
145.23
75.51
220.74

## Sheet1
|  |  |  | GF | FF | SF | TF | 4F | TOTAL
| MD | 1.8 | 2.4 | 1 | 0 | 0 | 0 | 0 | 1 | 1 | 0
| MD-1 | 1.8 | 2.1 | 1 | 1 | 1 | 1 | 0 | 4 | 4 | 0
| OD | 1 | 2.1 | 0 | 1 | 0 | 0 | 0 | 1 | 1 | 0
| OD-1 | 0.75 | 2.1 | 0 | 2 | 0 | 1 | 1 | 4 | 4 | 0
| D | 1 | 2.1 | 0 | 5 | 6 | 5 | 0 | 16 | 16 | 0
| D0 | 1 | 2.1 | 0 | 0 | 0 | 1 | 0 | 1 | 1 | 0
| D1 | 0.9 | 2.1 | 0 | 2 | 2 | 0 | 0 | 4 | 4 | 0
upvc | D3 | 0.75 | 1.35 | 0 | 2 | 2 | 0 | 0 | 4 | 4 | 0
| LD | 1.2 | 2.1 | 1 | 1 | 1 | 1 | 0 | 4 | 4 | 0
| GD | 1 | 2.1 | 0 | 2 | 1 | 1 | 0 | 4 | 4 | 0
| DT | 1 | 2.1 | 0 | 0 | 0 | 0 | 1 | 1 | 1 | 0
| SLD | 1 | 2.1 | 1 | 0 | 0 | 0 | 0 | 1 | 1 | 0
upvc | TD | 0.75 | 2.1 | 1 | 4 | 4 | 5 | 0 | 14 | 14 | 0
| TD-1 | 0.9 | 2.1 |  | 0 | 0 | 1 | 0 | 1 | 1 | 0
| SFW | 1.8 | 1.8 | 1 | 0 | 0 | 0 | 0 | 1 | 1 | 0
| FW | 0.813 | 1.8 | 0 | 2 | 2 | 2 | 0 | 6 | 6 | 0
| FW-1 | 1.8 | 1.8 | 2 | 0 | 0 | 0 | 0 | 2 | 2 | 0
| FW-2 | 1.5 | 1.8 | 1 | 0 | 0 | 0 | 0 | 1 | 1 | 0
| FW-3 | 2 | 1.8 | 0 | 1 | 1 | 1 | 0 | 3 | 3 | 0
| FW-4 | 1.2 | 1.8 | 0 | 2 | 2 | 2 | 0 | 6 | 6 | 0
| W1A | 1.5 | 1.35 | 1 | 0 | 0 | 0 | 0 | 1 | 1 | 0
| SW | 1.8 | 1.35 | 0 | 1 | 1 | 1 | 1 | 4 | 4 | 0
| W | 1.8 | 1.35 | 0 | 1 | 1 | 1 | 0 | 3 | 3 | 0
| W1 | 1.5 | 1.35 | 0 | 1 | 0 | 0 | 1 | 2 | 2 | 0
| W2 | 1.2 | 1.35 | 0 | 10 | 13 | 13 | 1 | 37 | 37 | 0
| W3 | 1 | 1.35 | 1 | 4 | 4 | 5 | 1 | 15 | 15 | 0
| SLW | 2.1 | 1.35 | 0 | 0 | 2 | 2 |  | 4 | 4 | 0
| RV | 1.35 | 0.6 | 0 | 0 | 2 | 3 | 0 | 5 | 5 | 0
| RV1 | 0.9 | 0.6 | 0 | 0 | 1 | 0 | 0 | 1 | 1 | 0
| V | 1 | 0.6 | 0 | 2 | 2 | 0 | 0 | 4 | 4 | 0
| V1 | 0.6 | 0.6 | 0 | 2 | 2 | 0 | 0 | 4 | 4 | 0
| V3 | 0.9 | 0.75 | 3 | 4 | 4 | 5 | 0 | 16 | 16 | 0
| RVT | 0.9 | 0.75 | 0 | 0 | 0 | 2 |  | 2 | 2 | 0
[9 empty] | 177 | 177

## 1 (2)
WELFARE WOMENS GOVRNMENT HOSTEL BUILDING AT TIRUCHIRAPPALLI
Stilt cum Ground Floor - Distribution of Electrical Fixtures
Sl. No. | Room Description | Room Size |  |  |  | Ceiling Fan | 4' 20W LED Batten | 9W | Exhaust Fan | Call Bell | Master Control Switch | 5A Plug (Convenient places) | 5A Plug (Switch board itself) | Bulk Head | 12w | 15A / 5A Plug | 20A AC Plug | Wall fan | Street Light
|  | L | B | AREA IN SQM | AREA IN SQ.FT
| STILT CUM GROUND FLOOR | * | * | * | * | * | * | * | * | * | * | * | * |  |  | * | * | * | *
| ENTRANCE LOBBY | 7.55 | 2.443 | 18.4446 | 198.4644 | 2 | 2 | 2 |  |  | 1 |  | 1
| ENTRANCE LOBBY | 5.597 | 2.857 | 15.9906 | 172.0592 | 1 | 2 | [5 empty] | 1
| TOILET PASSAGE | 1.5 | 3.565 | 5.3475 | 57.5391 |  | 1 |  | 1
| TOILET PASSAGE-1 | 1.28 | 3.565 | 4.5632 | 49.1 |  | 1 |  | 1
| PH TOILET | 1.5 | 2.1 | 3.15 | 33.894 |  |  | 1 | 1
| TOILET | 1.5 | 1.35 | 2.025 | 21.789 |  |  | 1 | 1
| VERANDAH REAR | 5.428 | 2 | 10.856 | 116.8106 |  | 1 | [5 empty] | 1
| PARKING AREA STILT PORTION | 15.88 | 4.23 | 67.1724 | 722.775 |  | 5 | [5 empty] | 1
| REAR SIDE PARKING AREA STILT PORTION | 14.575 | 6.325 | 92.1869 | 991.9308 |  | 7 | [5 empty] | 1
| LEFT SIDE PARKING AREA STILT PORTION | 4.23 | 9.555 | 40.4177 | 434.8939 |  | 3 | [5 empty] | 1
| STAIR | 4.28 | 2.857 | 12.228 | 131.5728 |  | 1
|  |  |  | 0 | 0 | 0 | 0 |  |  |  |  | 0 | 0
| FIRST FLOOR | * | * | * | * | * | * | * | * | * | * | * | * |  |  | * | * | * | *
| HALL | 9.885 | 5.76 | 56.9376 | 612.6486 | 4 | 5 |  |  |  |  | 2 | 4 |  |  | 1 |  | 3
| ENTRANCE LOBBY | 4.32 | 2.443 | 10.5538 | 113.5585 | 1 | 1 |  |  |  | 1 |  | 1
| ENTRANCE LOBBY | 2.455 | 2.857 | 7.0139 | 75.4699 | 1 | 1
| STAIR | 4.28 | 2.857 | 12.228 | 131.5728 |  | 1
| WRITER | 3.115 | 5.1 | 15.8865 | 170.9387 | 1 | 2 |  |  |  |  | 1 | 2 |  |  | 1
| SI ROOM | 4 | 5.1 | 20.4 | 219.504 | 2 | 2 |  |  |  |  | 2 | 2 |  |  | 1
| SI TOILET | 1.65 | 1.5 | 2.475 | 26.631 |  |  | 1 | 1
| PASSAGE | 1.12 | 1.5 | 1.68 | 18.0768 |  |  | 1 | 0
| INS ROOM | 4 | 5.1 | 20.4 | 219.504 | 2 | 2 |  |  | 1 |  | 2 | 2 |  |  | 1 | 1
| INS TOILET | 1.65 | 1.5 | 2.475 | 26.631 |  |  | 1 | 1
| PASSAGE | 1.12 | 1.5 | 1.68 | 18.0768 |  |  | 1 | 0
| OPEN TERRACE | 4.32 | 1.5 | 6.48 | 69.7248 | [8 empty] | 1 | 1
| LIFT | 2.3 | 2.5 | 5.75 | 61.87 | [8 empty] | 4
| LOCK UP MEN | 4 | 2.25 | 9 | 96.84 |  | 1
| LOCK UP WOMEN | 4 | 2.25 | 9 | 96.84 |  | 1
| CD FILE/STORE | 4 | 3.9 | 15.6 | 167.856 | 1 | 2 |  |  |  |  | 2 | 2 |  |  | 1
| COMMON TOILET | 1.5 | 1.5 | 2.25 | 24.21 |  |  | 1 | 1
| PASSAGE | 1.5 | 1.1 | 1.65 | 17.754 |  |  | 1 | 0
| ENTRANCE PASSAGE | 1.5 | 1 | 1.5 | 16.14 |  |  | 1 | 0
| COMPUTER CCTNS | 3.325 | 3.9 | 12.9675 | 139.5303 | 1 | 1 |  |  |  |  | 2 | 2 |  |  | 1
| STATION WRITER / VHF | 2.5 | 4.015 | 10.0375 | 108.0035 | 1 | 1 |  |  |  |  | 1 | 1 |  |  | 1
| ARMS & AMMUNITION | 1.735 | 2.32 | 4.0252 | 43.3112 | 1 | 1
| PROPERTY / RECORD | 3.765 | 2.435 | 9.1678 | 98.6453 | 1 | 1 |  |  |  |  | 1 | 1 |  |  | 1
| COMMON TOILET | 1.65 | 1.235 | 2.0377 | 21.9262 |  | 1 | 1 | 1
| PASSAGE | 1 | 1.235 | 1.235 | 13.2886 |  |  | 1 | 0
| ENTRANCE PASSAGE | 3.965 | 1.5 | 5.9475 | 63.9951 |  |  | 1 | 0
| OPEN TERRACE | 4.32 | 1.5 | 6.48 | 69.7248 | [8 empty] | 1 | 1
|  |  |  | 0 | 0 | 0 | 0 |  |  |  |  | 0 | 0
| SECOND FLOOR | * | * | * | * | * | * | * | * | * | * | * | * |  |  | * | * | * | *
| HALL | 9.885 | 5.76 | 56.9376 | 612.6486 | 4 | 5 |  |  |  |  | 2 | 4 |  |  | 1 |  | 3
| ENTRANCE LOBBY | 4.32 | 2.443 | 10.5538 | 113.5585 | 1 | 1 |  |  |  | 1 |  | 1
| ENTRANCE LOBBY | 2.455 | 2.857 | 7.0139 | 75.4699 | 1 | 1
| STAIR | 4.28 | 2.857 | 12.228 | 131.5728 |  | 1
| WRITER | 3.115 | 5.1 | 15.8865 | 170.9387 | 1 | 2 |  |  |  |  | 1 | 2 |  |  | 1
| WOMEN REST ROOM | 4 | 5.1 | 20.4 | 219.504 | 2 | 2 |  |  |  |  | 2 | 2 |  |  | 1
| WOMEN REST ROOM TOILET | 1.65 | 1.5 | 2.475 | 26.631 |  |  | 1 | 1
| PASSAGE | 1.12 | 1.5 | 1.68 | 18.0768 |  |  | 1 | 0
| INS CRIME | 4 | 5.1 | 20.4 | 219.504 | 2 | 2 |  |  | 1 |  | 2 | 2 |  |  | 1 | 1
| INS CRIME TOILET | 1.65 | 1.5 | 2.475 | 26.631 |  |  | 1 | 1
| PASSAGE | 1.12 | 1.5 | 1.68 | 18.0768 |  |  | 1 | 0
| ENTRANCE PASSAGE | 1 | 1.5 | 1.5 | 16.14 |  |  | 1 | 0
| LIFT | 2.3 | 2.5 | 5.75 | 61.87
| LOCK UP MEN | 4 | 2.25 | 9 | 96.84 |  | 1
| LOCK UP WOMEN | 4 | 2.25 | 9 | 96.84 |  | 1
| COMPUTER ROOM | 4 | 3.9 | 15.6 | 167.856 | 1 | 2 |  |  |  |  | 2 | 2 |  |  | 1
| COMMON TOILET | 1.5 | 1.5 | 2.25 | 24.21 |  |  | 1 | 1
| PASSAGE | 1.5 | 1.1 | 1.65 | 17.754 |  |  | 1 | 0
| ENTRANCE PASSAGE | 1.5 | 1 | 1.5 | 16.14 |  |  | 1 | 0
| SI ROOM | 6.54 | 3.9 | 25.506 | 274.4446 | 2 | 2 |  |  |  |  | 3 | 3 |  |  | 2
| RECORD ROOM | 1.965 | 2.32 | 4.5588 | 49.0527 | 1 | 1 |  |  |  |  | 1 | 1 |  |  | 1
| INTERROGATION | 3.765 | 2.435 | 9.1678 | 98.6453 | 1 | 1 |  |  |  |  | 1 | 1 |  |  | 1
| COMMON TOILET | 1.65 | 1.235 | 2.0377 | 21.9262 |  |  | 1 | 1
| PASSAGE | 1.5 | 1.1 | 1.65 | 17.754 |  |  | 1 | 0
| ENTRANCE PASSAGE | 1 | 1.235 | 1.235 | 13.2886 |  |  | 1 | 0
|  |  |  | 0 | 0 | 0 | 0 |  |  |  |  | 0 | 0
| THIRD FLOOR | * | * | * | * | * | * | * | * | * | * | * | * |  |  | * | * | * | *
| HALL | 9.885 | 5.76 | 56.9376 | 612.6486 | 4 | 5 |  |  |  |  | 2 | 4 |  |  | 1 |  | 3
| ENTRANCE LOBBY | 4.32 | 2.443 | 10.5538 | 113.5585 | 1 | 1 |  |  |  | 1 |  | 1
| ENTRANCE LOBBY | 2.455 | 2.857 | 7.0139 | 75.4699 | 1 | 1
| STAIR | 4.28 | 2.857 | 12.228 | 131.5728 |  | 1
| MEN REST ROOM | 4 | 5.1 | 20.4 | 219.504 | 2 | 2 |  |  |  |  | 2 | 2 |  |  | 1
| MEN REST ROOM TOILET | 1.65 | 1.5 | 2.475 | 26.631 |  |  | 1 | 1
| PASSAGE | 1.12 | 1.5 | 1.68 | 18.0768 |  |  | 1 | 0
| ENTRANCE PASSAGE | 1 | 1.5 | 1.5 | 16.14 |  |  | 1 | 0
| INS TRAFIC | 4 | 5.1 | 20.4 | 219.504 | 2 | 2 |  |  | 1 |  | 2 | 2 |  |  | 1 | 1
| INS TRAFIC TOILET | 1.65 | 1.5 | 2.475 | 26.631 |  |  | 1 | 1
| PASSAGE | 1.12 | 1.5 | 1.68 | 18.0768 |  |  | 1 | 0
| ENTRANCE PASSAGE | 1 | 1.5 | 1.5 | 16.14 |  |  | 1 | 0
| WRITER | 3.115 | 5.1 | 15.8865 | 170.9387 | 1 | 2 |  |  |  |  | 2 | 2 |  |  | 1
| STORE | 4.115 | 2.5 | 10.2875 | 110.6935 | 1 | 1 |  |  |  |  | 1 | 1 |  |  | 1
| BALCONY | 2.87 | 2.5 | 7.175 | 77.203 | [8 empty] | 1 | 1
| MEETING HALL | 9.17 | 3.9 | 35.763 | 384.8099 | 3 | 3 |  |  |  |  | 4 | 4 |  |  | 2
| MEN REST ROOM | 3.86 | 3.9 | 15.054 | 161.981 | 1 | 2 |  |  |  |  | 2 | 2 |  |  | 1
| MEN REST ROOM TOILET | 1.5 | 1.2 | 1.8 | 19.368 |  |  | 1 | 1
| MEN REST ROOM BATH | 1.5 | 1.235 | 1.8525 | 19.9329 |  |  | 1 | 1
| MEN REST ROOM PASSAGE | 2.27 | 2.285 | 5.187 | 55.8116 |  |  | 1 | 1
| URINAL | 1.2 | 0.6 | 0.72 | 7.7472 |  |  | 1 | 0
| COMMON TOILET | 1.65 | 1.235 | 2.0377 | 21.9262 |  |  | 1 | 1
| PASSAGE | 2.27 | 0.9 | 2.043 | 21.9827 |  |  | 1 | 0
| W/B | 0.9 | 0.6 | 0.54 | 5.8104 |  |  | 1 | 0
|  |  |  | 0 | 0 | 0 | 0 |  |  |  |  | 0 | 0
| FOURTH FLOOR | * | * | * | * | * | * | * | * | * | * | * | * |  |  | * | * | * | *
| HEAD ROOM | 6.665 | 2.53 | 16.8624 | 181.44 |  | 2 | 2 | 0 |  |  |  | 2 | 3 | 3
| OUTER BUILDING | [10 empty] | 0 | 0 | [5 empty] | 9
| TOTAL- |  |  |  |  | 51 | 90 | 40 | 18 | 3 | 4 | 42 | 61 | 10 | 6 | 25 | 3 | 9 | 9
[6 empty] | Ceiling Fan | 4' 20W LED Batten | 9W | Exhaust Fan | Call Bell | Master Control Switch | 5A Plug (Convenient places) | 5A Plug (Switch board itself) | Bulk Head | 12w | 15A / 5A Plug | 20A AC Plug | Wall fan | Street Light
[6 empty] | 60 | 18 | 9 | 70 | 5 |  |  |  |  | 12
| Ceiling Fan | 51 | 75 | 3825
| 4`20W LED Batten | 90 | 20 | 1800
| Ceiling Fixture 10W | 40 | 10 | 400
| 5A Plug | 103 | 40 | 4120
| 15A Plug | 25 | 600 | 15000
| 20A AC Plug | 3 | 1200 | 3600
28745
28.745

## doors
| 1 | 2 | 3 | 4 | 5 | 6 | 7 | 8 | 9 | 10 | 11 | 12 | 13 | 14 | 15 | 16 | 17 | 18 | 19 | 20 | 21 | 22 | 23 | 24 | 25 | 26 | 27 | 28 | 29 | 30 | 31 | 32 | 33
| MD | MD-1 | OD | OD-1 | D | D0 | D1 | D3 | LD | GD | DT | SLD | TD | TD-1 | SFW | FW | FW-1 | FW-2 | FW-3 | FW-4 | W1A | SW | W | W1 | W2 | W3 | SLW | RV | RV1 | V | V1 | V3 | RVT
| 1800X2400 | 1800X2100 | 1000X2100 | 750X2100 | 1000X2100 | 1000X2100 | 900X2100 | 750X1350 | 1200X2100 | 1000X2100 | 1000X2100 | 1000X2100 | 750X2100 | 900X2100 | 1800X1800 | 813X1800 | 1800X1800 | 1500X1800 | 2000X1800 | 1200X1800 | 1500X1350 | 1800X1350 | 1800X1350 | 1500X1350 | 1200X1350 | 1000X1350 | 2100X1350 | 1350X600 | 900X600 | 1000X600 | 600X600 | 900X750 | 900X750
Ground Floor | * | * | * | * | * | * | * | * | * | * | * | * | * | * | * | * | * | * | * | * | * | * | * | * | * | * | * | * | * | * | * | * | *
ENTRANCE LOBBY | 1 | 1 | [6 empty] | 1 | [7 empty] | 2 | 1 |  |  | 1 |  |  |  |  | 1
TOILET | [11 empty] | 1 | 1 | [18 empty] | 3
STAIR | [14 empty] | 1
First Floor | * | * | * | * | * | * | * | * | * | * | * | * | * | * | * | * | * | * | * | * | * | * | * | * | * | * | * | * | * | * | * | * | *
HALL |  | 1 | [13 empty] | 2
STAIR/LOBBY |  |  | 1 | [15 empty] | 1 |  |  | 1
WRITER | [9 empty] | 1 | [12 empty] | 1
SI ROOM |  |  |  |  | 1 | [19 empty] | 4
SI TOILET | [12 empty] | 1 | [18 empty] | 1
INS ROOM |  |  |  |  | 1 | [19 empty] | 4
INS TOILET | [12 empty] | 1 | [18 empty] | 1
OPEN TERRACE |  |  |  | 2 | [15 empty] | 2
LIFT | [8 empty] | 1
LOCK UP MEN & WOMEN | [6 empty] | 2 | 2 | [21 empty] | 2 | 2
CD FILE/STORE |  |  |  |  | 1 | [20 empty] | 4
COMMON TOILET | [12 empty] | 1 | [18 empty] | 1
COMPUTER CCTNS |  |  |  |  | 1 | [19 empty] | 2
STATION WRITER / VHF | [9 empty] | 1 | [13 empty] | 1
ARMS & AMMUNITION |  |  |  |  | 1
PROPERTY / RECORD
COMMON TOILET | [12 empty] | 1 | [18 empty] | 1
Second Floor | * | * | * | * | * | * | * | * | * | * | * | * | * | * | * | * | * | * | * | * | * | * | * | * | * | * | * | * | * | * | * | * | *
HALL |  | 1 | [13 empty] | 2 |  |  |  | 2 | [6 empty] | 2 | 2
WOMEN REST ROOM |  |  |  |  | 1 | [19 empty] | 4
WOMEN REST ROOM TOILET | [12 empty] | 1 | [18 empty] | 1
INS CRIME |  |  |  |  | 1 | [19 empty] | 4
INS CRIME TOILET | [12 empty] | 1 | [18 empty] | 1
OPEN TERRACE | [19 empty] | 2 | [6 empty] | 2
WRITER | [9 empty] | 1 | [12 empty] | 1
STAIR | [18 empty] | 1 |  |  | 1
LIFT | [8 empty] | 1
LOCK UP MEN & WOMEN | [6 empty] | 2 | 2 | [21 empty] | 2 | 2
COMPUTER ROOM |  |  |  |  | 1 | [20 empty] | 4
COMMON TOILET | [12 empty] | 1 | [18 empty] | 1
SI ROOM |  |  |  |  | 1 | [19 empty] | 3
RECORD ROOM |  |  |  |  | 1 | [23 empty] | 1
INTERROGATION |  |  |  |  | 1 | [19 empty] | 2
INTERROGATION TOILET | [12 empty] | 1 | [18 empty] | 1
Third Floor | * | * | * | * | * | * | * | * | * | * | * | * | * | * | * | * | * | * | * | * | * | * | * | * | * | * | * | * | * | * | * | * | *
HALL |  | 1 | [13 empty] | 2 |  |  |  | 2 | [6 empty] | 2 | 2
MEN REST ROOM |  |  |  |  | 1 | [19 empty] | 4
MEN REST ROOM TOILET | [12 empty] | 1 | [18 empty] | 1
INS TRAFIC |  |  |  |  | 1 | [19 empty] | 4
INS TRAFIC TOILET | [12 empty] | 1 | [18 empty] | 1
OPEN TERRACE | [18 empty] | 2 | [7 empty] | 2
WRITER | [9 empty] | 1 | [12 empty] | 1
STORE |  |  |  |  | 1 | [22 empty] | 1
BALCONY |  |  |  | 1 | [20 empty] | 1
MEETING HALL | [5 empty] | 1 | [18 empty] | 2 | 5
MEN REST ROOM |  |  |  |  | 1 | [19 empty] | 2
MEN REST ROOM TOILET | [12 empty] | 2 | 1 | [17 empty] | 2 | 2
COMMON TOILET |  |  |  |  | 1 | [7 empty] | 1 | [18 empty] | 1
STAIR | [18 empty] | 1 |  |  | 1
LIFT | [8 empty] | 1
Fourth Floor | * | * | * | * | * | * | * | * | * | * | * | * | * | * | * | * | * | * | * | * | * | * | * | * | * | * | * | * | * | * | * | * | *
HEAD ROOM |  |  |  | 1 | [6 empty] | 1 | [10 empty] | 1 |  | 1 | 1 | 1 | 2
TOTAL | 1 | 4 | 1 | 4 | 16 | 1 | 4 | 4 | 4 | 4 | 1 | 1 | 14 | 1 | 1 | 6 | 2 | 1 | 5 | 8 | 1 | 4 | 3 | 2 | 37 | 15 | 10 | 5 | 1 | 4 | 4 | 16 | 2 | 187

## Main Building Details
TAMIL NADU POLICE HOUSING CORPORATION,TRICHY DIVISION
#REF!
DETAILED ESTIMATE
UPTO BASEMENT
| Sl No | Description of work | Nos |  | L in M | B in M | D in m | Contents
Earth work excavation in all soils (including refilling) | 1.1 | #REF!
a. 0 to 2 mt. Earth work excavation in all soils (including refilling) |  | #REF!
|  | Open Foundation extra 0.75 for Sides | 1 | 1 | 23.42 | 21.655 | 2 | 1014.3202
|  | Grade beam | [5 empty] | 0
|  | -X- Direction | [5 empty] | 0
|  | A3 to B3, A5 to B5 , A6 to B6 and A6 to B6 GB-2 | 1 | 4 | 4.23 | 0.38 | 0.4 | 2.5718
|  | D1 to F1 & D2 to F2 GB-3 | 1 | 2 | 3.655 | 0.38 | 0.4 | 1.1111
|  | B3 to F3 GB-1 | 1 | 1 | 6.885 | 0.38 | 0.48 | 1.2558
|  | F3 to H3 GB-2 | 1 | 1 | 7.46 | 0.38 | 0.4 | 1.1339
|  | C4 to F4 , C5 to F5 GB-1 | 1 | 2 | 4.555 | 0.38 | 0.48 | 1.6617
|  | B4 to C4 , B5 to C5 GB-1 | 1 | 2 | 2.33 | 0.38 | 0.48 | 0.84998
|  | F5 to G5 GB-2 | 1 | 1 | 3.465 | 0.38 | 0.4 | 0.52668
|  | G5 to H5 GB-2 | 1 | 1 | 3.995 | 0.38 | 0.4 | 0.60724
|  | B6' to D6' GB-3 | 1 | 1 | 3.125 | 0.38 | 0.4 | 0.475
|  | G6 to H6 GB-2 | 1 | 1 | 4.23 | 0.38 | 0.4 | 0.64296
|  | B7 to E7 GB-1 | 1 | 1 | 5.655 | 0.38 | 0.48 | 1.0315
|  | E7 to H7 GB-2 | 1 | 1 | 8.69 | 0.38 | 0.4 | 1.3209
|  | A8 to H8 GB-3 | 1 | 1 | 18.575 | 0.38 | 0.4 | 2.8234
|  |  | 0 | 0 | 0 | 0 | 0 | 0
|  | -Y- Direction | 0 | 0 | 0 | 0 | 0 | 0
|  | D1 to D3 & F1 to F3 GB-3 | 1 | 2 | 4.69 | 0.38 | 0.4 | 1.4258
|  | A3 to A8 ,B3 to B8 & H3 to H8 GB-3 | 1 | 3 | 15.65 | 0.38 | 0.4 | 7.1364
|  | D5 to D7 GB-1 | 1 | 1 | 5.99 | 0.38 | 0.48 | 1.0926
|  | E7 to E8 & G7 to G8 GB-3 | 1 | 2 | 4.13 | 0.38 | 0.4 | 1.2555
|  | F3 To F5 GB-3 | 1 | 1 | 5.53 | 0.38 | 0.4 | 0.84056
|  | G5 to G7 GB-3 | 1 | 1 | 5.99 | 0.38 | 0.4 | 0.91048
|  | Deduction for column | [5 empty] | 0
|  | For C1 Round Column Dia 0.3 Radius = 0.15 | -4 | 3.14 | 0.15 | 0.15 | 0.4 | -0.11304
|  | For C2 | -11 | 1 | 0.23 | 0.38 | 0.4 | -0.38456
|  | For C3 | -10 | 1 | 0.23 | 0.45 | 0.48 | -0.4968
|  | For C4 | -7 | 1 | 0.3 | 0.45 | 0.48 | -0.4536 | 27.2253
|  | Front step | 1 | 1 | 3.225 | 0.9 | 0.3 | 0.87075
|  | Inspection chambers | 1 | 6 | 1.35 | 1.35 | 0.3 | 3.2805
|  | Add sundries | [5 empty] | 0.00327 | 1045.6967
[8 empty] | 1045.7 | 1045.7
[6 empty] | Say | 1045.7 | Cum |  |  |  | a. 0 to 2 mt. Earth work excavation in all soils (including refilling) |  | 1045.7 | Cum | 0 | 0 | 0 | 0 | 0 | 1045.7
#REF! |  | #REF! | [13 empty] | 0 | 0 | 0 | 0 | 0 | 0
|  | Footing | [13 empty] | 0 | 0 | 0 | 0 | 0 | 0
|  | For C1 F1 Footing | 1 | 3 | 1.6 | 1.6 | 1 | 7.68 | [7 empty] | 0 | 0 | 0 | 0 | 0 | 0
|  | For C2 F2 Footing | 1 | 11 | 2 | 2 | 1 | 44 | [7 empty] | 0 | 0 | 0 | 0 | 0 | 0
|  | For C3 F3 Footing | 1 | 9 | 2.2 | 2.2 | 1 | 43.56 | [7 empty] | 0 | 0 | 0 | 0 | 0 | 0
|  | For C4 F4 Footing | 1 | 7 | 2.5 | 2.5 | 1 | 43.75 | [7 empty] | 0 | 0 | 0 | 0 | 0 | 0
|  | For C3,c1F4 Footing | 1 | 1 | 2.2 | 2.8 | 1 | 6.16 | [7 empty] | 0 | 0 | 0 | 0 | 0 | 0
|  | Tie beam at Below Ground Level @ 2.00 m | [5 empty] | 0 | [7 empty] | 0 | 0 | 0 | 0 | 0 | 0
|  | -X- Direction | [13 empty] | 0 | 0 | 0 | 0 | 0 | 0
|  | A3 to B3, A5 to B5 , A6 to B6 and A6 to B6GB-2 | 1 | 4 | 4.23 | 0.38 | 0.4 | 2.5718 | [7 empty] | 0 | 0 | 0 | 0 | 0 | 0
|  | D1 to F1 & D2 to F2GB-3 | 1 | 2 | 3.655 | 0.38 | 0.4 | 1.1111 | [7 empty] | 0 | 0 | 0 | 0 | 0 | 0
|  | B3 to F3GB-1 | 1 | 1 | 6.885 | 0.38 | 0.48 | 1.2558 | [7 empty] | 0 | 0 | 0 | 0 | 0 | 0
|  | F3 to H3GB-2 | 1 | 1 | 7.46 | 0.38 | 0.4 | 1.1339 | [7 empty] | 0 | 0 | 0 | 0 | 0 | 0
|  | C4 to F4 , C5 to F5GB-1 | 1 | 2 | 4.555 | 0.38 | 0.48 | 1.6617 | [7 empty] | 0 | 0 | 0 | 0 | 0 | 0
|  | B4 to C4 , B5 to C5GB-1 | 1 | 2 | 2.33 | 0.38 | 0.48 | 0.84998 | [7 empty] | 0 | 0 | 0 | 0 | 0 | 0
|  | F5 to G5 GB-2 | 1 | 1 | 3.465 | 0.38 | 0.4 | 0.52668 | [7 empty] | 0 | 0 | 0 | 0 | 0 | 0
|  | G5 to H5 GB-2 | 1 | 1 | 3.995 | 0.38 | 0.4 | 0.60724 | [7 empty] | 0 | 0 | 0 | 0 | 0 | 0
|  | B6' to D6'GB-3 | 1 | 1 | 3.125 | 0.38 | 0.4 | 0.475 | [7 empty] | 0 | 0 | 0 | 0 | 0 | 0
|  | G6 to H6GB-2 | 1 | 1 | 4.23 | 0.38 | 0.4 | 0.64296 | [7 empty] | 0 | 0 | 0 | 0 | 0 | 0
|  | B7 to E7GB-1 | 1 | 1 | 5.655 | 0.38 | 0.48 | 1.0315 | [7 empty] | 0 | 0 | 0 | 0 | 0 | 0
|  | E7 to H7GB-2 | 1 | 1 | 8.69 | 0.38 | 0.4 | 1.3209 | [7 empty] | 0 | 0 | 0 | 0 | 0 | 0
|  | A8 to H8GB-3 | 1 | 1 | 18.575 | 0.38 | 0.4 | 2.8234 | [7 empty] | 0 | 0 | 0 | 0 | 0 | 0
|  |  | 0 | 0 | 0 | 0 | 0 | 0 | [7 empty] | 0 | 0 | 0 | 0 | 0 | 0
|  |  | 0 | 0 | 0 | 0 | 0 | 0 | [7 empty] | 0 | 0 | 0 | 0 | 0 | 0
|  | -Y- Direction | 0 | 0 | 0 | 0 | 0 | 0 | [7 empty] | 0 | 0 | 0 | 0 | 0 | 0
|  | D1 to D3 & F1 to F3GB-3 | 1 | 2 | 4.69 | 0.38 | 0.4 | 1.4258 | [7 empty] | 0 | 0 | 0 | 0 | 0 | 0
|  | A3 to A8 ,B3 to B8 & H3 to H8GB-3 | 1 | 3 | 15.65 | 0.38 | 0.4 | 7.1364 | [7 empty] | 0 | 0 | 0 | 0 | 0 | 0
|  | D5 to D7GB-1 | 1 | 1 | 5.99 | 0.38 | 0.48 | 1.0926 | [7 empty] | 0 | 0 | 0 | 0 | 0 | 0
|  | E7 to E8 & G7 to G8GB-3 | 1 | 2 | 4.13 | 0.38 | 0.4 | 1.2555 | [7 empty] | 0 | 0 | 0 | 0 | 0 | 0
|  | F3 To F5GB-3 | 1 | 1 | 5.53 | 0.38 | 0.4 | 0.84056 | [7 empty] | 0 | 0 | 0 | 0 | 0 | 0
|  | G5 to G7GB-3 | 1 | 1 | 5.99 | 0.38 | 0.4 | 0.91048 | [7 empty] | 0 | 0 | 0 | 0 | 0 | 0
|  | Deduction for column | [5 empty] | 0 | [7 empty] | 0 | 0 | 0 | 0 | 0 | 0
|  | For C1 Round Column Dia 0.3 Radius = 0.15 | -4 | 3.14 | 0.15 | 0.15 | 0.4 | -0.11304 | [7 empty] | 0 | 0 | 0 | 0 | 0 | 0
|  | For C2 | -11 | 1 | 0.23 | 0.38 | 0.4 | -0.38456 | [7 empty] | 0 | 0 | 0 | 0 | 0 | 0
|  | For C3 | -10 | 1 | 0.23 | 0.45 | 0.48 | -0.4968 | [7 empty] | 0 | 0 | 0 | 0 | 0 | 0
|  | For C4 | -7 | 1 | 0.3 | 0.45 | 0.48 | -0.4536 | 27.2253 | [6 empty] | 0 | 0 | 0 | 0 | 0 | 0
[16 empty] | 0 | 0 | 0 | 0 | 0 | 0
[16 empty] | 0 | 0 | 0 | 0 | 0 | 0
|  | Add sundries | [5 empty] | 0.02472 | 172.3753 | [6 empty] | 0 | 0 | 0 | 0 | 0 | 0
[8 empty] | 172.4 | 172.4 | [6 empty] | 0 | 0 | 0 | 0 | 0 | 0
[6 empty] | Say | 172.4 | Cum |  |  |  | #REF! | 0 | 172.4 | Cum | 0 | 0 | 0 | 0 | 0 | 172.4
c. 3 to 4 mt. . Earth work excavation in all soils (including refilling) |  | #REF! | [13 empty] | 0 | 0 | 0 | 0 | 0 | 0
|  | Footing | [13 empty] | 0 | 0 | 0 | 0 | 0 | 0
|  | For C1 F1 Footing | 1 | 3 | 1.6 | 1.6 | 1 | 7.68 | [7 empty] | 0 | 0 | 0 | 0 | 0 | 0
|  | For C2 F2 Footing | 1 | 11 | 2 | 2 | 1 | 44 | [7 empty] | 0 | 0 | 0 | 0 | 0 | 0
|  | For C3 F3 Footing | 1 | 9 | 2.2 | 2.2 | 1 | 43.56 | [7 empty] | 0 | 0 | 0 | 0 | 0 | 0
|  | For C4 F4 Footing | 1 | 7 | 2.5 | 2.5 | 1 | 43.75 | [7 empty] | 0 | 0 | 0 | 0 | 0 | 0
|  | For C3,c1F4 Footing | 1 | 1 | 2.2 | 2.8 | 1 | 6.16 | [7 empty] | 0 | 0 | 0 | 0 | 0 | 0
|  | Add sundries | [5 empty] | 0.05 | 145.15 | [6 empty] | 0 | 0 | 0 | 0 | 0 | 0
[8 empty] | 145.2 | 145.2 | [6 empty] | 0 | 0 | 0 | 0 | 0 | 0
[6 empty] | Say | 145.2 | Cum |  |  |  | c. 3 to 4 mt. . Earth work excavation in all soils (including refilling) | 0 | 145.2 | Cum | 0 | 0 | 0 | 0 | 0 | 145.2
[16 empty] | 0 | 0 | 0 | 0 | 0 | 0
|  |  | 0 | 0 | 0 | 0 | 0 | 0 | [7 empty] | 0 | 0 | 0 | 0 | 0 | 0
Filling sand | 2.1 | #REF! | [13 empty] | 0 | 0 | 0 | 0 | 0 | 0
|  | Footing | [13 empty] | 0 | 0 | 0 | 0 | 0 | 0
|  | For C1 F1 Footing | 1 | 3 | 1.6 | 1.6 | 0.1 | 0.768 | [7 empty] | 0 | 0 | 0 | 0 | 0 | 0
|  | For C2 F2 Footing | 1 | 11 | 2 | 2 | 0.1 | 4.4 | [7 empty] | 0 | 0 | 0 | 0 | 0 | 0
|  | For C3 F3 Footing | 1 | 9 | 2.2 | 2.2 | 0.1 | 4.356 | [7 empty] | 0 | 0 | 0 | 0 | 0 | 0
|  | For C4 F4 Footing | 1 | 7 | 2.5 | 2.5 | 0.1 | 4.375 | [7 empty] | 0 | 0 | 0 | 0 | 0 | 0
|  | For C3,c1F4 Footing | 1 | 1 | 2.2 | 2.8 | 0.1 | 0.616 | [7 empty] | 0 | 0 | 0 | 0 | 0 | 0
|  | Tie beam at Below Ground Level @ 2.00 m | 0 | 0 | 0 | 0 |  | 0 | [7 empty] | 0 | 0 | 0 | 0 | 0 | 0
|  | -X- Direction | [13 empty] | 0 | 0 | 0 | 0 | 0 | 0
|  | A3 to B3, A5 to B5 , A6 to B6 and A6 to B6GB-2 | 1 | 4 | 4.23 | 0.38 | 0.1 | 0.64296 | [7 empty] | 0 | 0 | 0 | 0 | 0 | 0
|  | D1 to F1 & D2 to F2GB-3 | 1 | 2 | 3.655 | 0.38 | 0.1 | 0.27778 | [7 empty] | 0 | 0 | 0 | 0 | 0 | 0
|  | B3 to F3GB-1 | 1 | 1 | 6.885 | 0.38 | 0.1 | 0.26163 | [7 empty] | 0 | 0 | 0 | 0 | 0 | 0
|  | F3 to H3GB-2 | 1 | 1 | 7.46 | 0.38 | 0.1 | 0.28348 | [7 empty] | 0 | 0 | 0 | 0 | 0 | 0
|  | C4 to F4 , C5 to F5GB-1 | 1 | 2 | 4.555 | 0.38 | 0.1 | 0.34618 | [7 empty] | 0 | 0 | 0 | 0 | 0 | 0
|  | B4 to C4 , B5 to C5GB-1 | 1 | 2 | 2.33 | 0.38 | 0.1 | 0.17708 | [7 empty] | 0 | 0 | 0 | 0 | 0 | 0
|  | F5 to G5 GB-2 | 1 | 1 | 3.465 | 0.38 | 0.1 | 0.13167 | [7 empty] | 0 | 0 | 0 | 0 | 0 | 0
|  | G5 to H5 GB-2 | 1 | 1 | 3.995 | 0.38 | 0.1 | 0.15181 | [7 empty] | 0 | 0 | 0 | 0 | 0 | 0
|  | B6' to D6'GB-3 | 1 | 1 | 3.125 | 0.38 | 0.1 | 0.11875 | [7 empty] | 0 | 0 | 0 | 0 | 0 | 0
|  | G6 to H6GB-2 | 1 | 1 | 4.23 | 0.38 | 0.1 | 0.16074 | [7 empty] | 0 | 0 | 0 | 0 | 0 | 0
|  | B7 to E7GB-1 | 1 | 1 | 5.655 | 0.38 | 0.1 | 0.21489 | [7 empty] | 0 | 0 | 0 | 0 | 0 | 0
|  | E7 to H7GB-2 | 1 | 1 | 8.69 | 0.38 | 0.1 | 0.33022 | [7 empty] | 0 | 0 | 0 | 0 | 0 | 0
|  | A8 to H8GB-3 | 1 | 1 | 18.575 | 0.38 | 0.1 | 0.70585 | [7 empty] | 0 | 0 | 0 | 0 | 0 | 0
|  |  | 0 | 0 | 0 | 0 | 0 | 0 | [7 empty] | 0 | 0 | 0 | 0 | 0 | 0
|  |  | 0 | 0 | 0 | 0 | 0 | 0 | [7 empty] | 0 | 0 | 0 | 0 | 0 | 0
|  | -Y- Direction | 0 | 0 | 0 | 0 | 0 | 0 | [7 empty] | 0 | 0 | 0 | 0 | 0 | 0
|  | D1 to D3 & F1 to F3GB-3 | 1 | 2 | 4.69 | 0.38 | 0.1 | 0.35644 | [7 empty] | 0 | 0 | 0 | 0 | 0 | 0
|  | A3 to A8 ,B3 to B8 & H3 to H8GB-3 | 1 | 3 | 15.65 | 0.38 | 0.1 | 1.7841 | [7 empty] | 0 | 0 | 0 | 0 | 0 | 0
|  | D5 to D7GB-1 | 1 | 1 | 5.99 | 0.38 | 0.1 | 0.22762 | [7 empty] | 0 | 0 | 0 | 0 | 0 | 0
|  | E7 to E8 & G7 to G8GB-3 | 1 | 2 | 4.13 | 0.38 | 0.1 | 0.31388 | [7 empty] | 0 | 0 | 0 | 0 | 0 | 0
|  | F3 To F5GB-3 | 1 | 1 | 5.53 | 0.38 | 0.1 | 0.21014 | [7 empty] | 0 | 0 | 0 | 0 | 0 | 0
|  | G5 to G7GB-3 | 1 | 1 | 5.99 | 0.38 | 0.1 | 0.22762 | [7 empty] | 0 | 0 | 0 | 0 | 0 | 0
|  | Deduction for column | 0 | 0 | 0 | 0 | 0 | 0 | [7 empty] | 0 | 0 | 0 | 0 | 0 | 0
|  | For C1 Round Column Dia 0.3 Radius = 0.15 | -4 | 3.14 | 0.15 | 0.15 | 0.1 | -0.02826 | [7 empty] | 0 | 0 | 0 | 0 | 0 | 0
|  | For C2 | -11 | 1 | 0.23 | 0.38 | 0.1 | -0.09614 | [7 empty] | 0 | 0 | 0 | 0 | 0 | 0
|  | For C3 | -10 | 1 | 0.23 | 0.45 | 0.1 | -0.1035 | [7 empty] | 0 | 0 | 0 | 0 | 0 | 0
|  | For C4 | -7 | 1 | 0.3 | 0.45 | 0.1 | -0.0945 | [7 empty] | 0 | 0 | 0 | 0 | 0 | 0
[16 empty] | 0 | 0 | 0 | 0 | 0 | 0
|  | Grade beam | [5 empty] | 0 | [7 empty] | 0 | 0 | 0 | 0 | 0 | 0
|  | -X- Direction | [5 empty] | 0 | [7 empty] | 0 | 0 | 0 | 0 | 0 | 0
|  | A3 to B3, A5 to B5 , A6 to B6 and A6 to B6 GB-2 | 1 | 4 | 4.23 | 0.38 | 0.1 | 0.64296 | [7 empty] | 0 | 0 | 0 | 0 | 0 | 0
|  | B3 to F3 GB-1 | 1 | 1 | 6.885 | 0.38 | 0.1 | 0.26163 | [7 empty] | 0 | 0 | 0 | 0 | 0 | 0
|  | F3 to H3 GB-2 | 1 | 1 | 7.46 | 0.38 | 0.1 | 0.28348 | [7 empty] | 0 | 0 | 0 | 0 | 0 | 0
|  | C4 to F4 , C5 to F5 GB-1 | 1 | 2 | 4.555 | 0.38 | 0.1 | 0.34618 | [7 empty] | 0 | 0 | 0 | 0 | 0 | 0
|  | B4 to C4 , B5 to C5 GB-1 | 1 | 2 | 2.33 | 0.38 | 0.1 | 0.17708 | [7 empty] | 0 | 0 | 0 | 0 | 0 | 0
|  | F5 to G5 GB-2 | 1 | 1 | 3.465 | 0.38 | 0.1 | 0.13167 | [7 empty] | 0 | 0 | 0 | 0 | 0 | 0
|  | G5 to H5 GB-2 | 1 | 1 | 3.995 | 0.38 | 0.1 | 0.15181 | [7 empty] | 0 | 0 | 0 | 0 | 0 | 0
|  | B6' to D6' GB-3 | 1 | 1 | 3.125 | 0.38 | 0.1 | 0.11875 | [7 empty] | 0 | 0 | 0 | 0 | 0 | 0
|  | G6 to H6 GB-2 | 1 | 1 | 4.23 | 0.38 | 0.1 | 0.16074 | [7 empty] | 0 | 0 | 0 | 0 | 0 | 0
|  | B7 to E7 GB-1 | 1 | 1 | 5.655 | 0.38 | 0.1 | 0.21489 | [7 empty] | 0 | 0 | 0 | 0 | 0 | 0
|  | E7 to H7 GB-2 | 1 | 1 | 8.69 | 0.38 | 0.1 | 0.33022 | [7 empty] | 0 | 0 | 0 | 0 | 0 | 0
|  | A8 to H8 GB-3 | 1 | 1 | 18.575 | 0.38 | 0.1 | 0.70585 | [7 empty] | 0 | 0 | 0 | 0 | 0 | 0
|  |  | 0 | 0 | 0 | 0 | 0 | 0 | [7 empty] | 0 | 0 | 0 | 0 | 0 | 0
|  | -Y- Direction | 0 | 0 | 0 | 0 | 0 | 0 | [7 empty] | 0 | 0 | 0 | 0 | 0 | 0
|  | D1 to D3 & F1 to F3 GB-3 | 1 | 2 | 4.69 | 0.38 | 0.1 | 0.35644 | [7 empty] | 0 | 0 | 0 | 0 | 0 | 0
|  | A3 to A8 ,B3 to B8 & H3 to H8 GB-3 | 1 | 3 | 15.65 | 0.38 | 0.1 | 1.7841 | [7 empty] | 0 | 0 | 0 | 0 | 0 | 0
|  | D5 to D7 GB-1 | 1 | 1 | 5.99 | 0.38 | 0.1 | 0.22762 | [7 empty] | 0 | 0 | 0 | 0 | 0 | 0
|  | E7 to E8 & G7 to G8 GB-3 | 1 | 2 | 4.13 | 0.38 | 0.1 | 0.31388 | [7 empty] | 0 | 0 | 0 | 0 | 0 | 0
|  | F3 To F5 GB-3 | 1 | 1 | 5.53 | 0.38 | 0.1 | 0.21014 | [7 empty] | 0 | 0 | 0 | 0 | 0 | 0
|  | G5 to G7 GB-3 | 1 | 1 | 5.99 | 0.38 | 0.1 | 0.22762 | [7 empty] | 0 | 0 | 0 | 0 | 0 | 0
[16 empty] | 0 | 0 | 0 | 0 | 0 | 0
|  | Deduction for column | [5 empty] | 0 | [7 empty] | 0 | 0 | 0 | 0 | 0 | 0
|  | For C1 Round Column Dia 0.3 Radius = 0.15 | 4 | 3.14 | 0.15 | 0.15 | 0.4 | 0.11304 | [7 empty] | 0 | 0 | 0 | 0 | 0 | 0
|  | For C2 | 11 | 1 | 0.23 | 0.38 | 0.4 | 0.38456 | [7 empty] | 0 | 0 | 0 | 0 | 0 | 0
|  | For C3 | 10 | 1 | 0.23 | 0.45 | 0.48 | 0.4968 | [7 empty] | 0 | 0 | 0 | 0 | 0 | 0
|  | For C4 | 7 | 1 | 0.3 | 0.45 | 0.48 | 0.4536 | [7 empty] | 0 | 0 | 0 | 0 | 0 | 0
|  | 0 | 0 | 0 | 0 | 0 |  | 0 | [7 empty] | 0 | 0 | 0 | 0 | 0 | 0
|  | 0 | 0 | 0 | 0 | 0 |  | 0 | [7 empty] | 0 | 0 | 0 | 0 | 0 | 0
|  | Front step | 1 | 1 | 3.225 | 0.9 | 0.1 | 0.29025 | #REF! | [6 empty] | 0 | 0 | 0 | 0 | 0 | 0
|  | Inspection chambers | 1 | 6 | 1.35 | 1.35 | 0.1 | 1.0935 | [7 empty] | 0 | 0 | 0 | 0 | 0 | 0
[16 empty] | 0 | 0 | 0 | 0 | 0 | 0
[16 empty] | 0 | 0 | 0 | 0 | 0 | 0
[8 empty] | 0 | [7 empty] | 0 | 0 | 0 | 0 | 0 | 0
|  | basement filling | [5 empty] | 0 | [7 empty] | 0 | 0 | 0 | 0 | 0 | 0
|  | Part-1 | 1 | 1 | 4 | 5.1 | 0.1 | 2.04 | [7 empty] | 0 | 0 | 0 | 0 | 0 | 0
|  | Part-2 | 1 | 1 | 3.9 | 2.77 | 0.1 | 1.0803 | [7 empty] | 0 | 0 | 0 | 0 | 0 | 0
|  | Part-3 | 1 | 1 | 2.525 | 2.77 | 0.1 | 0.69943 | [7 empty] | 0 | 0 | 0 | 0 | 0 | 0
|  | Part-4 | 1 | 1 | 3 | 5.3 | 0.1 | 1.59 | [7 empty] | 0 | 0 | 0 | 0 | 0 | 0
|  | Part-5 | 1 | 1 | 4 | 5.1 | 0.1 | 2.04 | [7 empty] | 0 | 0 | 0 | 0 | 0 | 0
|  | Part-6 | 1 | 1 | 4 | 3.23 | 0.1 | 1.292 | [7 empty] | 0 | 0 | 0 | 0 | 0 | 0
|  | Part-7 | 1 | 1 | 2.895 | 3.565 | 0.1 | 1.0321 | [7 empty] | 0 | 0 | 0 | 0 | 0 | 0
|  | Part-8 | 1 | 1 | 6.76 | 5.76 | 0.1 | 3.8938 | [7 empty] | 0 | 0 | 0 | 0 | 0 | 0
|  | Part-9 | 1 | 1 | 4 | 3.23 | 0.1 | 1.292 | [7 empty] | 0 | 0 | 0 | 0 | 0 | 0
|  | Part-10 | 1 | 1 | 4 | 2.5 | 0.1 | 1 | [7 empty] | 0 | 0 | 0 | 0 | 0 | 0
|  | Part-11 | 1 | 1 | 2.895 | 1.965 | 0.1 | 0.56887 | [7 empty] | 0 | 0 | 0 | 0 | 0 | 0
|  | Part-12 | 1 | 1 | 4 | 2.5 | 0.1 | 1 | [7 empty] | 0 | 0 | 0 | 0 | 0 | 0
|  | Part-13 | 1 | 1 | 4 | 3.9 | 0.1 | 1.56 | [7 empty] | 0 | 0 | 0 | 0 | 0 | 0
|  | Part-14 | 1 | 1 | 5.425 | 3.9 | 0.1 | 2.1157 | [7 empty] | 0 | 0 | 0 | 0 | 0 | 0
|  | Part-15 | 1 | 1 | 4.465 | 3.9 | 0.1 | 1.7413 | [7 empty] | 0 | 0 | 0 | 0 | 0 | 0
|  | Part-16 | 1 | 1 | 3.765 | 3.9 | 0.1 | 1.4684 | [7 empty] | 0 | 0 | 0 | 0 | 0 | 0
|  | Part-17 | 1 | 1 | 4.325 | 2.3 | 0.1 | 0.99475 | [7 empty] | 0 | 0 | 0 | 0 | 0 | 0
|  | Part-18 | 1 | 1 | 3.425 | 0.745 | 0.1 | 0.25516 | [7 empty] | 0 | 0 | 0 | 0 | 0 | 0
|  | Part-19 | 1 | 1 | 3.425 | 3.6 | 0.1 | 1.233 | [7 empty] | 0 | 0 | 0 | 0 | 0 | 0
|  | 0 | 0 | 0 | 0 | 0 | 0 | 0 | [7 empty] | 0 | 0 | 0 | 0 | 0 | 0
|  | 0 | 0 | 0 | 0 | 0 | 0 | 0 | [7 empty] | 0 | 0 | 0 | 0 | 0 | 0
|  | 0 | 0 | 0 | 0 | 0 | 0 | 0 | [7 empty] | 0 | 0 | 0 | 0 | 0 | 0
|  | Front step | 1 | 1 | 3.225 | 0.9 | 0.1 | 0.29025 | [7 empty] | 0 | 0 | 0 | 0 | 0 | 0
|  | Inspection chambers | 1 | 6 | 1.35 | 1.35 | 0.1 | 1.0935 | [7 empty] | 0 | 0 | 0 | 0 | 0 | 0
[16 empty] | 0 | 0 | 0 | 0 | 0 | 0
[16 empty] | 0 | 0 | 0 | 0 | 0 | 0
|  | Add sundries | [5 empty] | 0.027217 | 58.8728 | [6 empty] | 0 | 0 | 0 | 0 | 0 | 0
[8 empty] | 58.9 | 58.9 | [6 empty] | 0 | 0 | 0 | 0 | 0 | 0
[6 empty] | Say | 58.9 | Cum |  |  |  | Filling sand | 2.1 | 58.9 | Cum | 0 | 0 | 0 | 0 | 0 | 58.9
Filling with Excavated Earth | 13.1 | #REF! | [13 empty] | 0 | 0 | 0 | 0 | 0 | 0
|  | Available Qty | [13 empty] | 0 | 0 | 0 | 0 | 0 | 0
|  | M20 Footing qty | [5 empty] | 45.612 | [7 empty] | 0 | 0 | 0 | 0 | 0 | 0
|  | Column upto GB Bottom RCC Qty | [5 empty] | 4.2557 | [7 empty] | 0 | 0 | 0 | 0 | 0 | 0
|  | M20 Grade beam Qty | [5 empty] | 14.0352 | [7 empty] | 0 | 0 | 0 | 0 | 0 | 0
|  | Add sundries | [5 empty] | 0.0971 | 63.9029 | [6 empty] | 0 | 0 | 0 | 0 | 0 | 0
|  | Avilable refilling qty | [5 empty] | 64 | 64 | [6 empty] | 0 | 0 | 0 | 0 | 0 | 0
[6 empty] | Say | 64 | Cum |  |  |  | Filling with Excavated Earth | 13.1 | 64 | Cum | 0 | 0 | 0 | 0 | 0 | 64
Supplying and filling with gravel | 2.1.1 | #REF! | [13 empty] | 0 | 0 | 0 | 0 | 0 | 0
|  | Part-1 | 1 | 1 | 4 | 5.1 | 0.45 | 9.18 | [7 empty] | 0 | 0 | 0 | 0 | 0 | 0
|  | Part-2 | 1 | 1 | 3.9 | 2.77 | 0.45 | 4.8613 | [7 empty] | 0 | 0 | 0 | 0 | 0 | 0
|  | Part-3 | 1 | 1 | 2.525 | 2.77 | 0.45 | 3.1474 | [7 empty] | 0 | 0 | 0 | 0 | 0 | 0
|  | Part-4 | 1 | 1 | 3 | 5.3 | 0.45 | 7.155 | [7 empty] | 0 | 0 | 0 | 0 | 0 | 0
|  | Part-5 | 1 | 1 | 4 | 5.1 | 0.45 | 9.18 | [7 empty] | 0 | 0 | 0 | 0 | 0 | 0
|  | Part-6 | 1 | 1 | 4 | 3.23 | 0.45 | 5.814 | [7 empty] | 0 | 0 | 0 | 0 | 0 | 0
|  | Part-7 | 1 | 1 | 2.895 | 3.565 | 0.45 | 4.6443 | [7 empty] | 0 | 0 | 0 | 0 | 0 | 0
|  | Part-8 | 1 | 1 | 6.76 | 5.76 | 0.45 | 17.5219 | [7 empty] | 0 | 0 | 0 | 0 | 0 | 0
|  | Part-9 | 1 | 1 | 4 | 3.23 | 0.45 | 5.814 | [7 empty] | 0 | 0 | 0 | 0 | 0 | 0
|  | Part-10 | 1 | 1 | 4 | 2.5 | 0.45 | 4.5 | [7 empty] | 0 | 0 | 0 | 0 | 0 | 0
|  | Part-11 | 1 | 1 | 2.895 | 1.965 | 0.45 | 2.5599 | [7 empty] | 0 | 0 | 0 | 0 | 0 | 0
|  | Part-12 | 1 | 1 | 4 | 2.5 | 0.45 | 4.5 | [7 empty] | 0 | 0 | 0 | 0 | 0 | 0
|  | Part-13 | 1 | 1 | 4 | 3.9 | 0.45 | 7.02 | [7 empty] | 0 | 0 | 0 | 0 | 0 | 0
|  | Part-14 | 1 | 1 | 5.425 | 3.9 | 0.45 | 9.5209 | [7 empty] | 0 | 0 | 0 | 0 | 0 | 0
|  | Part-15 | 1 | 1 | 4.465 | 3.9 | 0.45 | 7.8361 | [7 empty] | 0 | 0 | 0 | 0 | 0 | 0
|  | Part-16 | 1 | 1 | 3.765 | 3.9 | 0.45 | 6.6076 | [7 empty] | 0 | 0 | 0 | 0 | 0 | 0
|  | Part-17 | 1 | 1 | 4.325 | 2.3 | 0.45 | 4.4764 | [7 empty] | 0 | 0 | 0 | 0 | 0 | 0
|  | Part-18 | 1 | 1 | 3.425 | 0.745 | 0.45 | 1.1482 | [7 empty] | 0 | 0 | 0 | 0 | 0 | 0
|  | Part-19 | 1 | 1 | 3.425 | 3.6 | 0.45 | 5.5485 | [7 empty] | 0 | 0 | 0 | 0 | 0 | 0
|  | D/F Avilable Refilling qty | [5 empty] | -64 | [7 empty] | 0 | 0 | 0 | 0 | 0 | 0
|  | Add sundries | [5 empty] | 0.064479 | 57.0355 | [6 empty] | 0 | 0 | 0 | 0 | 0 | 0
[8 empty] | 57.1 | 57.1 |  | 1.1208 |  |  |  |  | 0 | 0 | 0 | 0 | 0 | 0
[6 empty] | Say | 57.1 | Cum |  |  |  | Supplying and filling with gravel | 2.1.1 | 57.1 | Cum | 0 | 0 | 0 | 0 | 0 | 57.1
C.C.1:5:10 for Foundation & Basement | 3.1 | #REF! | [13 empty] | 0 | 0 | 0 | 0 | 0 | 0
|  | Footing | [13 empty] | 0 | 0 | 0 | 0 | 0 | 0
|  | For C1 F1 Footing | 1 | 3 | 1.6 | 1.6 | 0.1 | 0.768 | [7 empty] | 0 | 0 | 0 | 0 | 0 | 0
|  | For C2 F2 Footing | 1 | 11 | 2 | 2 | 0.1 | 4.4 | [7 empty] | 0 | 0 | 0 | 0 | 0 | 0
|  | For C3 F3 Footing | 1 | 9 | 2.2 | 2.2 | 0.1 | 4.356 | [7 empty] | 0 | 0 | 0 | 0 | 0 | 0
|  | For C4 F4 Footing | 1 | 7 | 2.5 | 2.5 | 0.1 | 4.375 | [7 empty] | 0 | 0 | 0 | 0 | 0 | 0
|  | For C3,c1F4 Footing | 1 | 1 | 2.2 | 2.8 | 0.1 | 0.616 | [7 empty] | 0 | 0 | 0 | 0 | 0 | 0
|  |  | 0 | 0 | 0 | 0 |  | 0 | [7 empty] | 0 | 0 | 0 | 0 | 0 | 0
|  | Tie beam at Below Ground Level @ 2.00 m | 0 | 0 | 0 | 0 | 0 | 0 | [7 empty] | 0 | 0 | 0 | 0 | 0 | 0
|  | -X- Direction | 0 | 0 | 0 | 0 | 0 | 0 | [7 empty] | 0 | 0 | 0 | 0 | 0 | 0
|  | A3 to B3, A5 to B5 , A6 to B6 and A6 to B6GB-2 | 1 | 4 | 4.23 | 0.38 | 0.1 | 0.64296 | [7 empty] | 0 | 0 | 0 | 0 | 0 | 0
|  | D1 to F1 & D2 to F2GB-3 | 1 | 2 | 3.655 | 0.38 | 0.1 | 0.27778 | [7 empty] | 0 | 0 | 0 | 0 | 0 | 0
|  | B3 to F3GB-1 | 1 | 1 | 6.885 | 0.38 | 0.1 | 0.26163 | [7 empty] | 0 | 0 | 0 | 0 | 0 | 0
|  | F3 to H3GB-2 | 1 | 1 | 7.46 | 0.38 | 0.1 | 0.28348 | [7 empty] | 0 | 0 | 0 | 0 | 0 | 0
|  | C4 to F4 , C5 to F5GB-1 | 1 | 2 | 4.555 | 0.38 | 0.1 | 0.34618 | [7 empty] | 0 | 0 | 0 | 0 | 0 | 0
|  | B4 to C4 , B5 to C5GB-1 | 1 | 2 | 2.33 | 0.38 | 0.1 | 0.17708 | [7 empty] | 0 | 0 | 0 | 0 | 0 | 0
|  | F5 to G5 GB-2 | 1 | 1 | 3.465 | 0.38 | 0.1 | 0.13167 | [7 empty] | 0 | 0 | 0 | 0 | 0 | 0
|  | G5 to H5 GB-2 | 1 | 1 | 3.995 | 0.38 | 0.1 | 0.15181 | [7 empty] | 0 | 0 | 0 | 0 | 0 | 0
|  | B6' to D6'GB-3 | 1 | 1 | 3.125 | 0.38 | 0.1 | 0.11875 | [7 empty] | 0 | 0 | 0 | 0 | 0 | 0
|  | G6 to H6GB-2 | 1 | 1 | 4.23 | 0.38 | 0.1 | 0.16074 | [7 empty] | 0 | 0 | 0 | 0 | 0 | 0
|  | B7 to E7GB-1 | 1 | 1 | 5.655 | 0.38 | 0.1 | 0.21489 | [7 empty] | 0 | 0 | 0 | 0 | 0 | 0
|  | E7 to H7GB-2 | 1 | 1 | 8.69 | 0.38 | 0.1 | 0.33022 | [7 empty] | 0 | 0 | 0 | 0 | 0 | 0
|  | A8 to H8GB-3 | 1 | 1 | 18.575 | 0.38 | 0.1 | 0.70585 | [7 empty] | 0 | 0 | 0 | 0 | 0 | 0
|  |  | 0 | 0 | 0 | 0 | 0 | 0 | [7 empty] | 0 | 0 | 0 | 0 | 0 | 0
|  |  | 0 | 0 | 0 | 0 | 0 | 0 | [7 empty] | 0 | 0 | 0 | 0 | 0 | 0
|  | -Y- Direction | 0 | 0 | 0 | 0 | 0 | 0 | [7 empty] | 0 | 0 | 0 | 0 | 0 | 0
|  | D1 to D3 & F1 to F3GB-3 | 1 | 2 | 4.69 | 0.38 | 0.1 | 0.35644 | [7 empty] | 0 | 0 | 0 | 0 | 0 | 0
|  | A3 to A8 ,B3 to B8 & H3 to H8GB-3 | 1 | 3 | 15.65 | 0.38 | 0.1 | 1.7841 | [7 empty] | 0 | 0 | 0 | 0 | 0 | 0
|  | D5 to D7GB-1 | 1 | 1 | 5.99 | 0.38 | 0.1 | 0.22762 | [7 empty] | 0 | 0 | 0 | 0 | 0 | 0
|  | E7 to E8 & G7 to G8GB-3 | 1 | 2 | 4.13 | 0.38 | 0.1 | 0.31388 | [7 empty] | 0 | 0 | 0 | 0 | 0 | 0
|  | F3 To F5GB-3 | 1 | 1 | 5.53 | 0.38 | 0.1 | 0.21014 | [7 empty] | 0 | 0 | 0 | 0 | 0 | 0
|  | G5 to G7GB-3 | 1 | 1 | 5.99 | 0.38 | 0.1 | 0.22762 | [7 empty] | 0 | 0 | 0 | 0 | 0 | 0
|  | Deduction for column | 0 | 0 | 0 | 0 | 0 | 0 | [7 empty] | 0 | 0 | 0 | 0 | 0 | 0
|  | For C1 Round Column Dia 0.3 Radius = 0.15 | -4 | 3.14 | 0.15 | 0.15 | 0.1 | -0.02826 | [7 empty] | 0 | 0 | 0 | 0 | 0 | 0
|  | For C2 | -11 | 1 | 0.23 | 0.38 | 0.1 | -0.09614 | [7 empty] | 0 | 0 | 0 | 0 | 0 | 0
|  | For C3 | -10 | 1 | 0.23 | 0.45 | 0.1 | -0.1035 | [7 empty] | 0 | 0 | 0 | 0 | 0 | 0
|  | For C4 | -7 | 1 | 0.3 | 0.45 | 0.1 | -0.0945 | [7 empty] | 0 | 0 | 0 | 0 | 0 | 0
[16 empty] | 0 | 0 | 0 | 0 | 0 | 0
|  | Grade beam | [5 empty] | 0 | [7 empty] | 0 | 0 | 0 | 0 | 0 | 0
|  | -X- Direction | [5 empty] | 0 | [7 empty] | 0 | 0 | 0 | 0 | 0 | 0
|  | A3 to B3, A5 to B5 , A6 to B6 and A6 to B6 GB-2 | 1 | 4 | 4.23 | 0.38 | 0.1 | 0.64296 | [7 empty] | 0 | 0 | 0 | 0 | 0 | 0
|  | B3 to F3 GB-1 | 1 | 1 | 6.885 | 0.38 | 0.1 | 0.26163 | [7 empty] | 0 | 0 | 0 | 0 | 0 | 0
|  | F3 to H3 GB-2 | 1 | 1 | 7.46 | 0.38 | 0.1 | 0.28348 | [7 empty] | 0 | 0 | 0 | 0 | 0 | 0
|  | C4 to F4 , C5 to F5 GB-1 | 1 | 2 | 4.555 | 0.38 | 0.1 | 0.34618 | [7 empty] | 0 | 0 | 0 | 0 | 0 | 0
|  | B4 to C4 , B5 to C5 GB-1 | 1 | 2 | 2.33 | 0.38 | 0.1 | 0.17708 | [7 empty] | 0 | 0 | 0 | 0 | 0 | 0
|  | F5 to G5 GB-2 | 1 | 1 | 3.465 | 0.38 | 0.1 | 0.13167 | [7 empty] | 0 | 0 | 0 | 0 | 0 | 0
|  | G5 to H5 GB-2 | 1 | 1 | 3.995 | 0.38 | 0.1 | 0.15181 | [7 empty] | 0 | 0 | 0 | 0 | 0 | 0
|  | B6' to D6' GB-3 | 1 | 1 | 3.125 | 0.38 | 0.1 | 0.11875 | [7 empty] | 0 | 0 | 0 | 0 | 0 | 0
|  | G6 to H6 GB-2 | 1 | 1 | 4.23 | 0.38 | 0.1 | 0.16074 | [7 empty] | 0 | 0 | 0 | 0 | 0 | 0
|  | B7 to E7 GB-1 | 1 | 1 | 5.655 | 0.38 | 0.1 | 0.21489 | [7 empty] | 0 | 0 | 0 | 0 | 0 | 0
|  | E7 to H7 GB-2 | 1 | 1 | 8.69 | 0.38 | 0.1 | 0.33022 | [7 empty] | 0 | 0 | 0 | 0 | 0 | 0
|  | A8 to H8 GB-3 | 1 | 1 | 18.575 | 0.38 | 0.1 | 0.70585 | [7 empty] | 0 | 0 | 0 | 0 | 0 | 0
[16 empty] | 0 | 0 | 0 | 0 | 0 | 0
[16 empty] | 0 | 0 | 0 | 0 | 0 | 0
|  |  | 0 | 0 | 0 | 0 | 0 | 0 | [7 empty] | 0 | 0 | 0 | 0 | 0 | 0
|  | -Y- Direction | 0 | 0 | 0 | 0 | 0 | 0 | [7 empty] | 0 | 0 | 0 | 0 | 0 | 0
|  | D1 to D3 & F1 to F3 GB-3 | 1 | 2 | 4.69 | 0.38 | 0.1 | 0.35644 | [7 empty] | 0 | 0 | 0 | 0 | 0 | 0
|  | A3 to A8 ,B3 to B8 & H3 to H8 GB-3 | 1 | 3 | 15.65 | 0.38 | 0.1 | 1.7841 | [7 empty] | 0 | 0 | 0 | 0 | 0 | 0
|  | D5 to D7 GB-1 | 1 | 1 | 5.99 | 0.38 | 0.1 | 0.22762 | [7 empty] | 0 | 0 | 0 | 0 | 0 | 0
|  | E7 to E8 & G7 to G8 GB-3 | 1 | 2 | 4.13 | 0.38 | 0.1 | 0.31388 | [7 empty] | 0 | 0 | 0 | 0 | 0 | 0
|  | F3 To F5 GB-3 | 1 | 1 | 5.53 | 0.38 | 0.1 | 0.21014 | [7 empty] | 0 | 0 | 0 | 0 | 0 | 0
|  | G5 to G7 GB-3 | 1 | 1 | 5.99 | 0.38 | 0.1 | 0.22762 | [7 empty] | 0 | 0 | 0 | 0 | 0 | 0
|  |  | 0 | 0 | 0 | 0 | 0 | 0 | [7 empty] | 0 | 0 | 0 | 0 | 0 | 0
|  | Front step | 1 | 1 | 3.225 | 0.9 | 0.1 | 0.29025 | #REF! | [6 empty] | 0 | 0 | 0 | 0 | 0 | 0
|  | Inspection chambers | 1 | 6 | 1.35 | 1.35 | 0.1 | 1.0935 | [7 empty] | 0 | 0 | 0 | 0 | 0 | 0
|  | 0 | 0 | 0 | 0 | 0 |  | 0 | [7 empty] | 0 | 0 | 0 | 0 | 0 | 0
|  | 0 | 0 | 0 | 0 | 0 |  | 0 | [7 empty] | 0 | 0 | 0 | 0 | 0 | 0
[16 empty] | 0 | 0 | 0 | 0 | 0 | 0
|  | Add sundries | [5 empty] | 0.05575 | 29.1443 | [6 empty] | 0 | 0 | 0 | 0 | 0 | 0
[8 empty] | 29.2 | 29.2 | [6 empty] | 0 | 0 | 0 | 0 | 0 | 0
[6 empty] | Say | 29.2 | Cum |  |  |  | C.C.1:5:10 for Foundation & Basement | 3.1 | 29.2 | Cum | 0 | 0 | 0 | 0 | 0 | 29.2
P.C.C. 1:2:4 for Foundation & Basement and other similar works | 3.1 | #REF! | [13 empty] | 0 | 0 | 0 | 0 | 0 | 0
[16 empty] | 0 | 0 | 0 | 0 | 0 | 0
|  | Parking Area Stilt Portion | 1 | 1 | 15.88 | 4.23 | 0.05 | 3.3586 | [7 empty] | 0 | 0 | 0 | 0 | 0 | 0
|  | Rear Side Parking Area Stilt Portion | 1 | 1 | 14.575 | 6.325 | 0.05 | 4.6093 | [7 empty] | 0 | 0 | 0 | 0 | 0 | 0
|  | Left Side Parking Area Stilt Portion | 1 | 1 | 4.23 | 9.555 | 0.05 | 2.0209 | [7 empty] | 0 | 0 | 0 | 0 | 0 | 0
[16 empty] | 0 | 0 | 0 | 0 | 0 | 0
[16 empty] | 0 | 0 | 0 | 0 | 0 | 0
[16 empty] | 0 | 0 | 0 | 0 | 0 | 0
|  | Add sundries | [5 empty] | 0.011154 | 9.9888 | [6 empty] | 0 | 0 | 0 | 0 | 0 | 0
[8 empty] | 10 | 10 | [6 empty] | 0 | 0 | 0 | 0 | 0 | 0
[6 empty] | Say | 10 | Cum |  |  |  | P.C.C. 1:2:4 for Foundation & Basement and other similar works | 3.1 | 10 | Cum | 0 | 0 | 0 | 0 | 0 | 10
Standardised concrete Mix M20 Grade Concrete | 4.1 | #REF! | [13 empty] | 0 | 0 | 0 | 0 | 0 | 0
A. In Foundation and basement 1.5 m to 4.0 m Standardised concrete Mix M20 Grade Concrete |  | #REF! | [13 empty] | 0 | 0 | 0 | 0 | 0 | 0
|  | Footing | [13 empty] | 0 | 0 | 0 | 0 | 0 | 0
|  | For C1 F1 Footing | 1 | 3 | 1.2 | 1.2 | 0.3 | 1.296 |  | #REF! | [5 empty] | 0 | 0 | 0 | 0 | 0 | 0
|  | For C2 F2 Footing | 1 | 11 | 1.6 | 1.6 | 0.45 | 12.672 | [7 empty] | 0 | 0 | 0 | 0 | 0 | 0
|  | For C3 F3 Footing | 1 | 9 | 1.8 | 1.8 | 0.45 | 13.122 | 45.612 | [6 empty] | 0 | 0 | 0 | 0 | 0 | 0
|  | For C4 F4 Footing | 1 | 7 | 2.1 | 2.1 | 0.6 | 18.522 |  | 30 | [5 empty] | 0 | 0 | 0 | 0 | 0 | 0
|  | Lift Raft | 1 | 1 | 3.36 | 2.46 | 0.23 | 1.9011 | [7 empty] | 0 | 0 | 0 | 0 | 0 | 0
|  | Lift Wall | 1 | 1 | 9.72 | 0.23 | 0.3 | 0.67068 | [7 empty] | 0 | 0 | 0 | 0 | 0 | 0
|  | Column raising up to Tie beam | [5 empty] | 0 |  |  | 1.95 |  |  |  |  | 0 | 0 | 0 | 0 | 0 | 0
|  | For C1 Round Column Dia 0.3 Radius = 0.15 | 4 | 3.14 | 0.15 | 0.15 | 1.88 | 0.53129 | [7 empty] | 0 | 0 | 0 | 0 | 0 | 0
|  | For C2 | 11 | 1 | 0.23 | 0.38 | 1.73 | 1.6632 | [7 empty] | 0 | 0 | 0 | 0 | 0 | 0
|  | For C3 | 10 | 1 | 0.23 | 0.45 | 1.73 | 1.7905 |  |  | 5.4782 |  |  |  |  | 0 | 0 | 0 | 0 | 0 | 0
|  | For C4 | 7 | 1 | 0.3 | 0.45 | 1.58 | 1.4931 | [7 empty] | 0 | 0 | 0 | 0 | 0 | 0
|  | Tie beam | [5 empty] | 0 | [7 empty] | 0 | 0 | 0 | 0 | 0 | 0
|  | -X- Direction | [5 empty] | 0 | [7 empty] | 0 | 0 | 0 | 0 | 0 | 0
|  | A3 to B3, A5 to B5 , A6 to B6 and A6 to B6GB-2 | 1 | 4 | 4.23 | 0.23 | 0.3 | 1.1675 | [7 empty] | 0 | 0 | 0 | 0 | 0 | 0
|  | D1 to F1 & D2 to F2GB-3 | 1 | 2 | 3.655 | 0.23 | 0.3 | 0.50439 | [7 empty] | 0 | 0 | 0 | 0 | 0 | 0
|  | B3 to F3GB-1 | 1 | 1 | 6.885 | 0.23 | 0.38 | 0.60175 | [7 empty] | 0 | 0 | 0 | 0 | 0 | 0
|  | F3 to H3GB-2 | 1 | 1 | 7.46 | 0.23 | 0.3 | 0.51474 | [7 empty] | 0 | 0 | 0 | 0 | 0 | 0
|  | C4 to F4 , C5 to F5GB-1 | 1 | 2 | 4.555 | 0.23 | 0.38 | 0.79621 | [7 empty] | 0 | 0 | 0 | 0 | 0 | 0
|  | B4 to C4 , B5 to C5GB-1 | 1 | 2 | 2.33 | 0.23 | 0.38 | 0.40728 | [7 empty] | 0 | 0 | 0 | 0 | 0 | 0
|  | F5 to G5 GB-2 | 1 | 1 | 3.465 | 0.23 | 0.3 | 0.23909 | [7 empty] | 0 | 0 | 0 | 0 | 0 | 0
|  | G5 to H5 GB-2 | 1 | 1 | 3.995 | 0.23 | 0.3 | 0.27566 | [7 empty] | 0 | 0 | 0 | 0 | 0 | 0
|  | B6' to D6'GB-3 | 1 | 1 | 3.125 | 0.23 | 0.3 | 0.21563 | [7 empty] | 0 | 0 | 0 | 0 | 0 | 0
|  | G6 to H6GB-2 | 1 | 1 | 4.23 | 0.23 | 0.3 | 0.29187 | [7 empty] | 0 | 0 | 0 | 0 | 0 | 0
|  | B7 to E7GB-1 | 1 | 1 | 5.655 | 0.23 | 0.38 | 0.49425 | [7 empty] | 0 | 0 | 0 | 0 | 0 | 0
|  | E7 to H7GB-2 | 1 | 1 | 8.69 | 0.23 | 0.3 | 0.59961 | [7 empty] | 0 | 0 | 0 | 0 | 0 | 0
|  | A8 to H8GB-3 | 1 | 1 | 18.575 | 0.23 | 0.3 | 1.2817 | [7 empty] | 0 | 0 | 0 | 0 | 0 | 0
|  |  | 0 | 0 | 0 | 0 | 0 | 0 | [7 empty] | 0 | 0 | 0 | 0 | 0 | 0
|  |  | 0 | 0 | 0 | 0 | 0 | 0 | [7 empty] | 0 | 0 | 0 | 0 | 0 | 0
|  | -Y- Direction | 0 | 0 | 0 | 0 | 0 | 0 | [7 empty] | 0 | 0 | 0 | 0 | 0 | 0
|  | D1 to D3 & F1 to F3GB-3 | 1 | 2 | 4.69 | 0.23 | 0.3 | 0.64722 | [7 empty] | 0 | 0 | 0 | 0 | 0 | 0
|  | A3 to A8 ,B3 to B8 & H3 to H8GB-3 | 1 | 3 | 15.65 | 0.23 | 0.3 | 3.2395 | [7 empty] | 0 | 0 | 0 | 0 | 0 | 0
|  | D5 to D7GB-1 | 1 | 1 | 5.99 | 0.23 | 0.38 | 0.52353 | [7 empty] | 0 | 0 | 0 | 0 | 0 | 0
|  | E7 to E8 & G7 to G8GB-3 | 1 | 2 | 4.13 | 0.23 | 0.3 | 0.56994 | [7 empty] | 0 | 0 | 0 | 0 | 0 | 0
|  | F3 To F5GB-3 | 1 | 1 | 5.53 | 0.23 | 0.3 | 0.38157 | [7 empty] | 0 | 0 | 0 | 0 | 0 | 0
|  | G5 to G7GB-3 | 1 | 1 | 5.99 | 0.23 | 0.3 | 0.41331 | [7 empty] | 0 | 0 | 0 | 0 | 0 | 0
|  | Dedution for Column | 0 | 0 | 0 | 0 | 0 | 0 | [7 empty] | 0 | 0 | 0 | 0 | 0 | 0
|  | For C1 Round Column Dia 0.3 Radius = 0.15 | -4 | 3.14 | 0.15 | 0.15 | 0.3 | -0.08478 | [7 empty] | 0 | 0 | 0 | 0 | 0 | 0
|  | For C2 | -11 | 1 | 0.23 | 0.38 | 0.3 | -0.28842 | [7 empty] | 0 | 0 | 0 | 0 | 0 | 0
|  | For C3 | -10 | 1 | 0.23 | 0.45 | 0.3 | -0.3105 | [7 empty] | 0 | 0 | 0 | 0 | 0 | 0
|  | For C4 | -7 | 1 | 0.3 | 0.45 | 0.3 | -0.2835 | [7 empty] | 0 | 0 | 0 | 0 | 0 | 0
|  |  | 0 | 0 | 0 | 0 | 0 | 0 | [7 empty] | 0 | 0 | 0 | 0 | 0 | 0
|  |  | 0 | 0 | 0 | 0 | 0 | 0 | [7 empty] | 0 | 0 | 0 | 0 | 0 | 0
|  |  | 0 | 0 | 0 | 0 | 0 | 0 | [7 empty] | 0 | 0 | 0 | 0 | 0 | 0
|  |  | 0 | 0 | 0 | 0 | 0 | 0 | [7 empty] | 0 | 0 | 0 | 0 | 0 | 0
|  |  | 0 | 0 | 0 | 0 | 0 | 0 | [7 empty] | 0 | 0 | 0 | 0 | 0 | 0
|  | Add sundries | [5 empty] | 0.040532 | 65.8595 | [6 empty] | 0 | 0 | 0 | 0 | 0 | 0
[8 empty] | 65.9 | 65.9 | [6 empty] | 0 | 0 | 0 | 0 | 0 | 0
[6 empty] | Say | 65.9 | Cum |  |  |  | A. In Foundation and basement 1.5 m to 4.0 m Standardised concrete Mix M20 Grade Concrete | 0 | 65.9 | Cum | 0 | 0 | 0 | 0 | 0 | 65.9
[16 empty] | 0 | 0 | 0 | 0 | 0 | 0
a. In Foundation and basement Standardised concrete Mix M20 Grade Concrete |  | #REF! | [13 empty] | 0 | 0 | 0 | 0 | 0 | 0
|  | Lift Wall | 1 | 1 | 9.72 | 0.23 | 1.5 | 3.3534 | [7 empty] | 0 | 0 | 0 | 0 | 0 | 0
|  | Column raising Tie Beam to grade beam | [5 empty] | 0 |  |  | 1.95 |  |  |  |  | 0 | 0 | 0 | 0 | 0 | 0
|  | For C1 Round Column Dia 0.3 Radius = 0.15 | 4 | 3.14 | 0.15 | 0.15 | 1.32 | 0.37303 | [7 empty] | 0 | 0 | 0 | 0 | 0 | 0
|  | For C2 | 11 | 1 | 0.23 | 0.38 | 1.32 | 1.269 | [7 empty] | 0 | 0 | 0 | 0 | 0 | 0
|  | For C3 | 10 | 1 | 0.23 | 0.45 | 1.32 | 1.3662 |  |  | 4.2557 |  |  |  |  | 0 | 0 | 0 | 0 | 0 | 0
|  | For C4 | 7 | 1 | 0.3 | 0.45 | 1.32 | 1.2474 |  | 4.1 | [5 empty] | 0 | 0 | 0 | 0 | 0 | 0
|  | Lift Wall | 1 | 1 | 9.72 | 0.23 | 1.5 | 3.3534 | [7 empty] | 0 | 0 | 0 | 0 | 0 | 0
|  | Grade beam | [5 empty] | 0 | [7 empty] | 0 | 0 | 0 | 0 | 0 | 0
|  | -X- Direction | [5 empty] | 0 | [7 empty] | 0 | 0 | 0 | 0 | 0 | 0
|  | A3 to B3, A5 to B5 , A6 to B6 and A6 to B6GB-2 | 1 | 4 | 4.23 | 0.23 | 0.3 | 1.1675 | [7 empty] | 0 | 0 | 0 | 0 | 0 | 0
|  | D1 to F1 & D2 to F2GB-3 | 1 | 2 | 3.655 | 0.23 | 0.3 | 0.50439 | [7 empty] | 0 | 0 | 0 | 0 | 0 | 0
|  | B3 to F3GB-1 | 1 | 1 | 6.885 | 0.23 | 0.38 | 0.60175 | [7 empty] | 0 | 0 | 0 | 0 | 0 | 0
|  | F3 to H3GB-2 | 1 | 1 | 7.46 | 0.23 | 0.3 | 0.51474 | [7 empty] | 0 | 0 | 0 | 0 | 0 | 0
|  | C4 to F4 , C5 to F5GB-1 | 1 | 2 | 4.555 | 0.23 | 0.38 | 0.79621 | [7 empty] | 0 | 0 | 0 | 0 | 0 | 0
|  | B4 to C4 , B5 to C5GB-1 | 1 | 2 | 2.33 | 0.23 | 0.38 | 0.40728 | [7 empty] | 0 | 0 | 0 | 0 | 0 | 0
|  | F5 to G5 GB-2 | 1 | 1 | 3.465 | 0.23 | 0.3 | 0.23909 | [7 empty] | 0 | 0 | 0 | 0 | 0 | 0
|  | G5 to H5 GB-2 | 1 | 1 | 3.995 | 0.23 | 0.3 | 0.27566 | [7 empty] | 0 | 0 | 0 | 0 | 0 | 0
|  | B6' to D6'GB-3 | 1 | 1 | 3.125 | 0.23 | 0.3 | 0.21563 | [7 empty] | 0 | 0 | 0 | 0 | 0 | 0
|  | G6 to H6GB-2 | 1 | 1 | 4.23 | 0.23 | 0.3 | 0.29187 | [7 empty] | 0 | 0 | 0 | 0 | 0 | 0
|  | B7 to E7GB-1 | 1 | 1 | 5.655 | 0.23 | 0.38 | 0.49425 | [7 empty] | 0 | 0 | 0 | 0 | 0 | 0
|  | E7 to H7GB-2 | 1 | 1 | 8.69 | 0.23 | 0.3 | 0.59961 | [7 empty] | 0 | 0 | 0 | 0 | 0 | 0
|  | A8 to H8GB-3 | 1 | 1 | 18.575 | 0.23 | 0.3 | 1.2817 | [7 empty] | 0 | 0 | 0 | 0 | 0 | 0
|  |  | 0 | 0 | 0 | 0 | 0 | 0 | [7 empty] | 0 | 0 | 0 | 0 | 0 | 0
|  | -Y- Direction | 0 | 0 | 0 | 0 | 0 | 0 | [7 empty] | 0 | 0 | 0 | 0 | 0 | 0
|  | D1 to D3 & F1 to F3 GB-3 | 1 | 2 | 4.69 | 0.23 | 0.3 | 0.64722 | [7 empty] | 0 | 0 | 0 | 0 | 0 | 0
|  | A3 to A8 ,B3 to B8 & H3 to H8 GB-3 | 1 | 3 | 15.65 | 0.23 | 0.3 | 3.2395 | [7 empty] | 0 | 0 | 0 | 0 | 0 | 0
|  | D5 to D7 GB-1 | 1 | 1 | 5.99 | 0.23 | 0.38 | 0.52353 |  |  | 14.0352 |  |  |  |  | 0 | 0 | 0 | 0 | 0 | 0
|  | E7 to E8 & G7 to G8 GB-3 | 1 | 2 | 4.13 | 0.23 | 0.3 | 0.56994 | [7 empty] | 0 | 0 | 0 | 0 | 0 | 0
|  | F3 To F5 GB-3 | 1 | 1 | 5.53 | 0.23 | 0.3 | 0.38157 | [7 empty] | 0 | 0 | 0 | 0 | 0 | 0
|  | G5 to G7 GB-3 | 1 | 1 | 5.99 | 0.23 | 0.3 | 0.41331 | [7 empty] | 0 | 0 | 0 | 0 | 0 | 0
[16 empty] | 0 | 0 | 0 | 0 | 0 | 0
|  | Dedution for Column | 0 | 0 | 0 | 0 | 0 | 0 | [7 empty] | 0 | 0 | 0 | 0 | 0 | 0
|  | For C1 Round Column Dia 0.3 Radius = 0.15 | -4 | 3.14 | 0.15 | 0.15 | 0.3 | -0.08478 | [7 empty] | 0 | 0 | 0 | 0 | 0 | 0
|  | For C2 | -11 | 1 | 0.23 | 0.38 | 0.3 | -0.28842 | 12.1975 | [6 empty] | 0 | 0 | 0 | 0 | 0 | 0
|  | For C3 | -10 | 1 | 0.23 | 0.45 | 0.3 | -0.3105 | [7 empty] | 0 | 0 | 0 | 0 | 0 | 0
|  | For C4 | -7 | 1 | 0.3 | 0.45 | 0.3 | -0.2835 | [7 empty] | 0 | 0 | 0 | 0 | 0 | 0
[8 empty] | 0 | [7 empty] | 0 | 0 | 0 | 0 | 0 | 0
[8 empty] | 0 | [7 empty] | 0 | 0 | 0 | 0 | 0 | 0
|  | Column raising up to basement | [5 empty] | 0 | [7 empty] | 0 | 0 | 0 | 0 | 0 | 0
|  | For C1 Round Column Dia 0.3 Radius = 0.15 | 4 | 3.14 | 0.15 | 0.15 | 0.57 | 0.16108 | [7 empty] | 0 | 0 | 0 | 0 | 0 | 0
|  | For C2 | 11 | 1 | 0.23 | 0.38 | 0.57 | 0.548 | [7 empty] | 0 | 0 | 0 | 0 | 0 | 0
|  | For C3 | 10 | 1 | 0.23 | 0.45 | 0.57 | 0.58995 | [7 empty] | 0 | 0 | 0 | 0 | 0 | 0
|  | For C4 | 7 | 1 | 0.3 | 0.45 | 0.57 | 0.53865 | [7 empty] | 0 | 0 | 0 | 0 | 0 | 0
[16 empty] | 0 | 0 | 0 | 0 | 0 | 0
|  |  | 0 | 0 | 0 | 0 | 0 | 0 | [7 empty] | 0 | 0 | 0 | 0 | 0 | 0
[5 empty] | GRADE BEAM QTY =12.20 |  |  | 0 | [7 empty] | 0 | 0 | 0 | 0 | 0 | 0
|  |  | 0 | 0 | 0 | 0 | 0 | 0 | [7 empty] | 0 | 0 | 0 | 0 | 0 | 0
|  | Plinth beam | [5 empty] | 0 | [7 empty] | 0 | 0 | 0 | 0 | 0 | 0
|  | -X- Direction | 0 | 0 | 0 | 0 |  | 0 | [7 empty] | 0 | 0 | 0 | 0 | 0 | 0
|  | A3 to B3, A5 to B5 , A6 to B6 and A6 to B6 | 1 | 4 | 4.23 | 0.23 | 0.1 | 0.38916 | [7 empty] | 0 | 0 | 0 | 0 | 0 | 0
|  | B3 to F3 | 1 | 1 | 6.885 | 0.23 | 0.1 | 0.15836 | [7 empty] | 0 | 0 | 0 | 0 | 0 | 0
|  | F3 to H3 | 1 | 1 | 7.46 | 0.23 | 0.1 | 0.17158 | [7 empty] | 0 | 0 | 0 | 0 | 0 | 0
|  | C4 to F4 , C5 to F5 | 1 | 2 | 4.555 | 0.23 | 0.1 | 0.20953 | [7 empty] | 0 | 0 | 0 | 0 | 0 | 0
|  | B4 to C4 , B5 to C5 | 1 | 2 | 2.33 | 0.23 | 0.1 | 0.10718 | [7 empty] | 0 | 0 | 0 | 0 | 0 | 0
|  | F5 to G5 | 1 | 1 | 3.465 | 0.23 | 0.1 | 0.079695 | [7 empty] | 0 | 0 | 0 | 0 | 0 | 0
|  | G5 to H5 | 1 | 1 | 3.995 | 0.23 | 0.1 | 0.091885 | [7 empty] | 0 | 0 | 0 | 0 | 0 | 0
|  | B6' to D6' | 1 | 1 | 3.125 | 0.23 | 0.1 | 0.071875 | [7 empty] | 0 | 0 | 0 | 0 | 0 | 0
|  | G6 to H6 | 1 | 1 | 4.23 | 0.23 | 0.1 | 0.09729 | [7 empty] | 0 | 0 | 0 | 0 | 0 | 0
|  | B7 to E7 | 1 | 1 | 5.655 | 0.23 | 0.1 | 0.13006 | [7 empty] | 0 | 0 | 0 | 0 | 0 | 0
|  | E7 to H7 | 1 | 1 | 8.69 | 0.23 | 0.1 | 0.19987 | [7 empty] | 0 | 0 | 0 | 0 | 0 | 0
|  | A8 to H8 | 1 | 1 | 18.575 | 0.23 | 0.1 | 0.42723 | [7 empty] | 0 | 0 | 0 | 0 | 0 | 0
|  | 0 | 0 | 0 | 0 | 0 |  | 0 | [7 empty] | 0 | 0 | 0 | 0 | 0 | 0
|  | -Y- Direction | 0 | 0 | 0 | 0 |  | 0 | [7 empty] | 0 | 0 | 0 | 0 | 0 | 0
|  | D1 to D3 & F1 to F3 | 1 | 2 | 4.69 | 0.23 | 0.1 | 0.21574 | [7 empty] | 0 | 0 | 0 | 0 | 0 | 0
|  | A3 to A8 ,B3 to B8 & H3 to H8 | 1 | 3 | 15.65 | 0.23 | 0.1 | 1.0798 | [7 empty] | 0 | 0 | 0 | 0 | 0 | 0
|  | D5 to D7 | 1 | 1 | 5.99 | 0.23 | 0.1 | 0.13777 | [7 empty] | 0 | 0 | 0 | 0 | 0 | 0
|  | E7 to E8 & G7 to G8 | 1 | 2 | 4.13 | 0.23 | 0.1 | 0.18998 | [7 empty] | 0 | 0 | 0 | 0 | 0 | 0
|  | F3 To F5 | 1 | 1 | 5.53 | 0.23 | 0.1 | 0.12719 | [7 empty] | 0 | 0 | 0 | 0 | 0 | 0
|  | G5 to G7 | 1 | 1 | 5.99 | 0.23 | 0.1 | 0.13777 | [7 empty] | 0 | 0 | 0 | 0 | 0 | 0
[8 empty] | 0 | [7 empty] | 0 | 0 | 0 | 0 | 0 | 0
|  | Dedution for Column | 0 | 0 | 0 | 0 | 0 | 0 | [7 empty] | 0 | 0 | 0 | 0 | 0 | 0
|  | For C1 Round Column Dia 0.3 Radius = 0.15 | -4 | 3.14 | 0.15 | 0.15 | 0.1 | -0.02826 | [7 empty] | 0 | 0 | 0 | 0 | 0 | 0
|  | For C2 | -11 | 1 | 0.23 | 0.38 | 0.1 | -0.09614 | [7 empty] | 0 | 0 | 0 | 0 | 0 | 0
|  | For C3 | -10 | 1 | 0.23 | 0.45 | 0.1 | -0.1035 | [7 empty] | 0 | 0 | 0 | 0 | 0 | 0
|  | For C4 | -7 | 1 | 0.3 | 0.45 | 0.1 | -0.0945 | [7 empty] | 0 | 0 | 0 | 0 | 0 | 0
[16 empty] | 0 | 0 | 0 | 0 | 0 | 0
|  | 0 | 0 | 0 | 0 | 0 | 0 | 0 |  |  | 3.6996 |  |  |  |  | 0 | 0 | 0 | 0 | 0 | 0
|  | 0 | 0 | 0 | 0 | 0 |  | 0 | [7 empty] | 0 | 0 | 0 | 0 | 0 | 0
[5 empty] | PLINTH BEAM QTY =3.70 | [10 empty] | 0 | 0 | 0 | 0 | 0 | 0
[16 empty] | 0 | 0 | 0 | 0 | 0 | 0
[16 empty] | 0 | 0 | 0 | 0 | 0 | 0
|  | Add sundries | [5 empty] | 0.00269 | 28.6973 | [6 empty] | 0 | 0 | 0 | 0 | 0 | 0
[8 empty] | 28.7 | 28.7 | [6 empty] | 0 | 0 | 0 | 0 | 0 | 0
[6 empty] | Say | 28.7 | Cum |  |  |  | a. In Foundation and basement Standardised concrete Mix M20 Grade Concrete | 0 | 28.7 | Cum | 0 | 0 | 0 | 0 | 0 | 28.7
Brick work in C.M. 1:5 (F& B) using Kiln Burnt Country bricks of size 22 x 11 x 7 cm (8 3/4" x 4 1/4" x 2 3/4") | 6.5 | #REF! | [13 empty] | 0 | 0 | 0 | 0 | 0 | 0
|  | Basement brickwork | [13 empty] | 0 | 0 | 0 | 0 | 0 | 0
|  | -X- Direction | [13 empty] | 0 | 0 | 0 | 0 | 0 | 0
|  | A3 to B3, A5 to B5 , A6 to B6 and A6 to B6 | 1 | 4 | 4.23 | 0.23 | 0.57 | 2.2182 | [7 empty] | 0 | 0 | 0 | 0 | 0 | 0
|  | D1 to F1 & D2 to F2 | 1 | 2 | 3.655 | 0.23 | 0.57 | 0.95834 | [7 empty] | 0 | 0 | 0 | 0 | 0 | 0
|  | B3 to F3 | 1 | 1 | 6.885 | 0.23 | 0.57 | 0.90262 | [7 empty] | 0 | 0 | 0 | 0 | 0 | 0
|  | F3 to H3 | 1 | 1 | 7.46 | 0.23 | 0.57 | 0.97801 | [7 empty] | 0 | 0 | 0 | 0 | 0 | 0
|  | C4 to F4 , C5 to F5 | 1 | 2 | 4.555 | 0.23 | 0.57 | 1.1943 | [7 empty] | 0 | 0 | 0 | 0 | 0 | 0
|  | B4 to C4 , B5 to C5 | 1 | 2 | 2.33 | 0.23 | 0.57 | 0.61093 | [7 empty] | 0 | 0 | 0 | 0 | 0 | 0
|  | F5 to G5 | 1 | 1 | 3.465 | 0.23 | 0.57 | 0.45426 | [7 empty] | 0 | 0 | 0 | 0 | 0 | 0
|  | G5 to H5 | 1 | 1 | 3.995 | 0.23 | 0.57 | 0.52374 | [7 empty] | 0 | 0 | 0 | 0 | 0 | 0
|  | B6' to D6' | 1 | 1 | 3.125 | 0.23 | 0.57 | 0.40969 | [7 empty] | 0 | 0 | 0 | 0 | 0 | 0
|  | G6 to H6 | 1 | 1 | 4.23 | 0.23 | 0.57 | 0.55455 | [7 empty] | 0 | 0 | 0 | 0 | 0 | 0
|  | B7 to E7 | 1 | 1 | 5.655 | 0.23 | 0.57 | 0.74137 | [7 empty] | 0 | 0 | 0 | 0 | 0 | 0
|  | E7 to H7 | 1 | 1 | 8.69 | 0.23 | 0.57 | 1.1393 | [7 empty] | 0 | 0 | 0 | 0 | 0 | 0
|  | A8 to H8 | 1 | 1 | 18.575 | 0.23 | 0.57 | 2.4352 | [7 empty] | 0 | 0 | 0 | 0 | 0 | 0
|  | 0 | 0 | 0 | 0 | 0 | 0 | 0 | [7 empty] | 0 | 0 | 0 | 0 | 0 | 0
|  | 0 | 0 | 0 | 0 | 0 | 0 | 0 | [7 empty] | 0 | 0 | 0 | 0 | 0 | 0
|  | -Y- Direction | 0 | 0 | 0 | 0 | 0 | 0 | [7 empty] | 0 | 0 | 0 | 0 | 0 | 0
|  | D1 to D3 & F1 to F3 | 1 | 2 | 4.69 | 0.23 | 0.57 | 1.2297 | [7 empty] | 0 | 0 | 0 | 0 | 0 | 0
|  | A3 to A8 ,B3 to B8 & H3 to H8 | 1 | 3 | 15.65 | 0.23 | 0.57 | 6.1551 | [7 empty] | 0 | 0 | 0 | 0 | 0 | 0
|  | D5 to D7 | 1 | 1 | 5.99 | 0.23 | 0.57 | 0.78529 | [7 empty] | 0 | 0 | 0 | 0 | 0 | 0
|  | E7 to E8 & G7 to G8 | 1 | 2 | 4.13 | 0.23 | 0.57 | 1.0829 | [7 empty] | 0 | 0 | 0 | 0 | 0 | 0
|  | F3 To F5 | 1 | 1 | 5.53 | 0.23 | 0.57 | 0.72498 | [7 empty] | 0 | 0 | 0 | 0 | 0 | 0
|  | G5 to G7 | 1 | 1 | 5.99 | 0.23 | 0.57 | 0.78529 | [7 empty] | 0 | 0 | 0 | 0 | 0 | 0
|  | D/F Plinth Beam Qty | [5 empty] | -3.6996 | [7 empty] | 0 | 0 | 0 | 0 | 0 | 0
|  | Front Steps | [5 empty] | 0 | [7 empty] | 0 | 0 | 0 | 0 | 0 | 0
|  | 1st step | 1 | 1 | 3.225 | 0.9 | 0.15 | 0.43538 | [7 empty] | 0 | 0 | 0 | 0 | 0 | 0
|  | 2nd step | 1 | 1 | 3.225 | 0.6 | 0.15 | 0.29025 | [7 empty] | 0 | 0 | 0 | 0 | 0 | 0
|  | 3rd step | 1 | 1 | 3.225 | 0.3 | 0.15 | 0.14513 | [7 empty] | 0 | 0 | 0 | 0 | 0 | 0
|  | Inspection chamber | 1 | 6 | 3.32 | 0.23 | 1.2 | 5.4979 | [7 empty] | 0 | 0 | 0 | 0 | 0 | 0
|  | Add sundries | [5 empty] | 0.047142 | 26.5529 | [6 empty] | 0 | 0 | 0 | 0 | 0 | 0
[8 empty] | 26.6 | 26.6 | [6 empty] | 0 | 0 | 0 | 0 | 0 | 0
[6 empty] | Say | 26.6 | Cum |  |  |  | Brick work in C.M. 1:5 (F& B) using Kiln Burnt Country bricks of size 22 x 11 x 7 cm (8 3/4" x 4 1/4" x 2 3/4") | 6.5 | 26.6 | Cum | 0 | 0 | 0 | 0 | 0 | 26.6
| 18.1 | Form work using MS sheet | [13 empty] | 0 | 0 | 0 | 0 | 0 | 0
|  | a) For column footings, plinth | [13 empty] | 0 | 0 | 0 | 0 | 0 | 0
|  | beam, grade beam, raft beam, | [13 empty] | 0 | 0 | 0 | 0 | 0 | 0
|  | raft slab, etc., | [13 empty] | 0 | 0 | 0 | 0 | 0 | 0
|  | Footing allround | [13 empty] | 0 | 0 | 0 | 0 | 0 | 0
|  | For C1 F1 Footing | 1 | 3 | 4.8 |  | 0.3 | 4.32 | [7 empty] | 0 | 0 | 0 | 0 | 0 | 0
|  | For C2 F2 Footing | 1 | 11 | 6.4 |  | 0.45 | 31.68 | [7 empty] | 0 | 0 | 0 | 0 | 0 | 0
|  | For C3 F3 Footing | 1 | 9 | 7.2 |  | 0.45 | 29.16 | [7 empty] | 0 | 0 | 0 | 0 | 0 | 0
|  | For C4 F4 Footing | 1 | 7 | 8.4 |  | 0.6 | 35.28 | [7 empty] | 0 | 0 | 0 | 0 | 0 | 0
|  | For C3,c1F4 Footing | 1 | 1 | 8.4 |  | 0.45 | 3.78 | [7 empty] | 0 | 0 | 0 | 0 | 0 | 0
|  | Lift Raft | 1 | 1 | 11.64 |  | 0.23 | 2.6772 | [7 empty] | 0 | 0 | 0 | 0 | 0 | 0
[16 empty] | 0 | 0 | 0 | 0 | 0 | 0
|  | Tie beam formwork | [5 empty] | 0 | [7 empty] | 0 | 0 | 0 | 0 | 0 | 0
|  | -X- Direction | [13 empty] | 0 | 0 | 0 | 0 | 0 | 0
|  | A3 to B3, A5 to B5 , A6 to B6 and A6 to B6GB-2 | 2 | 4 | 4.23 |  | 0.3 | 10.152 | [7 empty] | 0 | 0 | 0 | 0 | 0 | 0
|  | D1 to F1 & D2 to F2GB-3 | 2 | 2 | 3.655 |  | 0.3 | 4.386 | [7 empty] | 0 | 0 | 0 | 0 | 0 | 0
|  | B3 to F3GB-1 | 2 | 1 | 6.885 |  | 0.38 | 5.2326 | [7 empty] | 0 | 0 | 0 | 0 | 0 | 0
|  | F3 to H3GB-2 | 2 | 1 | 7.46 |  | 0.3 | 4.476 | [7 empty] | 0 | 0 | 0 | 0 | 0 | 0
|  | C4 to F4 , C5 to F5GB-1 | 2 | 2 | 4.555 |  | 0.38 | 6.9236 | [7 empty] | 0 | 0 | 0 | 0 | 0 | 0
|  | B4 to C4 , B5 to C5GB-1 | 2 | 2 | 2.33 |  | 0.38 | 3.5416 | [7 empty] | 0 | 0 | 0 | 0 | 0 | 0
|  | F5 to G5 GB-2 | 2 | 1 | 3.465 |  | 0.3 | 2.079 | [7 empty] | 0 | 0 | 0 | 0 | 0 | 0
|  | G5 to H5 GB-2 | 2 | 1 | 3.995 |  | 0.3 | 2.397 | [7 empty] | 0 | 0 | 0 | 0 | 0 | 0
|  | B6' to D6'GB-3 | 2 | 1 | 3.125 |  | 0.3 | 1.875 | [7 empty] | 0 | 0 | 0 | 0 | 0 | 0
|  | G6 to H6GB-2 | 2 | 1 | 4.23 |  | 0.3 | 2.538 | [7 empty] | 0 | 0 | 0 | 0 | 0 | 0
|  | B7 to E7GB-1 | 2 | 1 | 5.655 |  | 0.38 | 4.2978 | [7 empty] | 0 | 0 | 0 | 0 | 0 | 0
|  | E7 to H7GB-2 | 2 | 1 | 8.69 |  | 0.3 | 5.214 | [7 empty] | 0 | 0 | 0 | 0 | 0 | 0
|  | A8 to H8GB-3 | 2 | 1 | 18.575 |  | 0.3 | 11.145 | [7 empty] | 0 | 0 | 0 | 0 | 0 | 0
|  |  | 0 | 0 | 0 |  | 0 | 0 | [7 empty] | 0 | 0 | 0 | 0 | 0 | 0
|  |  | 0 | 0 | 0 |  | 0 | 0 | [7 empty] | 0 | 0 | 0 | 0 | 0 | 0
|  | -Y- Direction | 0 | 0 | 0 |  | 0 | 0 | [7 empty] | 0 | 0 | 0 | 0 | 0 | 0
|  | D1 to D3 & F1 to F3GB-3 | 2 | 2 | 4.69 |  | 0.3 | 5.628 | [7 empty] | 0 | 0 | 0 | 0 | 0 | 0
|  | A3 to A8 ,B3 to B8 & H3 to H8GB-3 | 2 | 3 | 15.65 |  | 0.3 | 28.17 | [7 empty] | 0 | 0 | 0 | 0 | 0 | 0
|  | D5 to D7GB-1 | 2 | 1 | 5.99 |  | 0.38 | 4.5524 | [7 empty] | 0 | 0 | 0 | 0 | 0 | 0
|  | E7 to E8 & G7 to G8GB-3 | 2 | 2 | 4.13 |  | 0.3 | 4.956 | [7 empty] | 0 | 0 | 0 | 0 | 0 | 0
|  | F3 To F5GB-3 | 2 | 1 | 5.53 |  | 0.3 | 3.318 | [7 empty] | 0 | 0 | 0 | 0 | 0 | 0
|  | G5 to G7GB-3 | 2 | 1 | 5.99 |  | 0.3 | 3.594 | [7 empty] | 0 | 0 | 0 | 0 | 0 | 0
|  | Garde beam formwork | [5 empty] | 0 | [7 empty] | 0 | 0 | 0 | 0 | 0 | 0
|  | -X- Direction | 0 | 0 | 0 |  | 0 | 0 | [7 empty] | 0 | 0 | 0 | 0 | 0 | 0
|  | A3 to B3, A5 to B5 , A6 to B6 and A6 to B6GB-2 | 2 | 4 | 4.23 |  | 0.3 | 10.152 | [7 empty] | 0 | 0 | 0 | 0 | 0 | 0
|  | D1 to F1 & D2 to F2GB-3 | 2 | 2 | 3.655 |  | 0.3 | 4.386 | [7 empty] | 0 | 0 | 0 | 0 | 0 | 0
|  | B3 to F3GB-1 | 2 | 1 | 6.885 |  | 0.38 | 5.2326 | [7 empty] | 0 | 0 | 0 | 0 | 0 | 0
|  | F3 to H3GB-2 | 2 | 1 | 7.46 |  | 0.3 | 4.476 | [7 empty] | 0 | 0 | 0 | 0 | 0 | 0
|  | C4 to F4 , C5 to F5GB-1 | 2 | 2 | 4.555 |  | 0.38 | 6.9236 | [7 empty] | 0 | 0 | 0 | 0 | 0 | 0
|  | B4 to C4 , B5 to C5GB-1 | 2 | 2 | 2.33 |  | 0.38 | 3.5416 | [7 empty] | 0 | 0 | 0 | 0 | 0 | 0
|  | F5 to G5 GB-2 | 2 | 1 | 3.465 |  | 0.3 | 2.079 | [7 empty] | 0 | 0 | 0 | 0 | 0 | 0
|  | G5 to H5 GB-2 | 2 | 1 | 3.995 |  | 0.3 | 2.397 | [7 empty] | 0 | 0 | 0 | 0 | 0 | 0
|  | B6' to D6'GB-3 | 2 | 1 | 3.125 |  | 0.3 | 1.875 | [7 empty] | 0 | 0 | 0 | 0 | 0 | 0
|  | G6 to H6GB-2 | 2 | 1 | 4.23 |  | 0.3 | 2.538 | [7 empty] | 0 | 0 | 0 | 0 | 0 | 0
|  | B7 to E7GB-1 | 2 | 1 | 5.655 |  | 0.38 | 4.2978 | [7 empty] | 0 | 0 | 0 | 0 | 0 | 0
|  | E7 to H7GB-2 | 2 | 1 | 8.69 |  | 0.3 | 5.214 | [7 empty] | 0 | 0 | 0 | 0 | 0 | 0
|  | A8 to H8GB-3 | 2 | 1 | 18.575 |  | 0.3 | 11.145 | [7 empty] | 0 | 0 | 0 | 0 | 0 | 0
|  |  | 0 | 0 | 0 |  | 0 | 0 | [7 empty] | 0 | 0 | 0 | 0 | 0 | 0
|  |  | 0 | 0 | 0 |  | 0 | 0 | [7 empty] | 0 | 0 | 0 | 0 | 0 | 0
|  | -Y- Direction | 0 | 0 | 0 |  | 0 | 0 | [7 empty] | 0 | 0 | 0 | 0 | 0 | 0
|  | D1 to D3 & F1 to F3GB-3 | 2 | 2 | 4.69 |  | 0.3 | 5.628 | [7 empty] | 0 | 0 | 0 | 0 | 0 | 0
|  | A3 to A8 ,B3 to B8 & H3 to H8GB-3 | 2 | 3 | 15.65 |  | 0.3 | 28.17 | [7 empty] | 0 | 0 | 0 | 0 | 0 | 0
|  | D5 to D7GB-1 | 2 | 1 | 5.99 |  | 0.38 | 4.5524 | [7 empty] | 0 | 0 | 0 | 0 | 0 | 0
|  | E7 to E8 & G7 to G8GB-3 | 2 | 2 | 4.13 |  | 0.3 | 4.956 | [7 empty] | 0 | 0 | 0 | 0 | 0 | 0
|  | F3 To F5GB-3 | 2 | 1 | 5.53 |  | 0.3 | 3.318 | [7 empty] | 0 | 0 | 0 | 0 | 0 | 0
|  | G5 to G7GB-3 | 2 | 1 | 5.99 |  | 0.3 | 3.594 | [7 empty] | 0 | 0 | 0 | 0 | 0 | 0
[8 empty] | 0 | [7 empty] | 0 | 0 | 0 | 0 | 0 | 0
|  | Plinth beam formwork | [5 empty] | 0 | [7 empty] | 0 | 0 | 0 | 0 | 0 | 0
|  | -X- Direction | [5 empty] | 0 | [7 empty] | 0 | 0 | 0 | 0 | 0 | 0
|  | A3 to B3, A5 to B5 , A6 to B6 and A6 to B6 | 2 | 4 | 4.23 |  | 0.1 | 3.384 | [7 empty] | 0 | 0 | 0 | 0 | 0 | 0
|  | B3 to F3 | 2 | 1 | 6.885 |  | 0.1 | 1.377 | [7 empty] | 0 | 0 | 0 | 0 | 0 | 0
|  | F3 to H3 | 2 | 1 | 7.46 |  | 0.1 | 1.492 | [7 empty] | 0 | 0 | 0 | 0 | 0 | 0
|  | C4 to F4 , C5 to F5 | 2 | 2 | 4.555 |  | 0.1 | 1.822 | [7 empty] | 0 | 0 | 0 | 0 | 0 | 0
|  | B4 to C4 , B5 to C5 | 2 | 2 | 2.33 |  | 0.1 | 0.932 | [7 empty] | 0 | 0 | 0 | 0 | 0 | 0
|  | F5 to G5 | 2 | 1 | 3.465 |  | 0.1 | 0.693 | [7 empty] | 0 | 0 | 0 | 0 | 0 | 0
|  | G5 to H5 | 2 | 1 | 3.995 |  | 0.1 | 0.799 | [7 empty] | 0 | 0 | 0 | 0 | 0 | 0
|  | B6' to D6' | 2 | 1 | 3.125 |  | 0.1 | 0.625 | [7 empty] | 0 | 0 | 0 | 0 | 0 | 0
|  | G6 to H6 | 2 | 1 | 4.23 |  | 0.1 | 0.846 | [7 empty] | 0 | 0 | 0 | 0 | 0 | 0
|  | B7 to E7 | 2 | 1 | 5.655 |  | 0.1 | 1.131 | [7 empty] | 0 | 0 | 0 | 0 | 0 | 0
|  | E7 to H7 | 2 | 1 | 8.69 |  | 0.1 | 1.738 | [7 empty] | 0 | 0 | 0 | 0 | 0 | 0
|  | A8 to H8 | 2 | 1 | 18.575 |  | 0.1 | 3.715 | [7 empty] | 0 | 0 | 0 | 0 | 0 | 0
|  | 0 | 0 | 0 | 0 |  | 0 | 0 | [7 empty] | 0 | 0 | 0 | 0 | 0 | 0
|  | -Y- Direction | 0 | 0 | 0 |  | 0 | 0 | [7 empty] | 0 | 0 | 0 | 0 | 0 | 0
|  | D1 to D3 & F1 to F3 | 2 | 2 | 4.69 |  | 0.1 | 1.876 | [7 empty] | 0 | 0 | 0 | 0 | 0 | 0
|  | A3 to A8 ,B3 to B8 & H3 to H8 | 2 | 3 | 15.65 |  | 0.1 | 9.39 | [7 empty] | 0 | 0 | 0 | 0 | 0 | 0
|  | D5 to D7 | 2 | 1 | 5.99 |  | 0.1 | 1.198 | [7 empty] | 0 | 0 | 0 | 0 | 0 | 0
|  | E7 to E8 & G7 to G8 | 2 | 2 | 4.13 |  | 0.1 | 1.652 | [7 empty] | 0 | 0 | 0 | 0 | 0 | 0
|  | F3 To F5 | 2 | 1 | 5.53 |  | 0.1 | 1.106 | [7 empty] | 0 | 0 | 0 | 0 | 0 | 0
|  | G5 to G7 | 2 | 1 | 5.99 |  | 0.1 | 1.198 | [7 empty] | 0 | 0 | 0 | 0 | 0 | 0
|  | 0 | 0 | 0 | 0 |  | 0 | 0 | [7 empty] | 0 | 0 | 0 | 0 | 0 | 0
[16 empty] | 0 | 0 | 0 | 0 | 0 | 0
[16 empty] | 0 | 0 | 0 | 0 | 0 | 0
[16 empty] | 0 | 0 | 0 | 0 | 0 | 0
[16 empty] | 0 | 0 | 0 | 0 | 0 | 0
|  | Add sundries | [5 empty] | 0.0768 | 370.8232 | [6 empty] | 0 | 0 | 0 | 0 | 0 | 0
[8 empty] | 370.9 | 370.9 | [6 empty] | 0 | 0 | 0 | 0 | 0 | 0
[6 empty] | Say | 370.9 | Rmt | [7 empty] | 0 | 0 | 0 | 0 | 0 | 0
|  | c) For square & rectangular column formwork & small qty such as sunshade , drop formwork | [13 empty] | 0 | 0 | 0 | 0 | 0 | 0
|  | Column raising up to Tie beam | [13 empty] | 0 | 0 | 0 | 0 | 0 | 0
|  | For C1 Round Column Dia 0.3 Radius = 0.15 | 4 | 3.14 | 0.3 |  | 1.88 | 7.0838 | [7 empty] | 0 | 0 | 0 | 0 | 0 | 0
|  | For C2 | 11 | 1 | 1.22 |  | 1.73 | 23.2166 | [7 empty] | 0 | 0 | 0 | 0 | 0 | 0
|  | For C3 | 10 | 1 | 1.36 |  | 1.73 | 23.528 | [7 empty] | 0 | 0 | 0 | 0 | 0 | 0
|  | For C4 | 7 | 1 | 1.5 |  | 1.58 | 16.59 | [7 empty] | 0 | 0 | 0 | 0 | 0 | 0
|  | Column raising Tie Beam to grade beam | [13 empty] | 0 | 0 | 0 | 0 | 0 | 0
|  | For C1 Round Column Dia 0.3 Radius = 0.15 | 4 | 3.14 | 0.3 |  | 1.32 | 4.9738 | [7 empty] | 0 | 0 | 0 | 0 | 0 | 0
|  | For C2 | 11 | 1 | 1.22 |  | 1.32 | 17.7144 | [7 empty] | 0 | 0 | 0 | 0 | 0 | 0
|  | For C3 | 10 | 1 | 1.36 |  | 1.32 | 17.952 | [7 empty] | 0 | 0 | 0 | 0 | 0 | 0
|  | For C4 | 7 | 1 | 1.5 |  | 1.32 | 13.86 | [7 empty] | 0 | 0 | 0 | 0 | 0 | 0
[8 empty] | 0 | [7 empty] | 0 | 0 | 0 | 0 | 0 | 0
|  | Column raising up to basement | [5 empty] | 0 | [7 empty] | 0 | 0 | 0 | 0 | 0 | 0
|  | For C1 Round Column Dia 0.3 Radius = 0.15 | 4 | 3.14 | 0.3 |  | 0.57 | 2.1478 | [7 empty] | 0 | 0 | 0 | 0 | 0 | 0
|  | For C2 | 11 | 1 | 1.22 |  | 0.57 | 7.6494 | [7 empty] | 0 | 0 | 0 | 0 | 0 | 0
|  | For C3 | 10 | 1 | 1.36 |  | 0.57 | 7.752 | [7 empty] | 0 | 0 | 0 | 0 | 0 | 0
|  | For C4 | 7 | 1 | 1.5 |  | 0.57 | 5.985 | [7 empty] | 0 | 0 | 0 | 0 | 0 | 0
[16 empty] | 0 | 0 | 0 | 0 | 0 | 0
|  | Add sundries | [5 empty] | 0.04724 | 148.4528 | [6 empty] | 0 | 0 | 0 | 0 | 0 | 0
[8 empty] | 148.5 | 148.5 | [6 empty] | 0 | 0 | 0 | 0 | 0 | 0
[6 empty] | Say | 148.5 | Rmt | [7 empty] | 0 | 0 | 0 | 0 | 0 | 0
d.Vertical wall |  | #REF! | [13 empty] | 0 | 0 | 0 | 0 | 0 | 0
|  | Column raising up to grade beam | [13 empty] | 0 | 0 | 0 | 0 | 0 | 0
|  | Lift Wall | 1 | 2 | 9.72 |  | 1.8 | 34.992 | [7 empty] | 0 | 0 | 0 | 0 | 0 | 0
[8 empty] | 0.02 | [7 empty] | 0 | 0 | 0 | 0 | 0 | 0
[8 empty] | 35.012 | 0 | [6 empty] | 0 | 0 | 0 | 0 | 0 | 0
[6 empty] | Say | 35.012 | Rmt | [7 empty] | 0 | 0 | 0
[16 empty] | 0 | 0 | 0 | 0 | 0 | 0
[16 empty] | 0 | 0 | 0 | 0 | 0 | 0
| #REF! | [14 empty] | 0 | 0 | 0 | 0 | 0 | 0
| DETAILED ESTIMATE | [14 empty] | 0 | 0 | 0 | 0 | 0 | 0
| ABOVE BASEMENT | [14 empty] | 0 | 0 | 0 | 0 | 0 | 0
| Sl No | Description of work | Nos |  | L in M | B in M | D in m | Contents | [7 empty] | 0 | 0 | 0 | 0 | 0 | 0
Standardised concrete Mix M20 Grade Concrete | 8.1 | #REF! | [13 empty] | 0 | 0 | 0 | 0 | 0 | 0
b. Ground Floor Standardised concrete Mix M20 Grade Concrete |  | #REF! | [13 empty] | 0 | 0 | 0 | 0 | 0 | 0
|  | Column Raising upto roof beam bottom | [13 empty] | 0 | 0 | 0 | 0 | 0 | 0
|  | For C1 Round Column Dia 0.3 Radius = 0.15 | 4 | 3.14 | 0.15 | 0.15 | 2.92 | 0.82519 | For C1 Round Column Dia 0.3 Radius = 0.15 | [6 empty] | 0 | 0 | 0 | 0 | 0 | 0
|  | For C2 | 11 | 1 | 0.23 | 0.38 | 2.92 | 2.8073 | [7 empty] | 0 | 0 | 0 | 0 | 0 | 0
|  | For C3 | 10 | 1 | 0.23 | 0.45 | 2.92 | 3.0222 |  |  | 2.7 |  |  |  |  | 0 | 0 | 0 | 0 | 0 | 0
|  | For C4 | 7 | 1 | 0.3 | 0.45 | 2.92 | 2.7594 |  |  | 2.85 |  |  |  |  | 0 | 0 | 0 | 0 | 0 | 0
|  | 0 | 0 | 0 | 0 | 0 | 0 | 0 | [7 empty] | 0 | 0 | 0 | 0 | 0 | 0
|  | 0 | 0 | 0 | 0 | 0 | 0 | 0 | [7 empty] | 0 | 0 | 0 | 0 | 0 | 0
[8 empty] | 0 | [7 empty] | 0 | 0 | 0 | 0 | 0 | 0
|  | Sill slab for Windows | [5 empty] | 0 | [7 empty] | 0 | 0 | 0 | 0 | 0 | 0
|  | Ground Floor | [13 empty] | 0 | 0 | 0 | 0 | 0 | 0
|  | ENTRANCE LOBBY | [13 empty] | 0 | 0 | 0 | 0 | 0 | 0
|  | MD | 1 | 1 | 2.26 | 0.23 | 0.05 | 0.02599 | [7 empty] | 0 | 0 | 0 | 0 | 0 | 0
|  | MD-1 | 1 | 1 | 2.26 | 0.23 | 0.05 | 0.02599 | [7 empty] | 0 | 0 | 0 | 0 | 0 | 0
|  | LD | 1 | 1 | 1.66 | 0.23 | 0.05 | 0.01909 | [7 empty] | 0 | 0 | 0 | 0 | 0 | 0
|  | SLD | 1 | 1 | 1.46 | 0.23 | 0.05 | 0.01679 | [7 empty] | 0 | 0 | 0 | 0 | 0 | 0
|  | TD | 1 | 1 | 1.21 | 0.23 | 0.05 | 0.013915 | [7 empty] | 0 | 0 | 0 | 0 | 0 | 0
|  | SFW | 1 | 1 | 2.26 | 0.23 | 0.05 | 0.02599 | [7 empty] | 0 | 0 | 0 | 0 | 0 | 0
|  | FW-1 | 1 | 2 | 2.26 | 0.23 | 0.05 | 0.05198 | [7 empty] | 0 | 0 | 0 | 0 | 0 | 0
|  | FW-2 | 1 | 1 | 1.96 | 0.23 | 0.05 | 0.02254 | [7 empty] | 0 | 0 | 0 | 0 | 0 | 0
|  | W1A | 1 | 1 | 1.96 | 0.23 | 0.05 | 0.02254 | [7 empty] | 0 | 0 | 0 | 0 | 0 | 0
|  | W3 | 1 | 1 | 1.46 | 0.23 | 0.05 | 0.01679 | [7 empty] | 0 | 0 | 0 | 0 | 0 | 0
|  | V3 | 1 | 3 | 1.36 | 0.23 | 0.05 | 0.04692 | [7 empty] | 0 | 0 | 0 | 0 | 0 | 0
|  | Main wall all alround in stilt floor | 1 | 1 | 38.875 | 0.23 | 0.1 | 0.89413 | [7 empty] | 0 | 0 | 0 | 0 | 0 | 0
|  | Lift | 0 | 0 | 0 | 0 | 0 | 0 | [7 empty] | 0 | 0 | 0 | 0 | 0 | 0
|  | Cross wall between Toilet and Lift | 1 | 1 | 3.125 | 0.23 | 0.1 | 0.071875 | [7 empty] | 0 | 0 | 0 | 0 | 0 | 0
|  | Lift Front Wall | 1 | 1 | 2.76 | 0.23 | 0.1 | 0.06348 | [7 empty] | 0 | 0 | 0 | 0 | 0 | 0
|  | Lift Side Wall | 1 | 1 | 2.33 | 0.23 | 0.1 | 0.05359 | [7 empty] | 0 | 0 | 0 | 0 | 0 | 0
|  | Front Entrance Verandah Side Wall | 1 | 1 | 1.5 | 0.23 | 0.1 | 0.0345 | [7 empty] | 0 | 0 | 0 | 0 | 0 | 0
|  | Elevation Piller | 1 | 4 | 0.6 | 0.23 | 0.1 | 0.0552 | [7 empty] | 0 | 0 | 0 | 0 | 0 | 0
|  | Deduction for Partition wall Lintel | 0 | 0 | 0 | 0 | 0 | 0 | [7 empty] | 0 | 0 | 0 | 0 | 0 | 0
|  | Cross wall between Toilet / Ph Toilet | 1 | 1 | 1.615 | 0.115 | 0.1 | 0.018573 | [7 empty] | 0 | 0 | 0 | 0 | 0 | 0
|  | Cross wall between Passage/ Ph Toilet | 1 | 1 | 2.215 | 0.115 | 0.1 | 0.025472 | [7 empty] | 0 | 0 | 0 | 0 | 0 | 0
|  | Cross wall between Passage/ Toilet | 1 | 1 | 1.35 | 0.115 | 0.1 | 0.015525 | [7 empty] | 0 | 0 | 0 | 0 | 0 | 0
|  | Wash basin wall | 1 | 1 | 1.2 | 0.115 | 0.1 | 0.0138 | [7 empty] | 0 | 0 | 0 | 0 | 0 | 0
|  | 0 | 0 | 0 | 0 | 0 | 0 | 0 | [7 empty] | 0 | 0 | 0 | 0 | 0 | 0
|  | 0 | 0 | 0 | 0 | 0 | 0 | 0 | [7 empty] | 0 | 0 | 0 | 0 | 0 | 0
[16 empty] | 0 | 0 | 0 | 0 | 0 | 0
[16 empty] | 0 | 0 | 0 | 0 | 0 | 0
[16 empty] | 0 | 0 | 0 | 0 | 0 | 0
|  | sunshade for Window | [5 empty] | 0 | [7 empty] | 0 | 0 | 0 | 0 | 0 | 0
|  | Ground Floor | 0 | 0 | 0 | [10 empty] | 0 | 0 | 0 | 0 | 0 | 0
|  | ENTRANCE LOBBY | 0 | 0 | 0 |  |  | 0 | [7 empty] | 0 | 0 | 0 | 0 | 0 | 0
|  | MD | 1 | 1 | 2.26 | 0.6 | 0.0625 | 0.08475 | [7 empty] | 0 | 0 | 0 | 0 | 0 | 0
|  | MD-1 | 1 | 1 | 2.26 | 0.6 | 0.0625 | 0.08475 | [7 empty] | 0 | 0 | 0 | 0 | 0 | 0
|  | LD | 1 | 1 | 1.66 | 0.6 | 0.0625 | 0.06225 | [7 empty] | 0 | 0 | 0 | 0 | 0 | 0
|  | SLD | 1 | 1 | 1.46 | 0.6 | 0.0625 | 0.05475 | 2.225 |  | 0.125 |  |  |  |  | 0 | 0 | 0 | 0 | 0 | 0
|  | TD | 1 | 1 | 1.21 | 0.6 | 0.0625 | 0.045375 | [7 empty] | 0 | 0 | 0 | 0 | 0 | 0
|  | SFW | 1 | 1 | 2.26 | 0.6 | 0.0625 | 0.08475 | [7 empty] | 0 | 0 | 0 | 0 | 0 | 0
|  | FW-1 | 1 | 2 | 2.26 | 0.6 | 0.0625 | 0.1695 |  |  | 24 |  |  |  |  | 0 | 0 | 0 | 0 | 0 | 0
|  | FW-2 | 1 | 1 | 1.96 | 0.6 | 0.0625 | 0.0735 | [7 empty] | 0 | 0 | 0 | 0 | 0 | 0
[16 empty] | 0 | 0 | 0 | 0 | 0 | 0
[16 empty] | 0 | 0 | 0 | 0 | 0 | 0
|  | Roof beam | [5 empty] | 0 | #REF! | [6 empty] | 0 | 0 | 0 | 0 | 0 | 0
|  | Horizontal beam | [5 empty] | 0 | [7 empty] | 0 | 0 | 0 | 0 | 0 | 0
|  | D1 to F1 & D2 to F2 | 1 | 2 | 3.655 | 0.23 | 0.38 | 0.63889 | [7 empty] | 0 | 0 | 0 | 0 | 0 | 0
|  | A1 to B1 , A5 to B5 , A6 to B6 & A7 to B7 | 1 | 4 | 4.23 | 0.23 | 0.38 | 1.4788 | [7 empty] | 0 | 0 | 0 | 0 | 0 | 0
|  | A8 to H8 | 1 | 1 | 18.575 | 0.23 | 0.38 | 1.6235 | [7 empty] | 0 | 0 | 0 | 0 | 0 | 0
|  | B5 to G5 | 1 | 1 | 10.35 | 0.23 | 0.38 | 0.90459 | [7 empty] | 0 | 0 | 0 | 0 | 0 | 0
|  | B3 to G3 | 1 | 1 | 10.35 | 0.23 | 0.45 | 1.0712 | [7 empty] | 0 | 0 | 0 | 0 | 0 | 0
|  | B7 to G7 | 1 | 1 | 10.35 | 0.23 | 0.6 | 1.4283 | [7 empty] | 0 | 0 | 0 | 0 | 0 | 0
|  | B4 to F4 | 1 | 1 | 6.885 | 0.23 | 0.38 | 0.60175 | [7 empty] | 0 | 0 | 0 | 0 | 0 | 0
|  | OTS Cross Beam | 1 | 1 | 4.23 | 0.23 | 0.38 | 0.3697 | [7 empty] | 0 | 0 | 0 | 0 | 0 | 0
|  | OTS Cross Beam | 1 | 1 | 3.995 | 0.23 | 0.38 | 0.34916 | [7 empty] | 0 | 0 | 0 | 0 | 0 | 0
|  | G3 to H3 , G5 to H5 , G6 to H6 & G7 to H7 | 1 | 4 | 3.995 | 0.23 | 0.38 | 1.3967 | [7 empty] | 0 | 0 | 0 | 0 | 0 | 0
|  | Cross beams | 1 | 1 | 1.735 | 0.23 | 0.38 | 0.15164 | [7 empty] | 0 | 0 | 0 | 0 | 0 | 0
|  | Cross beams | 1 | 1 | 3.765 | 0.23 | 0.38 | 0.32906 | [7 empty] | 0 | 0 | 0 | 0 | 0 | 0
|  | Vertical beam |  |  |  |  | 0 | 0 | [7 empty] | 0 | 0 | 0 | 0 | 0 | 0
|  | A3 To A5 | 1 | 1 | 5.53 | 0.23 | 0.45 | 0.57235 | [7 empty] | 0 | 0 | 0 | 0 | 0 | 0
|  | A5 To A8 | 1 | 1 | 10.12 | 0.23 | 0.38 | 0.88449 | [7 empty] | 0 | 0 | 0 | 0 | 0 | 0
|  | B3 To B8 | 1 | 1 | 15.65 | 0.23 | 0.38 | 1.3678 | [7 empty] | 0 | 0 | 0 | 0 | 0 | 0
|  | Cross beams | 1 | 1 | 4.13 | 0.23 | 0.38 | 0.36096 | [7 empty] | 0 | 0 | 0 | 0 | 0 | 0
|  | Cross beams | 1 | 1 | 4.13 | 0.23 | 0.45 | 0.42745 | [7 empty] | 0 | 0 | 0 | 0 | 0 | 0
|  | C4 to C5 | 1 | 1 | 2.53 | 0.23 | 0.45 | 0.26186 | [7 empty] | 0 | 0 | 0 | 0 | 0 | 0
|  | C5 to C7 & F5 to F7 | 1 | 2 | 5.99 | 0.23 | 0.6 | 1.6532 | [7 empty] | 0 | 0 | 0 | 0 | 0 | 0
|  | F3 to F5 | 1 | 1 | 5.53 | 0.23 | 0.45 | 0.57235 | [7 empty] | 0 | 0 | 0 | 0 | 0 | 0
|  | E7 to E8 | 1 | 1 | 4.13 | 0.23 | 0.38 | 0.36096 | [7 empty] | 0 | 0 | 0 | 0 | 0 | 0
|  | G3 to G7 | 1 | 1 | 11.52 | 0.23 | 0.45 | 1.1923 | [7 empty] | 0 | 0 | 0 | 0 | 0 | 0
|  | G7 to G8 | 1 | 1 | 4.13 | 0.23 | 0.45 | 0.42745 | [7 empty] | 0 | 0 | 0 | 0 | 0 | 0
|  | H3 To H8 | 1 | 1 | 15.65 | 0.23 | 0.45 | 1.6198 | [7 empty] | 0 | 0 | 0 | 0 | 0 | 0
|  | D1 to D3 , F1 to F3 | 1 | 2 | 4.69 | 0.23 | 0.38 | 0.81981 | [7 empty] | 0 | 0 | 0 | 0 | 0 | 0
|  | Cross beams | 1 | 1 | 2.77 | 0.23 | 0.38 | 0.2421 | [7 empty] | 0 | 0 | 0 | 0 | 0 | 0
[8 empty] | 0 | [7 empty] | 0 | 0 | 0 | 0 | 0 | 0
[8 empty] | 0 | [7 empty] | 0 | 0 | 0 | 0 | 0 | 0
[8 empty] | 0 | [7 empty] | 0 | 0 | 0 | 0 | 0 | 0
|  | Roof Slab | [5 empty] | 0 | [7 empty] | 0 | 0 | 0 | 0 | 0 | 0
|  | SI Room Below Roof | 1 | 1 | 4 | 5.1 | 0.125 | 2.55 |  | SI Room | Below Roof |  |  |  |  | 0 | 0 | 0 | 0 | 0 | 0
|  | SI Room Toilet Below Roof | 1 | 1 | 4 | 1.5 | 0.125 | 0.75 |  | SI Room Toilet | Below Roof |  |  |  |  | 0 | 0 | 0 | 0 | 0 | 0
|  | Lock up Women Below Roof | 1 | 1 | 4 | 2.5 | 0.125 | 1.25 |  | Lock up Women | Below Roof |  |  |  |  | 0 | 0 | 0 | 0 | 0 | 0
|  | CD Files/Store Below Roof | 1 | 1 | 4 | 3.9 | 0.125 | 1.95 |  | CD Files/Store | Below Roof |  |  |  |  | 0 | 0 | 0 | 0 | 0 | 0
|  | Toilet Below Roof | 1 | 1 | 1.5 | 3.9 | 0.125 | 0.73125 |  | Toilet | Below Roof |  |  |  |  | 0 | 0 | 0 | 0 | 0 | 0
|  | Computer / CCTNS Below Roof | 1 | 1 | 3.695 | 3.9 | 0.125 | 1.8013 |  | Computer / CCTNS | Below Roof |  |  |  |  | 0 | 0 | 0 | 0 | 0 | 0
|  | Station Writer Below Roof | 1 | 1 | 2.5 | 3.9 | 0.125 | 1.2188 |  | Station Writer | Below Roof |  |  |  |  | 0 | 0 | 0 | 0 | 0 | 0
|  | Arms Ammunication Below Roof | 1 | 1 | 1.735 | 2.32 | 0.125 | 0.50315 |  | Arms Ammunication | Below Roof |  |  |  |  | 0 | 0 | 0 | 0 | 0 | 0
|  | Arms Ammunication Below Roof | 1 | 1 | 1.735 | 1.35 | 0.125 | 0.29278 |  | Arms Ammunication | Below Roof |  |  |  |  | 0 | 0 | 0 | 0 | 0 | 0
|  | Property Record Below Roof | 1 | 1 | 3.765 | 2.435 | 0.125 | 1.146 |  | Property Record | Below Roof |  |  |  |  | 0 | 0 | 0 | 0 | 0 | 0
|  | Toilet Below Roof | 1 | 1 | 3.765 | 1.235 | 0.125 | 0.58122 |  | Toilet | Below Roof |  |  |  |  | 0 | 0 | 0 | 0 | 0 | 0
|  | Lock up Men Below Roof | 1 | 1 | 4 | 2.55 | 0.125 | 1.275 |  | Lock up Men | Below Roof |  |  |  |  | 0 | 0 | 0 | 0 | 0 | 0
|  | INS Room Below Roof | 1 | 1 | 4 | 5.1 | 0.125 | 2.55 |  | INS Room | Below Roof |  |  |  |  | 0 | 0 | 0 | 0 | 0 | 0
|  | INS Room Toilet Below Roof | 1 | 1 | 4 | 1.5 | 0.125 | 0.75 |  | INS Room Toilet | Below Roof |  |  |  |  | 0 | 0 | 0 | 0 | 0 | 0
|  | Writer Below Roof | 1 | 1 | 3 | 5.3 | 0.125 | 1.9875 |  | Writer | Below Roof |  |  |  |  | 0 | 0 | 0 | 0 | 0 | 0
|  | Stair Case Lobby-1 Below Roof | 1 | 1 | 2.525 | 2.77 | 0.125 | 0.87428 |  | Stair Case Lobby-1 | Below Roof |  |  |  |  | 0 | 0 | 0 | 0 | 0 | 0
|  | Stair Case Lobby-1 Below Roof | 1 | 1 | 4.325 | 2.3 | 0.125 | 1.2434 |  | Stair Case Lobby-1 | Below Roof |  |  |  |  | 0 | 0 | 0 | 0 | 0 | 0
|  | Hall Below Roof | 1 | 1 | 2.1 | 5.76 | 0.125 | 1.512 |  | Hall | Below Roof |  |  |  |  | 0 | 0 | 0 | 0 | 0 | 0
|  | Hall Below Roof | 1 | 1 | 4.325 | 5.76 | 0.125 | 3.114 |  | Hall | Below Roof |  |  |  |  | 0 | 0 | 0 | 0 | 0 | 0
|  | Hall Below Roof | 1 | 1 | 3 | 5.76 | 0.125 | 2.16 |  | Hall | Below Roof |  |  |  |  | 0 | 0 | 0 | 0 | 0 | 0
|  | Portico | 1 | 1 | 3.425 | 3.635 | 0.125 | 1.5562 | [7 empty] | 0 | 0 | 0 | 0 | 0 | 0
|  | Portico | 1 | 1 | 3.425 | 0.71 | 0.125 | 0.30397 | [7 empty] | 0 | 0 | 0 | 0 | 0 | 0
|  | Staircase | [13 empty] | 0 | 0 | 0 | 0 | 0 | 0
|  | Waist slab-1 | 1 | 1 | 3.6 | 1.2 | 0.15 | 0.648 |  | 1.5714 | [5 empty] | 0 | 0 | 0 | 0 | 0 | 0
|  | Landing slab | 1 | 1 | 3.23 | 1.2 | 0.15 | 0.5814 | [7 empty] | 0 | 0 | 0 | 0 | 0 | 0
|  | Waist slab-2 | 1 | 1 | 3.4 | 1.2 | 0.15 | 0.612 | [7 empty] | 0 | 0 | 0 | 0 | 0 | 0
|  | Staircase steps | 0.5 | 21 | 1.2 | 0.3 | 0.157 | 0.59346 | [7 empty] | 0 | 0 | 0 | 0 | 0 | 0
|  | Add sundries | [5 empty] | 0.049721 | 65.2503 | [6 empty] | 0 | 0 | 0 | 0 | 0 | 0
[8 empty] | 65.3 | 65.3 | [6 empty] | 0 | 0 | 0 | 0 | 0 | 0
[6 empty] | Say | 65.3 | Cum |  |  |  | b. Ground Floor Standardised concrete Mix M20 Grade Concrete | 0 | 65.3 | Cum | 0 | 0 | 0 | 0 | 0 | 65.3
c. In First Floor Standardised concrete Mix M20 Grade Concrete |  | #REF! | [13 empty] | 0 | 0 | 0 | 0 | 0 | 0
[16 empty] | 0 | 0 | 0 | 0 | 0 | 0
|  | Column Raising upto roof beam bottom | [13 empty] | 0 | 0 | 0 | 0 | 0 | 0
|  | For C1 Round Column Dia 0.3 Radius = 0.15 | 4 | 3.14 | 0.15 | 0.15 | 1.2 | 0.33912 | #REF! | [6 empty] | 0 | 0 | 0 | 0 | 0 | 0
|  | For C2 | 11 | 1 | 0.23 | 0.38 | 2.92 | 2.8073 | #REF! | [6 empty] | 0 | 0 | 0 | 0 | 0 | 0
|  | For C3 | 10 | 1 | 0.23 | 0.45 | 2.92 | 3.0222 | #REF! |  | 2.7 |  |  |  |  | 0 | 0 | 0 | 0 | 0 | 0
|  | For C4 | 7 | 1 | 0.3 | 0.45 | 2.92 | 2.7594 | #REF! |  | 2.85 |  |  |  |  | 0 | 0 | 0 | 0 | 0 | 0
|  | 0 | 0 | 0 | 0 | 0 | 0 | 0 | #REF! | [6 empty] | 0 | 0 | 0 | 0 | 0 | 0
[8 empty] | 0 | [7 empty] | 0 | 0 | 0 | 0 | 0 | 0
|  | Sill slab Window | [13 empty] | 0 | 0 | 0 | 0 | 0 | 0
|  | FW | 1 | 2 | 1.273 | 0.23 | 0.05 | 0.029279 | [7 empty] | 0 | 0 | 0 | 0 | 0 | 0
|  | FW-3 | 1 | 1 | 2.46 | 0.23 | 0.05 | 0.02829 | [7 empty] | 0 | 0 | 0 | 0 | 0 | 0
|  | FW-4 | 1 | 2 | 1.66 | 0.23 | 0.05 | 0.03818 | [7 empty] | 0 | 0 | 0 | 0 | 0 | 0
|  | SW | 1 | 1 | 2.26 | 0.23 | 0.05 | 0.02599 | [7 empty] | 0 | 0 | 0 | 0 | 0 | 0
|  | W | 1 | 1 | 2.26 | 0.23 | 0.05 | 0.02599 | [7 empty] | 0 | 0 | 0 | 0 | 0 | 0
|  | W1 | 1 | 1 | 1.96 | 0.23 | 0.05 | 0.02254 | [7 empty] | 0 | 0 | 0 | 0 | 0 | 0
|  | W2 | 1 | 10 | 1.66 | 0.23 | 0.05 | 0.1909 | [7 empty] | 0 | 0 | 0 | 0 | 0 | 0
|  | W3 | 1 | 4 | 1.46 | 0.23 | 0.05 | 0.06716 | [7 empty] | 0 | 0 | 0 | 0 | 0 | 0
|  | V | 1 | 2 | 1.46 | 0.23 | 0.05 | 0.03358 | [7 empty] | 0 | 0 | 0 | 0 | 0 | 0
|  | V1 | 1 | 2 | 1.06 | 0.23 | 0.05 | 0.02438 | [7 empty] | 0 | 0 | 0 | 0 | 0 | 0
|  | V3 | 1 | 4 | 1.36 | 0.23 | 0.05 | 0.06256 | [7 empty] | 0 | 0 | 0 | 0 | 0 | 0
[16 empty] | 0 | 0 | 0 | 0 | 0 | 0
[16 empty] | 0 | 0 | 0 | 0 | 0 | 0
|  | Lintel Concrete | [5 empty] | 0 | [7 empty] | 0 | 0 | 0 | 0 | 0 | 0
|  | Main wall all alround | 1 | 1 | 86.29 | 0.23 | 0.1 | 1.9847 | [7 empty] | 0 | 0 | 0 | 0 | 0 | 0
|  | Lift Front Wall | 1 | 1 | 2.535 | 0.23 | 0.1 | 0.058305 | [7 empty] | 0 | 0 | 0 | 0 | 0 | 0
|  | Lift Side Wall | 1 | 1 | 2.33 | 0.23 | 0.1 | 0.05359 | [7 empty] | 0 | 0 | 0 | 0 | 0 | 0
|  | Cross wall between Stair case lobby / Hall | 1 | 1 | 7.115 | 0.23 | 0.1 | 0.16365 | [7 empty] | 0 | 0 | 0 | 0 | 0 | 0
|  | SI Room | 0 | 0 | 0 | 0 | 0 | 0 | [7 empty] | 0 | 0 | 0 | 0 | 0 | 0
|  | Cross wall between SI Room / Toilet /Hall | 1 | 1 | 4 | 0.23 | 0.1 | 0.092 | [7 empty] | 0 | 0 | 0 | 0 | 0 | 0
|  | D/F Toilet Open | -1 | 1 | 1 | 0.23 | 0.1 | -0.023 | [7 empty] | 0 | 0 | 0 | 0 | 0 | 0
|  | Piller | 1 | 1 | 0.23 | 0.23 | 0.1 | 0.00529 | [7 empty] | 0 | 0 | 0 | 0 | 0 | 0
|  | Cross wall between SI Room / Lift Stair | 1 | 1 | 5.53 | 0.23 | 0.1 | 0.12719 | [7 empty] | 0 | 0 | 0 | 0 | 0 | 0
|  | Writer | 0 | 0 | 0 | 0 | 0 | 0 | [7 empty] | 0 | 0 | 0 | 0 | 0 | 0
|  | Cross wall between Writer / Stair case lobby | 1 | 1 | 5.53 | 0.23 | 0.1 | 0.12719 | [7 empty] | 0 | 0 | 0 | 0 | 0 | 0
|  | Cross wall between Writer / Hall | 1 | 1 | 3.455 | 0.23 | 0.1 | 0.079465 | [7 empty] | 0 | 0 | 0 | 0 | 0 | 0
|  | C/B Piller | 1 | 1 | 0.715 | 0.23 | 0.1 | 0.016445 | [7 empty] | 0 | 0 | 0 | 0 | 0 | 0
|  | Ins L&O | 0 | 0 | 0 | 0 | 0 | 0 | [7 empty] | 0 | 0 | 0 | 0 | 0 | 0
|  | Cross wall between Ins L&O / Hall , Toilet | 1 | 1 | 4 | 0.23 | 0.1 | 0.092 | [7 empty] | 0 | 0 | 0 | 0 | 0 | 0
[16 empty] | 0 | 0 | 0 | 0 | 0 | 0
|  | Cross wall between Ins L&O / Hall , Toilet Piller | 1 | 1 | 0.43 | 0.23 | 0.1 | 0.00989 | [7 empty] | 0 | 0 | 0 | 0 | 0 | 0
|  | Lock up women | 0 | 0 | 0 | 0 | 0 | 0 | [7 empty] | 0 | 0 | 0 | 0 | 0 | 0
|  | Cross wall between Lock up women / Hall | 1 | 1 | 2.73 | 0.23 | 0.1 | 0.06279 | [7 empty] | 0 | 0 | 0 | 0 | 0 | 0
|  | Cross wall between Lock up women / CD File / Store | 1 | 1 | 5.845 | 0.23 | 0.1 | 0.13443 | [7 empty] | 0 | 0 | 0 | 0 | 0 | 0
[16 empty] | 0 | 0 | 0 | 0 | 0 | 0
|  | Lock up men | 0 | 0 | 0 | 0 | 0.1 | 0 | [7 empty] | 0 | 0 | 0 | 0 | 0 | 0
|  | Cross wall between Lock up men / Hall | 1 | 1 | 2.96 | 0.23 | 0.1 | 0.06808 | [7 empty] | 0 | 0 | 0 | 0 | 0 | 0
|  | Cross wall between Lock up men / Toilet | 1 | 1 | 5.845 | 0.23 | 0.1 | 0.13443 | [7 empty] | 0 | 0 | 0 | 0 | 0 | 0
[16 empty] | 0 | 0 | 0 | 0 | 0 | 0
|  | CD File / Store | 0 | 0 | 0 | 0 |  | 0 | [7 empty] | 0 | 0 | 0 | 0 | 0 | 0
|  | Cross wall between CD File / Store and Toilet | 1 | 1 | 1.685 | 0.23 | 0.1 | 0.038755 | [7 empty] | 0 | 0 | 0 | 0 | 0 | 0
|  | Cross wall between CD File / CCTN | 1 | 1 | 1.2 | 0.23 | 0.1 | 0.0276 | [7 empty] | 0 | 0 | 0 | 0 | 0 | 0
|  | Computer CCTN | 0 | 0 | 0 | 0 | 0 | 0 | [7 empty] | 0 | 0 | 0 | 0 | 0 | 0
|  | Cross wall between Computer CCTN /Hall | 1 | 1 | 3.925 | 0.23 | 0.1 | 0.090275 | [7 empty] | 0 | 0 | 0 | 0 | 0 | 0
|  | Station Writer | 0 | 0 | 0 | 0 | 0 | 0 | [7 empty] | 0 | 0 | 0 | 0 | 0 | 0
|  | Cross wall between Station Writer / Arm | 1 | 1 | 4.13 | 0.23 | 0.1 | 0.09499 | [7 empty] | 0 | 0 | 0 | 0 | 0 | 0
|  | Cross wall between Station Writer / Hall | 1 | 1 | 2.55 | 0.23 | 0.1 | 0.05865 | [7 empty] | 0 | 0 | 0 | 0 | 0 | 0
|  | Cross wall between Station Writer / Hall Loft above | 1 | 1 | 2.55 | 0.23 | 0.1 | 0.05865 | [7 empty] | 0 | 0 | 0 | 0 | 0 | 0
|  | Arm Ammunition | 0 | 0 | 0 | 0 | 0 | 0 | [7 empty] | 0 | 0 | 0 | 0 | 0 | 0
|  | Cross wall between Hall/ Arm | 1 | 1 | 1.965 | 0.23 | 0.1 | 0.045195 | [7 empty] | 0 | 0 | 0 | 0 | 0 | 0
|  | Cross wall between Record / Arm | 1 | 1 | 2.55 | 0.23 | 0.1 | 0.05865 | [7 empty] | 0 | 0 | 0 | 0 | 0 | 0
|  | Record | 0 | 0 | 0 | 0 | 0.1 | 0 | [7 empty] | 0 | 0 | 0 | 0 | 0 | 0
|  | Cross wall between Record / Toilet | 1 | 1 | 3.88 | 0.23 | 0.1 | 0.08924 | [7 empty] | 0 | 0 | 0 | 0 | 0 | 0
|  | Elevation Piller | 1 | 4 | 0.6 | 0.23 | 0.1 | 0.0552 | [7 empty] | 0 | 0 | 0 | 0 | 0 | 0
|  | Partition wall Lintel | 0 | 0 | 0 | 0 | 0 | 0 | [7 empty] | 0 | 0 | 0 | 0 | 0 | 0
|  | SI Room | 0 | 0 | 0 | 0 | 0 | 0 | [7 empty] | 0 | 0 | 0 | 0 | 0 | 0
|  | C/B Wall | 1 | 1 | 0.6 | 0.115 | 0.1 | 0.0069 | [7 empty] | 0 | 0 | 0 | 0 | 0 | 0
|  | Cross wall between Toilet / Passage | 1 | 1 | 1.5 | 0.115 | 0.1 | 0.01725 | [7 empty] | 0 | 0 | 0 | 0 | 0 | 0
|  | Cross wall between Hall / Passage | 1 | 1 | 1.5 | 0.115 | 0.1 | 0.01725 | [7 empty] | 0 | 0 | 0 | 0 | 0 | 0
|  | Writer | 0 | 0 | 0 | 0 | 0 | 0 | [7 empty] | 0 | 0 | 0 | 0 | 0 | 0
|  | C/B Wall | 1 | 1 | 0.6 | 0.115 | 0.1 | 0.0069 | [7 empty] | 0 | 0 | 0 | 0 | 0 | 0
|  | Cross wall between Writer / Ins L &O | 1 | 1 | 1.8 | 0.115 | 0.1 | 0.0207 | [7 empty] | 0 | 0 | 0 | 0 | 0 | 0
|  | Cross wall between Writer / Ins L &O | 1 | 1 | 3.276 | 0.115 | 0.1 | 0.037674 | [7 empty] | 0 | 0 | 0 | 0 | 0 | 0
|  | Ins L & O | 0 | 0 | 0 |  | 0 | 0 | [7 empty] | 0 | 0 | 0 | 0 | 0 | 0
|  | C/B Wall | 1 | 1 | 0.6 | 0.115 | 0.1 | 0.0069 | [7 empty] | 0 | 0 | 0 | 0 | 0 | 0
|  | Cross wall between Toilet / Passage | 1 | 1 | 1.5 | 0.115 | 0.1 | 0.01725 | [7 empty] | 0 | 0 | 0 | 0 | 0 | 0
|  | Cross wall between Hall / Passage | 1 | 1 | 1.5 | 0.115 | 0.1 | 0.01725 | [7 empty] | 0 | 0 | 0 | 0 | 0 | 0
|  | CD File / Store | 0 | 0 | 0 |  | 0 | 0 | [7 empty] | 0 | 0 | 0 | 0 | 0 | 0
|  | C/B Wall | 1 | 1 | 0.6 | 0.115 | 0.1 | 0.0069 | [7 empty] | 0 | 0 | 0 | 0 | 0 | 0
|  | Cross wall between Toilet / CD File / Store | 1 | 1 | 1.1 | 0.115 | 0.1 | 0.01265 | [7 empty] | 0 | 0 | 0 | 0 | 0 | 0
|  | Cross wall between Toilet / Passage | 1 | 1 | 1.5 | 0.115 | 0.1 | 0.01725 | [7 empty] | 0 | 0 | 0 | 0 | 0 | 0
|  | Cross wall between Halll / Passage | 1 | 1 | 0.6 | 0.115 | 0.1 | 0.0069 | [7 empty] | 0 | 0 | 0 | 0 | 0 | 0
|  | Computer CCTNS | 0 | 0 | 0 |  | 0 | 0 | [7 empty] | 0 | 0 | 0 | 0 | 0 | 0
|  | C/B Wall | 1 | 1 | 0.6 | 0.115 | 0.1 | 0.0069 | [7 empty] | 0 | 0 | 0 | 0 | 0 | 0
|  | Cross wall between Toilet / Computer CCTNS | 1 | 1 | 2.93 | 0.115 | 0.1 | 0.033695 | [7 empty] | 0 | 0 | 0 | 0 | 0 | 0
|  | Cross wall between Toilet / Passage | 1 | 1 | 3.9 | 0.115 | 0.1 | 0.04485 | [7 empty] | 0 | 0 | 0 | 0 | 0 | 0
|  | Station Writer | 0 | 0 | 0 |  | 0 | 0 | [7 empty] | 0 | 0 | 0 | 0 | 0 | 0
|  | Cross wall between Station Writer / Hall | 1 | 1 | 2.5 | 0.115 | 0.1 | 0.02875 | [7 empty] | 0 | 0 | 0 | 0 | 0 | 0
|  | Cross wall between Toilet / Passage | 1 | 1 | 3.9 | 0.115 | 0.1 | 0.04485 | [7 empty] | 0 | 0 | 0 | 0 | 0 | 0
|  | Property / Record | 0 | 0 | 0 |  | 0 | 0 | [7 empty] | 0 | 0 | 0 | 0 | 0 | 0
|  | Cross wall between SProperty Record / Hall | 1 | 1 | 1 | 0.115 | 0.1 | 0.0115 | [7 empty] | 0 | 0 | 0 | 0 | 0 | 0
|  | C/B Wall | 1 | 1 | 0.6 | 0.115 | 0.1 | 0.0069 | [7 empty] | 0 | 0 | 0 | 0 | 0 | 0
|  | Toilet wall | 1 | 1 | 1.235 | 0.115 | 0.1 | 0.014203 | [7 empty] | 0 | 0 | 0 | 0 | 0 | 0
|  | Sunshade | [5 empty] | 0 | [7 empty] | 0 | 0 | 0 | 0 | 0 | 0
|  | FW | 1 | 2 | 1.273 | 0.6 | 0.0625 | 0.095475 | [7 empty] | 0 | 0 | 0 | 0 | 0 | 0
|  | FW-3 | 1 | 1 | 2.46 | 0.6 | 0.0625 | 0.09225 | [7 empty] | 0 | 0 | 0 | 0 | 0 | 0
|  | FW-4 | 1 | 2 | 1.66 | 0.6 | 0.0625 | 0.1245 | [7 empty] | 0 | 0 | 0 | 0 | 0 | 0
|  | SW | 1 | 1 | 2.26 | 0.6 | 0.0625 | 0.08475 | [7 empty] | 0 | 0 | 0 | 0 | 0 | 0
|  | W | 1 | 1 | 2.26 | 0.6 | 0.0625 | 0.08475 | [7 empty] | 0 | 0 | 0 | 0 | 0 | 0
|  | W1 | 1 | 1 | 1.96 | 0.6 | 0.0625 | 0.0735 | [7 empty] | 0 | 0 | 0 | 0 | 0 | 0
|  | W2 | 1 | 10 | 1.66 | 0.6 | 0.0625 | 0.6225 | [7 empty] | 0 | 0 | 0 | 0 | 0 | 0
|  | W3 | 1 | 4 | 1.46 | 0.6 | 0.0625 | 0.219 | [7 empty] | 0 | 0 | 0 | 0 | 0 | 0
|  | V | 1 | 2 | 1.46 | 0.6 | 0.0625 | 0.1095 | [7 empty] | 0 | 0 | 0 | 0 | 0 | 0
|  | V1 | 1 | 2 | 1.06 | 0.6 | 0.0625 | 0.0795 | [7 empty] | 0 | 0 | 0 | 0 | 0 | 0
|  | V3 | 1 | 4 | 1.36 | 0.6 | 0.0625 | 0.204 | [7 empty] | 0 | 0 | 0 | 0 | 0 | 0
|  | Staircase | [5 empty] | 0 | [7 empty] | 0 | 0 | 0 | 0 | 0 | 0
|  | Waist slab-3 | 1 | 1 | 3.75 | 1.2 | 0.15 | 0.675 | [7 empty] | 0 | 0 | 0 | 0 | 0 | 0
|  | Landing slab | 1 | 1 | 3.23 | 1.2 | 0.15 | 0.5814 | [7 empty] | 0 | 0 | 0 | 0 | 0 | 0
|  | Waist slab-4 | 1 | 1 | 3.4 | 1.2 | 0.15 | 0.612 | [7 empty] | 0 | 0 | 0 | 0 | 0 | 0
|  | Staircase steps | 0.5 | 21 | 1.2 | 0.3 | 0.157 | 0.59346 | [7 empty] | 0 | 0 | 0 | 0 | 0 | 0
[8 empty] | 0 | #REF! | [6 empty] | 0 | 0 | 0 | 0 | 0 | 0
|  | Roof beam | [5 empty] | 0 | [7 empty] | 0 | 0 | 0 | 0 | 0 | 0
|  | Horizontal beam | [5 empty] | 0 | [7 empty] | 0 | 0 | 0 | 0 | 0 | 0
|  | A1 to B1 , A5 to B5 , A6 to B6 & A7 to B7 | 1 | 4 | 4.23 | 0.23 | 0.38 | 1.4788 | [7 empty] | 0 | 0 | 0 | 0 | 0 | 0
|  | A8 to H8 | 1 | 1 | 18.575 | 0.23 | 0.38 | 1.6235 | [7 empty] | 0 | 0 | 0 | 0 | 0 | 0
|  | B5 to G5 | 1 | 1 | 10.35 | 0.23 | 0.38 | 0.90459 | [7 empty] | 0 | 0 | 0 | 0 | 0 | 0
|  | B3 to G3 | 1 | 1 | 10.35 | 0.23 | 0.45 | 1.0712 | [7 empty] | 0 | 0 | 0 | 0 | 0 | 0
|  | B7 to G7 | 1 | 1 | 10.35 | 0.23 | 0.6 | 1.4283 | [7 empty] | 0 | 0 | 0 | 0 | 0 | 0
|  | B4 to F4 | 1 | 1 | 6.885 | 0.23 | 0.38 | 0.60175 | [7 empty] | 0 | 0 | 0 | 0 | 0 | 0
|  | OTS Cross Beam | 1 | 1 | 4.23 | 0.23 | 0.38 | 0.3697 | [7 empty] | 0 | 0 | 0 | 0 | 0 | 0
|  | OTS Cross Beam | 1 | 1 | 3.995 | 0.23 | 0.38 | 0.34916 | [7 empty] | 0 | 0 | 0 | 0 | 0 | 0
|  | G3 to H3 , G5 to H5 , G6 to H6 & G7 to H7 | 1 | 4 | 3.995 | 0.23 | 0.38 | 1.3967 | [7 empty] | 0 | 0 | 0 | 0 | 0 | 0
|  | Cross beams | 1 | 1 | 1.735 | 0.23 | 0.38 | 0.15164 | [7 empty] | 0 | 0 | 0 | 0 | 0 | 0
|  | Cross beams | 1 | 1 | 3.765 | 0.23 | 0.38 | 0.32906 | [7 empty] | 0 | 0 | 0 | 0 | 0 | 0
|  | Vertical beam |  |  |  |  | 0 | 0 | [7 empty] | 0 | 0 | 0 | 0 | 0 | 0
|  | A3 To A5 | 1 | 1 | 5.53 | 0.23 | 0.45 | 0.57235 | [7 empty] | 0 | 0 | 0 | 0 | 0 | 0
|  | A5 To A8 | 1 | 1 | 10.12 | 0.23 | 0.38 | 0.88449 | [7 empty] | 0 | 0 | 0 | 0 | 0 | 0
|  | B3 To B8 | 1 | 1 | 15.65 | 0.23 | 0.38 | 1.3678 | [7 empty] | 0 | 0 | 0 | 0 | 0 | 0
|  | Cross beams | 1 | 1 | 4.13 | 0.23 | 0.38 | 0.36096 | [7 empty] | 0 | 0 | 0 | 0 | 0 | 0
|  | Cross beams | 1 | 1 | 4.13 | 0.23 | 0.45 | 0.42745 | [7 empty] | 0 | 0 | 0 | 0 | 0 | 0
|  | C4 to C5 | 1 | 1 | 2.53 | 0.23 | 0.45 | 0.26186 | [7 empty] | 0 | 0 | 0 | 0 | 0 | 0
|  | C5 to C7 & F5 to F7 | 1 | 2 | 5.99 | 0.23 | 0.6 | 1.6532 | [7 empty] | 0 | 0 | 0 | 0 | 0 | 0
|  | F3 to F5 | 1 | 1 | 5.53 | 0.23 | 0.45 | 0.57235 | [7 empty] | 0 | 0 | 0 | 0 | 0 | 0
|  | E7 to E8 | 1 | 1 | 4.13 | 0.23 | 0.38 | 0.36096 | [7 empty] | 0 | 0 | 0 | 0 | 0 | 0
|  | G3 to G7 | 1 | 1 | 11.52 | 0.23 | 0.45 | 1.1923 | [7 empty] | 0 | 0 | 0 | 0 | 0 | 0
|  | G7 to G8 | 1 | 1 | 4.13 | 0.23 | 0.45 | 0.42745 | [7 empty] | 0 | 0 | 0 | 0 | 0 | 0
|  | H3 To H8 | 1 | 1 | 15.65 | 0.23 | 0.45 | 1.6198 | [7 empty] | 0 | 0 | 0 | 0 | 0 | 0
|  | Cross beams | 1 | 1 | 2.77 | 0.23 | 0.38 | 0.2421 | [7 empty] | 0 | 0 | 0 | 0 | 0 | 0
[16 empty] | 0 | 0 | 0 | 0 | 0 | 0
[8 empty] | 0 | [7 empty] | 0 | 0 | 0 | 0 | 0 | 0
|  | Roof Slab | [5 empty] | 0 | [7 empty] | 0 | 0 | 0 | 0 | 0 | 0
|  | SI Room Below Roof | 1 | 1 | 4 | 5.1 | 0.125 | 2.55 |  | SI Room | Below Roof |  |  |  |  | 0 | 0 | 0 | 0 | 0 | 0
|  | SI Room Toilet Below Roof | 1 | 1 | 4 | 1.5 | 0.125 | 0.75 |  | SI Room Toilet | Below Roof |  |  |  |  | 0 | 0 | 0 | 0 | 0 | 0
|  | Lock up Women Below Roof | 1 | 1 | 4 | 2.5 | 0.125 | 1.25 |  | Lock up Women | Below Roof |  |  |  |  | 0 | 0 | 0 | 0 | 0 | 0
|  | CD Files/Store Below Roof | 1 | 1 | 4 | 3.9 | 0.125 | 1.95 |  | CD Files/Store | Below Roof |  |  |  |  | 0 | 0 | 0 | 0 | 0 | 0
|  | Toilet Below Roof | 1 | 1 | 1.5 | 3.9 | 0.125 | 0.73125 |  | Toilet | Below Roof |  |  |  |  | 0 | 0 | 0 | 0 | 0 | 0
|  | Computer / CCTNS Below Roof | 1 | 1 | 3.695 | 3.9 | 0.125 | 1.8013 |  | Computer / CCTNS | Below Roof |  |  |  |  | 0 | 0 | 0 | 0 | 0 | 0
|  | Station Writer Below Roof | 1 | 1 | 2.5 | 3.9 | 0.125 | 1.2188 |  | Station Writer | Below Roof |  |  |  |  | 0 | 0 | 0 | 0 | 0 | 0
|  | Arms Ammunication Below Roof | 1 | 1 | 1.735 | 2.32 | 0.125 | 0.50315 |  | Arms Ammunication | Below Roof |  |  |  |  | 0 | 0 | 0 | 0 | 0 | 0
|  | Arms Ammunication Below Roof | 1 | 1 | 1.735 | 1.35 | 0.125 | 0.29278 |  | Arms Ammunication | Below Roof |  |  |  |  | 0 | 0 | 0 | 0 | 0 | 0
|  | Property Record Below Roof | 1 | 1 | 3.765 | 2.435 | 0.125 | 1.146 |  | Property Record | Below Roof |  |  |  |  | 0 | 0 | 0 | 0 | 0 | 0
|  | Toilet Below Roof | 1 | 1 | 3.765 | 1.235 | 0.125 | 0.58122 |  | Toilet | Below Roof |  |  |  |  | 0 | 0 | 0 | 0 | 0 | 0
|  | Lock up Men Below Roof | 1 | 1 | 4 | 2.55 | 0.125 | 1.275 |  | Lock up Men | Below Roof |  |  |  |  | 0 | 0 | 0 | 0 | 0 | 0
|  | INS Room Below Roof | 1 | 1 | 4 | 5.1 | 0.125 | 2.55 |  | INS Room | Below Roof |  |  |  |  | 0 | 0 | 0 | 0 | 0 | 0
|  | INS Room Toilet Below Roof | 1 | 1 | 4 | 1.5 | 0.125 | 0.75 |  | INS Room Toilet | Below Roof |  |  |  |  | 0 | 0 | 0 | 0 | 0 | 0
|  | Writer Below Roof | 1 | 1 | 3 | 5.3 | 0.125 | 1.9875 |  | Writer | Below Roof |  |  |  |  | 0 | 0 | 0 | 0 | 0 | 0
|  | Stair Case Lobby-1 Below Roof | 1 | 1 | 2.525 | 2.77 | 0.125 | 0.87428 |  | Stair Case Lobby-1 | Below Roof |  |  |  |  | 0 | 0 | 0 | 0 | 0 | 0
|  | Stair Case Lobby-1 Below Roof | 1 | 1 | 4.325 | 2.3 | 0.125 | 1.2434 |  | Stair Case Lobby-1 | Below Roof |  |  |  |  | 0 | 0 | 0 | 0 | 0 | 0
|  | Hall | 1 | 1 | 2.1 | 5.76 | 0.125 | 1.512 | [7 empty] | 0 | 0 | 0 | 0 | 0 | 0
|  | Hall | 1 | 1 | 4.325 | 5.76 | 0.125 | 3.114 | [7 empty] | 0 | 0 | 0 | 0 | 0 | 0
|  | Hall | 1 | 1 | 3 | 5.76 | 0.125 | 2.16 | [7 empty] | 0 | 0 | 0 | 0 | 0 | 0
[16 empty] | 0 | 0 | 0 | 0 | 0 | 0
|  | Add sundries | [5 empty] | 0.096381 | 65.8036 | [6 empty] | 0 | 0 | 0 | 0 | 0 | 0
[8 empty] | 65.9 | 65.9 | [6 empty] | 0 | 0 | 0 | 0 | 0 | 0
[6 empty] | Say | 65.9 | Cum |  |  |  | c. In First Floor Standardised concrete Mix M20 Grade Concrete | 0 | 65.9 | Cum | 0 | 0 | 0 | 0 | 0 | 65.9
d. In Second Floor Standardised concrete Mix M20 Grade Concrete |  | #REF! | [13 empty] | 0 | 0 | 0 | 0 | 0 | 0
|  | Column raising up to Roof in SF | [13 empty] | 0 | 0 | 0 | 0 | 0 | 0
|  | 0 | 0 | 0 | 0 | 0 | 0 | 0 | [7 empty] | 0 | 0 | 0 | 0 | 0 | 0
|  | For C2 | 11 | 1 | 0.23 | 0.38 | 2.92 | 2.8073 | [7 empty] | 0 | 0 | 0 | 0 | 0 | 0
|  | For C3 | 10 | 1 | 0.23 | 0.45 | 2.92 | 3.0222 | [7 empty] | 0 | 0 | 0 | 0 | 0 | 0
|  | For C4 | 7 | 1 | 0.3 | 0.45 | 2.92 | 2.7594 | [7 empty] | 0 | 0 | 0 | 0 | 0 | 0
|  | 0 | 0 | 0 | 0 | 0 | 0 | 0 | [7 empty] | 0 | 0 | 0 | 0 | 0 | 0
|  | 0 | 0 | 0 | 0 | 0 | 0 | 0 | [7 empty] | 0 | 0 | 0 | 0 | 0 | 0
[16 empty] | 0 | 0 | 0 | 0 | 0 | 0
[8 empty] | 0 | [7 empty] | 0 | 0 | 0 | 0 | 0 | 0
|  | Sill slab Window | [5 empty] | 0 | [7 empty] | 0 | 0 | 0 | 0 | 0 | 0
|  | FW | 1 | 2 | 1.273 | 0.23 | 0.05 | 0.029279 | [7 empty] | 0 | 0 | 0 | 0 | 0 | 0
|  | FW-3 | 1 | 1 | 2.46 | 0.23 | 0.05 | 0.02829 | [7 empty] | 0 | 0 | 0 | 0 | 0 | 0
|  | FW-4 | 1 | 2 | 1.66 | 0.23 | 0.05 | 0.03818 | [7 empty] | 0 | 0 | 0 | 0 | 0 | 0
|  | SW | 1 | 1 | 2.26 | 0.23 | 0.05 | 0.02599 | 2.63 |  | 2.33 |  |  |  |  | 0 | 0 | 0 | 0 | 0 | 0
|  | W | 1 | 1 | 2.26 | 0.23 | 0.05 | 0.02599 | [7 empty] | 0 | 0 | 0 | 0 | 0 | 0
|  | W2 | 1 | 13 | 1.66 | 0.23 | 0.05 | 0.24817 | [7 empty] | 0 | 0 | 0 | 0 | 0 | 0
|  | W3 | 1 | 4 | 1.46 | 0.23 | 0.05 | 0.06716 | [7 empty] | 0 | 0 | 0 | 0 | 0 | 0
|  | SLW | 1 | 2 | 2.56 | 0.23 | 0.05 | 0.05888 | [7 empty] | 0 | 0 | 0 | 0 | 0 | 0
|  | RV | 1 | 2 | 1.81 | 0.23 | 0.05 | 0.04163 | [7 empty] | 0 | 0 | 0 | 0 | 0 | 0
|  | RV1 | 1 | 1 | 1.36 | 0.23 | 0.05 | 0.01564 | [7 empty] | 0 | 0 | 0 | 0 | 0 | 0
|  | V | 1 | 2 | 1.46 | 0.23 | 0.05 | 0.03358 | [7 empty] | 0 | 0 | 0 | 0 | 0 | 0
|  | V1 | 1 | 2 | 1.06 | 0.23 | 0.05 | 0.02438 | [7 empty] | 0 | 0 | 0 | 0 | 0 | 0
|  | V3 | 1 | 4 | 1.36 | 0.23 | 0.05 | 0.06256 | [7 empty] | 0 | 0 | 0 | 0 | 0 | 0
[8 empty] | 0 | [7 empty] | 0 | 0 | 0 | 0 | 0 | 0
|  | Lintel Concrete | [13 empty] | 0 | 0 | 0 | 0 | 0 | 0
|  | Main wall all alround | 1 | 1 | 86.29 | 0.23 | 0.15 | 2.977 | [7 empty] | 0 | 0 | 0 | 0 | 0 | 0
|  | Lift Front Wall | 1 | 1 | 2.535 | 0.23 | 0.15 | 0.087458 | [7 empty] | 0 | 0 | 0 | 0 | 0 | 0
|  | Lift Side Wall | 1 | 1 | 2.33 | 0.23 | 0.15 | 0.080385 | [7 empty] | 0 | 0 | 0 | 0 | 0 | 0
|  | Cross wall between Stair case lobby / Hall | 1 | 1 | 7.115 | 0.23 | 0.15 | 0.24547 | [7 empty] | 0 | 0 | 0 | 0 | 0 | 0
|  | Women Rest Room | 0 | 0 | 0 | 0 |  | 0 | [7 empty] | 0 | 0 | 0 | 0 | 0 | 0
|  | Cross wall between Women Rest Room / Toilet /Hall | 1 | 1 | 4 | 0.23 | 0.15 | 0.138 | [7 empty] | 0 | 0 | 0 | 0 | 0 | 0
|  | Piller | 1 | 1 | 0.23 | 0.23 | 0.15 | 0.007935 | [7 empty] | 0 | 0 | 0 | 0 | 0 | 0
|  | Cross wall between Women Rest Room / Lift Stair | 1 | 1 | 5.53 | 0.23 | 0.15 | 0.19079 | [7 empty] | 0 | 0 | 0 | 0 | 0 | 0
|  | Writer | 0 | 0 | 0 | 0 |  | 0 | [7 empty] | 0 | 0 | 0 | 0 | 0 | 0
|  | Cross wall between Writer / Stair case lobby | 1 | 1 | 5.53 | 0.23 | 0.15 | 0.19079 | [7 empty] | 0 | 0 | 0 | 0 | 0 | 0
|  | Cross wall between Writer / Hall | 1 | 1 | 3.455 | 0.23 | 0.15 | 0.1192 | [7 empty] | 0 | 0 | 0 | 0 | 0 | 0
|  | C/B Piller | 1 | 1 | 0.715 | 0.23 | 0.15 | 0.024668 | [7 empty] | 0 | 0 | 0 | 0 | 0 | 0
|  | Ins crime | 0 | 0 | 0 | 0 |  | 0 | [7 empty] | 0 | 0 | 0 | 0 | 0 | 0
|  | Cross wall between Ins crime / Hall , Toilet | 1 | 1 | 4 | 0.23 | 0.15 | 0.138 | [7 empty] | 0 | 0 | 0 | 0 | 0 | 0
|  | Cross wall between Ins crime / Hall , Toilet Piller | 1 | 1 | 0.43 | 0.23 | 0.15 | 0.014835 | [7 empty] | 0 | 0 | 0 | 0 | 0 | 0
|  | Lock up women | 0 | 0 | 0 | 0 |  | 0 | [7 empty] | 0 | 0 | 0 | 0 | 0 | 0
|  | Cross wall between Lock up women / Hall | 1 | 1 | 2.73 | 0.23 | 0.15 | 0.094185 | [7 empty] | 0 | 0 | 0 | 0 | 0 | 0
|  | Cross wall between Lock up women / Compute room | 1 | 1 | 5.845 | 0.23 | 0.15 | 0.20165 | [7 empty] | 0 | 0 | 0 | 0 | 0 | 0
|  | Lock up men | 0 | 0 | 0 | 0 |  | 0 | [7 empty] | 0 | 0 | 0 | 0 | 0 | 0
|  | Cross wall between Lock up men / Hall | 1 | 1 | 2.96 | 0.23 | 0.15 | 0.10212 | [7 empty] | 0 | 0 | 0 | 0 | 0 | 0
|  | Cross wall between Lock up men / Toilet | 1 | 1 | 5.845 | 0.23 | 0.15 | 0.20165 | [7 empty] | 0 | 0 | 0 | 0 | 0 | 0
|  | Compute room | 0 | 0 | 0 | 0 |  | 0 | [7 empty] | 0 | 0 | 0 | 0 | 0 | 0
|  | Cross wall between Compute room and Toilet | 1 | 1 | 1.685 | 0.23 | 0.15 | 0.058132 | [7 empty] | 0 | 0 | 0 | 0 | 0 | 0
|  | Cross wall between Compute room / SI | 1 | 1 | 1.2 | 0.23 | 0.15 | 0.0414 | [7 empty] | 0 | 0 | 0 | 0 | 0 | 0
|  | SI Room | 0 | 0 | 0 | 0 |  | 0 | [7 empty] | 0 | 0 | 0 | 0 | 0 | 0
|  | Cross wall between SI Room /Hall | 1 | 1 | 6.655 | 0.23 | 0.15 | 0.2296 | [7 empty] | 0 | 0 | 0 | 0 | 0 | 0
|  | Cross wall between SI Room / Record | 1 | 1 | 4.13 | 0.23 | 0.15 | 0.14249 | [7 empty] | 0 | 0 | 0 | 0 | 0 | 0
|  | Interrogationn Room | 0 | 0 | 0 | 0 |  | 0 | [7 empty] | 0 | 0 | 0 | 0 | 0 | 0
|  | Cross wall between Interrogationn Room / Toilet | 1 | 1 | 3.88 | 0.23 | 0.15 | 0.13386 | [7 empty] | 0 | 0 | 0 | 0 | 0 | 0
|  | Elevation Piller | 1 | 4 | 0.6 | 0.23 | 0.15 | 0.0828 | [7 empty] | 0 | 0 | 0 | 0 | 0 | 0
|  | Partition wall Lintel | 0 | 0 | 0 | 0 | 0 | 0 | [7 empty] | 0 | 0 | 0 | 0 | 0 | 0
|  | Women Rest Room | 0 | 0 | 0 |  | 0 | 0 | [7 empty] | 0 | 0 | 0 | 0 | 0 | 0
|  | C/B Wall | 1 | 1 | 0.6 | 0.115 | 0.1 | 0.0069 | [7 empty] | 0 | 0 | 0 | 0 | 0 | 0
|  | Cross wall between Toilet / Passage | 1 | 1 | 1.5 | 0.115 | 0.1 | 0.01725 | [7 empty] | 0 | 0 | 0 | 0 | 0 | 0
|  | Cross wall between Hall / Passage | 1 | 1 | 1.5 | 0.115 | 0.1 | 0.01725 | [7 empty] | 0 | 0 | 0 | 0 | 0 | 0
|  | Writer | 0 | 0 | 0 |  | 0 | 0 | [7 empty] | 0 | 0 | 0 | 0 | 0 | 0
|  | C/B Wall | 1 | 1 | 0.6 | 0.115 | 0.1 | 0.0069 | [7 empty] | 0 | 0 | 0 | 0 | 0 | 0
|  | Cross wall between Writer / Ins L &O | 1 | 1 | 1.8 | 0.115 | 0.1 | 0.0207 | [7 empty] | 0 | 0 | 0 | 0 | 0 | 0
|  | Cross wall between Writer / Ins L &O | 1 | 1 | 3.276 | 0.115 | 0.1 | 0.037674 | [7 empty] | 0 | 0 | 0 | 0 | 0 | 0
|  | Ins Crime | 0 | 0 | 0 |  | 0 | 0 | [7 empty] | 0 | 0 | 0 | 0 | 0 | 0
|  | C/B Wall | 1 | 1 | 0.6 | 0.115 | 0.1 | 0.0069 | [7 empty] | 0 | 0 | 0 | 0 | 0 | 0
|  | Cross wall between Toilet / Passage | 1 | 1 | 1.5 | 0.115 | 0.1 | 0.01725 | [7 empty] | 0 | 0 | 0 | 0 | 0 | 0
|  | Cross wall between Hall / Passage | 1 | 1 | 1.5 | 0.115 | 0.1 | 0.01725 | [7 empty] | 0 | 0 | 0 | 0 | 0 | 0
|  | Computer Room | 0 | 0 | 0 |  | 0 | 0 | [7 empty] | 0 | 0 | 0 | 0 | 0 | 0
|  | C/B Wall | 1 | 1 | 0.6 | 0.115 | 0.1 | 0.0069 | [7 empty] | 0 | 0 | 0 | 0 | 0 | 0
|  | Cross wall between Toilet / CD File / Store | 1 | 1 | 1.1 | 0.115 | 0.1 | 0.01265 | [7 empty] | 0 | 0 | 0 | 0 | 0 | 0
|  | Cross wall between Toilet / Passage | 1 | 1 | 1.5 | 0.115 | 0.1 | 0.01725 | [7 empty] | 0 | 0 | 0 | 0 | 0 | 0
|  | Cross wall between Halll / Passage | 1 | 1 | 0.6 | 0.115 | 0.1 | 0.0069 | [7 empty] | 0 | 0 | 0 | 0 | 0 | 0
|  | SI Room | 0 | 0 | 0 |  | 0 | 0 | [7 empty] | 0 | 0 | 0 | 0 | 0 | 0
|  | C/B Wall | 1 | 1 | 0.6 | 0.115 | 0.1 | 0.0069 | [7 empty] | 0 | 0 | 0 | 0 | 0 | 0
|  | Cross wall between Toilet / SI Room | 1 | 1 | 2.745 | 0.115 | 0.1 | 0.031568 | [7 empty] | 0 | 0 | 0 | 0 | 0 | 0
|  | Cross wall between Record / SI Room | 1 | 1 | 2.435 | 0.115 | 0.1 | 0.028003 | [7 empty] | 0 | 0 | 0 | 0 | 0 | 0
|  | Record Room | 0 | 0 | 0 |  | 0 | 0 | [7 empty] | 0 | 0 | 0 | 0 | 0 | 0
|  | Cross wall between Record Room / Hall | 1 | 1 | 1.85 | 0.115 | 0.1 | 0.021275 | [7 empty] | 0 | 0 | 0 | 0 | 0 | 0
|  | Cross wall between Record Room / Interrogation | 1 | 1 | 2 | 0.115 | 0.1 | 0.023 | [7 empty] | 0 | 0 | 0 | 0 | 0 | 0
|  | C/B Wall | 1 | 1 | 0.6 | 0.115 | 0.1 | 0.0069 | [7 empty] | 0 | 0 | 0 | 0 | 0 | 0
|  | Introgation Room | 0 | 0 | 0 |  | 0 | 0 | [7 empty] | 0 | 0 | 0 | 0 | 0 | 0
|  | Cross wall between Introgation Room / Hall | 1 | 1 | 1 | 0.115 | 0.1 | 0.0115 | [7 empty] | 0 | 0 | 0 | 0 | 0 | 0
|  | C/B Wall | 1 | 1 | 0.6 | 0.115 | 0.1 | 0.0069 | [7 empty] | 0 | 0 | 0 | 0 | 0 | 0
|  | Toilet wall | 1 | 1 | 1.235 | 0.115 | 0.1 | 0.014203 | [7 empty] | 0 | 0 | 0 | 0 | 0 | 0
[16 empty] | 0 | 0 | 0 | 0 | 0 | 0
|  | sunshade for Window | [13 empty] | 0 | 0 | 0 | 0 | 0 | 0
|  | FW | 1 | 2 | 1.273 | 0.6 | 0.0625 | 0.095475 | [7 empty] | 0 | 0 | 0 | 0 | 0 | 0
|  | FW-3 | 1 | 1 | 2.46 | 0.6 | 0.0625 | 0.09225 | [7 empty] | 0 | 0 | 0 | 0 | 0 | 0
|  | FW-4 | 1 | 2 | 1.66 | 0.6 | 0.0625 | 0.1245 | [7 empty] | 0 | 0 | 0 | 0 | 0 | 0
|  | SW | 1 | 1 | 2.26 | 0.6 | 0.0625 | 0.08475 | [7 empty] | 0 | 0 | 0 | 0 | 0 | 0
|  | W | 1 | 1 | 2.26 | 0.6 | 0.0625 | 0.08475 | [7 empty] | 0 | 0 | 0 | 0 | 0 | 0
|  | W2 | 1 | 13 | 1.66 | 0.6 | 0.0625 | 0.80925 | [7 empty] | 0 | 0 | 0 | 0 | 0 | 0
|  | W3 | 1 | 4 | 1.46 | 0.6 | 0.0625 | 0.219 | [7 empty] | 0 | 0 | 0 | 0 | 0 | 0
|  | SLW | 1 | 2 | 2.56 | 0.6 | 0.0625 | 0.192 | [7 empty] | 0 | 0 | 0 | 0 | 0 | 0
|  | RV | 1 | 2 | 1.81 | 0.6 | 0.0625 | 0.13575 | [7 empty] | 0 | 0 | 0 | 0 | 0 | 0
|  | RV1 | 1 | 1 | 1.36 | 0.6 | 0.0625 | 0.051 | [7 empty] | 0 | 0 | 0 | 0 | 0 | 0
|  | V | 1 | 2 | 1.46 | 0.6 | 0.0625 | 0.1095 | [7 empty] | 0 | 0 | 0 | 0 | 0 | 0
|  | V1 | 1 | 2 | 1.06 | 0.6 | 0.0625 | 0.0795 | [7 empty] | 0 | 0 | 0 | 0 | 0 | 0
|  | V3 | 1 | 4 | 1.36 | 0.6 | 0.0625 | 0.204 | [7 empty] | 0 | 0 | 0 | 0 | 0 | 0
|  | Waist slab-5 | 1 | 1 | 3.75 | 1.2 | 0.15 | 0.675 | [7 empty] | 0 | 0 | 0 | 0 | 0 | 0
|  | Landing slab | 1 | 1 | 3.16 | 1.2 | 0.15 | 0.5688 | [7 empty] | 0 | 0 | 0 | 0 | 0 | 0
|  | Waist slab-6 | 1 | 1 | 3.4 | 1.2 | 0.15 | 0.612 | [7 empty] | 0 | 0 | 0 | 0 | 0 | 0
|  | Staircase steps | 0.5 | 21 | 1.2 | 0.3 | 0.157 | 0.59346 | #REF! | [6 empty] | 0 | 0 | 0 | 0 | 0 | 0
[16 empty] | 0 | 0 | 0 | 0 | 0 | 0
|  | Roof beam | [5 empty] | 0 | [7 empty] | 0 | 0 | 0 | 0 | 0 | 0
|  | Horizontal beam | [5 empty] | 0 | [7 empty] | 0 | 0 | 0 | 0 | 0 | 0
|  | A1 to B1 , A5 to B5 , A6 to B6 & A7 to B7 | 1 | 4 | 4.23 | 0.23 | 0.38 | 1.4788 | [7 empty] | 0 | 0 | 0 | 0 | 0 | 0
|  | A8 to H8 | 1 | 1 | 18.575 | 0.23 | 0.38 | 1.6235 | #REF! | [6 empty] | 0 | 0 | 0 | 0 | 0 | 0
|  | B5 to G5 | 1 | 1 | 10.35 | 0.23 | 0.38 | 0.90459 | [7 empty] | 0 | 0 | 0 | 0 | 0 | 0
|  | B3 to G3 | 1 | 1 | 10.35 | 0.23 | 0.45 | 1.0712 | [7 empty] | 0 | 0 | 0 | 0 | 0 | 0
|  | B7 to G7 | 1 | 1 | 10.35 | 0.23 | 0.6 | 1.4283 | [7 empty] | 0 | 0 | 0 | 0 | 0 | 0
|  | B4 to F4 | 1 | 1 | 6.885 | 0.23 | 0.38 | 0.60175 | [7 empty] | 0 | 0 | 0 | 0 | 0 | 0
|  | OTS Cross Beam | 1 | 1 | 4.23 | 0.23 | 0.38 | 0.3697 | [7 empty] | 0 | 0 | 0 | 0 | 0 | 0
|  | OTS Cross Beam | 1 | 1 | 3.995 | 0.23 | 0.38 | 0.34916 | [7 empty] | 0 | 0 | 0 | 0 | 0 | 0
|  | G3 to H3 , G5 to H5 , G6 to H6 & G7 to H7 | 1 | 4 | 3.995 | 0.23 | 0.38 | 1.3967 | [7 empty] | 0 | 0 | 0 | 0 | 0 | 0
|  | Cross beams | 1 | 1 | 1.735 | 0.23 | 0.38 | 0.15164 | [7 empty] | 0 | 0 | 0 | 0 | 0 | 0
|  | Cross beams | 1 | 1 | 3.765 | 0.23 | 0.38 | 0.32906 | [7 empty] | 0 | 0 | 0 | 0 | 0 | 0
|  | Vertical beam |  |  |  |  | 0 | 0 | [7 empty] | 0 | 0 | 0 | 0 | 0 | 0
|  | A3 To A5 | 1 | 1 | 5.53 | 0.23 | 0.45 | 0.57235 | [7 empty] | 0 | 0 | 0 | 0 | 0 | 0
|  | A5 To A8 | 1 | 1 | 10.12 | 0.23 | 0.38 | 0.88449 | [7 empty] | 0 | 0 | 0 | 0 | 0 | 0
|  | B3 To B8 | 1 | 1 | 15.65 | 0.23 | 0.38 | 1.3678 | [7 empty] | 0 | 0 | 0 | 0 | 0 | 0
|  | Cross beams | 1 | 1 | 4.13 | 0.23 | 0.38 | 0.36096 | [7 empty] | 0 | 0 | 0 | 0 | 0 | 0
|  | Cross beams | 1 | 1 | 4.13 | 0.23 | 0.45 | 0.42745 | [7 empty] | 0 | 0 | 0 | 0 | 0 | 0
|  | C4 to C5 | 1 | 1 | 2.53 | 0.23 | 0.45 | 0.26186 | [7 empty] | 0 | 0 | 0 | 0 | 0 | 0
|  | C5 to C7 & F5 to F7 | 1 | 2 | 5.99 | 0.23 | 0.6 | 1.6532 | [7 empty] | 0 | 0 | 0 | 0 | 0 | 0
|  | F3 to F5 | 1 | 1 | 5.53 | 0.23 | 0.45 | 0.57235 | [7 empty] | 0 | 0 | 0 | 0 | 0 | 0
|  | E7 to E8 | 1 | 1 | 4.13 | 0.23 | 0.38 | 0.36096 | [7 empty] | 0 | 0 | 0 | 0 | 0 | 0
|  | G3 to G7 | 1 | 1 | 11.52 | 0.23 | 0.45 | 1.1923 | [7 empty] | 0 | 0 | 0 | 0 | 0 | 0
|  | G7 to G8 | 1 | 1 | 4.13 | 0.23 | 0.45 | 0.42745 | [7 empty] | 0 | 0 | 0 | 0 | 0 | 0
|  | H3 To H8 | 1 | 1 | 15.65 | 0.23 | 0.45 | 1.6198 | [7 empty] | 0 | 0 | 0 | 0 | 0 | 0
|  | Cross beams | 1 | 1 | 2.77 | 0.23 | 0.38 | 0.2421 | [7 empty] | 0 | 0 | 0 | 0 | 0 | 0
[8 empty] | 0 | [7 empty] | 0 | 0 | 0 | 0 | 0 | 0
[8 empty] | 0 | [7 empty] | 0 | 0 | 0 | 0 | 0 | 0
[8 empty] | 0 | [7 empty] | 0 | 0 | 0 | 0 | 0 | 0
|  | Roof Slab | [5 empty] | 0 | [7 empty] | 0 | 0 | 0 | 0 | 0 | 0
|  | Women Rest Room | 1 | 1 | 4 | 5.1 | 0.125 | 2.55 | [7 empty] | 0 | 0 | 0 | 0 | 0 | 0
|  | Women Rest Room Toilet | 1 | 1 | 4 | 1.5 | 0.125 | 0.75 | [7 empty] | 0 | 0 | 0 | 0 | 0 | 0
|  | Lock up Women | 1 | 1 | 4 | 2.5 | 0.125 | 1.25 | [7 empty] | 0 | 0 | 0 | 0 | 0 | 0
|  | Computer Room | 1 | 1 | 4 | 3.9 | 0.125 | 1.95 | [7 empty] | 0 | 0 | 0 | 0 | 0 | 0
|  | Toilet | 1 | 1 | 1.5 | 3.9 | 0.125 | 0.73125 | [7 empty] | 0 | 0 | 0 | 0 | 0 | 0
|  | SI Room | 1 | 1 | 3.695 | 3.9 | 0.125 | 1.8013 | [7 empty] | 0 | 0 | 0 | 0 | 0 | 0
|  | SI Room | 1 | 1 | 2.5 | 3.9 | 0.125 | 1.2188 | [7 empty] | 0 | 0 | 0 | 0 | 0 | 0
|  | Record Room | 1 | 1 | 1.735 | 2.32 | 0.125 | 0.50315 | [7 empty] | 0 | 0 | 0 | 0 | 0 | 0
|  | Record Room | 1 | 1 | 1.735 | 1.35 | 0.125 | 0.29278 | [7 empty] | 0 | 0 | 0 | 0 | 0 | 0
|  | Introgation | 1 | 1 | 3.765 | 2.435 | 0.125 | 1.146 | [7 empty] | 0 | 0 | 0 | 0 | 0 | 0
|  | Toilet | 1 | 1 | 3.765 | 1.235 | 0.125 | 0.58122 | [7 empty] | 0 | 0 | 0 | 0 | 0 | 0
|  | Lock up Men | 1 | 1 | 4 | 2.55 | 0.125 | 1.275 | [7 empty] | 0 | 0 | 0 | 0 | 0 | 0
|  | INS Room | 1 | 1 | 4 | 5.1 | 0.125 | 2.55 | [7 empty] | 0 | 0 | 0 | 0 | 0 | 0
|  | INS Room Toilet | 1 | 1 | 4 | 1.5 | 0.125 | 0.75 | [7 empty] | 0 | 0 | 0 | 0 | 0 | 0
|  | Writer | 1 | 1 | 3 | 5.3 | 0.125 | 1.9875 | [7 empty] | 0 | 0 | 0 | 0 | 0 | 0
|  | Stair Case Lobby-1 | 1 | 1 | 2.525 | 2.77 | 0.125 | 0.87428 | [7 empty] | 0 | 0 | 0 | 0 | 0 | 0
|  | Stair Case Lobby-1 | 1 | 1 | 4.325 | 2.3 | 0.125 | 1.2434 | [7 empty] | 0 | 0 | 0 | 0 | 0 | 0
|  | Hall | 1 | 1 | 2.1 | 5.76 | 0.125 | 1.512 | [7 empty] | 0 | 0 | 0 | 0 | 0 | 0
|  | Hall | 1 | 1 | 4.325 | 5.76 | 0.125 | 3.114 | [7 empty] | 0 | 0 | 0 | 0 | 0 | 0
|  | Hall | 1 | 1 | 3 | 5.76 | 0.125 | 2.16 | [7 empty] | 0 | 0 | 0 | 0 | 0 | 0
[16 empty] | 0 | 0 | 0 | 0 | 0 | 0
[8 empty] | 0.047841 | 67.7522 | [6 empty] | 0 | 0 | 0 | 0 | 0 | 0
[8 empty] | 67.8 | 67.8 | [6 empty] | 0 | 0 | 0 | 0 | 0 | 0
[6 empty] | Say | 67.8 | Cum |  |  |  | d. In Second Floor Standardised concrete Mix M20 Grade Concrete | 0 | 67.8 | Cum | 0 | 0 | 0 | 0 | 0 | 67.8
[16 empty] | 0 | 0 | 0 | 0 | 0 | 0
e. In Third floor Standardised concrete Mix M20 Grade Concrete |  | #REF! | [13 empty] | 0 | 0 | 0 | 0 | 0 | 0
|  | Column raising up to Roof in TF | [13 empty] | 0 | 0 | 0 | 0 | 0 | 0
|  | 0 | 0 | 0 | 0 | 0 | 0 | 0 | [7 empty] | 0 | 0 | 0 | 0 | 0 | 0
|  | For C2 | 11 | 1 | 0.23 | 0.38 | 2.92 | 2.8073 | [7 empty] | 0 | 0 | 0 | 0 | 0 | 0
|  | For C3 | 10 | 1 | 0.23 | 0.45 | 2.92 | 3.0222 | [7 empty] | 0 | 0 | 0 | 0 | 0 | 0
|  | For C4 | 7 | 1 | 0.3 | 0.45 | 2.92 | 2.7594 | [7 empty] | 0 | 0 | 0 | 0 | 0 | 0
|  | 0 | 0 | 0 | 0 | 0 | 0 | 0 | [7 empty] | 0 | 0 | 0 | 0 | 0 | 0
|  | 0 | 0 | 0 | 0 | 0 | 0 | 0 | [7 empty] | 0 | 0 | 0 | 0 | 0 | 0
|  | 0 | 0 | 0 | 0 | 0 | 0 | 0 | [7 empty] | 0 | 0 | 0 | 0 | 0 | 0
[8 empty] | 0 | [7 empty] | 0 | 0 | 0 | 0 | 0 | 0
|  | Sill slab Window | [5 empty] | 0 | [7 empty] | 0 | 0 | 0 | 0 | 0 | 0
|  | FW | 1 | 2 | 1.273 | 0.23 | 0.05 | 0.029279 | [7 empty] | 0 | 0 | 0 | 0 | 0 | 0
|  | FW-3 | 1 | 1 | 2.46 | 0.23 | 0.05 | 0.02829 | [7 empty] | 0 | 0 | 0 | 0 | 0 | 0
|  | FW-4 | 1 | 2 | 1.66 | 0.23 | 0.05 | 0.03818 | [7 empty] | 0 | 0 | 0 | 0 | 0 | 0
|  | SW | 1 | 1 | 2.26 | 0.23 | 0.05 | 0.02599 | 2.63 |  | 2.33 |  |  |  |  | 0 | 0 | 0 | 0 | 0 | 0
|  | W | 1 | 1 | 2.26 | 0.23 | 0.05 | 0.02599 | [7 empty] | 0 | 0 | 0 | 0 | 0 | 0
|  | W2 | 1 | 13 | 1.66 | 0.23 | 0.05 | 0.24817 | [7 empty] | 0 | 0 | 0 | 0 | 0 | 0
|  | W3 | 1 | 5 | 1.46 | 0.23 | 0.05 | 0.08395 | [7 empty] | 0 | 0 | 0 | 0 | 0 | 0
|  | SLW | 1 | 2 | 2.56 | 0.23 | 0.05 | 0.05888 | [7 empty] | 0 | 0 | 0 | 0 | 0 | 0
|  | RV | 1 | 3 | 1.81 | 0.23 | 0.05 | 0.062445 | [7 empty] | 0 | 0 | 0 | 0 | 0 | 0
|  | V3 | 1 | 5 | 1.36 | 0.23 | 0.05 | 0.0782 | [7 empty] | 0 | 0 | 0 | 0 | 0 | 0
|  | RVT | 1 | 2 | 1.36 | 0.23 | 0.05 | 0.03128 | [7 empty] | 0 | 0 | 0 | 0 | 0 | 0
[8 empty] | 0 | [7 empty] | 0 | 0 | 0 | 0 | 0 | 0
|  | Lintel Concrete | [5 empty] | 0 | [7 empty] | 0 | 0 | 0 | 0 | 0 | 0
|  | Main wall all alround | 1 | 1 | 86.29 | 0.23 | 0.1 | 1.9847 | [7 empty] | 0 | 0 | 0 | 0 | 0 | 0
|  | Lift Front Wall | 1 | 1 | 2.535 | 0.23 | 0.1 | 0.058305 | [7 empty] | 0 | 0 | 0 | 0 | 0 | 0
|  | Lift Side Wall | 1 | 1 | 2.33 | 0.23 | 0.1 | 0.05359 | [7 empty] | 0 | 0 | 0 | 0 | 0 | 0
|  | Cross wall between Stair case lobby / Hall | 1 | 1 | 7.115 | 0.23 | 0.1 | 0.16365 | [7 empty] | 0 | 0 | 0 | 0 | 0 | 0
|  | Men Rest Room | 0 | 0 | 0 | 0 | 0 | 0 | [7 empty] | 0 | 0 | 0 | 0 | 0 | 0
|  | Cross wall between Men Rest Room / Toilet /Hall | 1 | 1 | 4 | 0.23 | 0.1 | 0.092 | [7 empty] | 0 | 0 | 0 | 0 | 0 | 0
|  | D/F Toilet Open | -1 | 1 | 1 | 0.23 | 0.1 | -0.023 | [7 empty] | 0 | 0 | 0 | 0 | 0 | 0
|  | Piller | 1 | 1 | 0.23 | 0.23 | 0.1 | 0.00529 | [7 empty] | 0 | 0 | 0 | 0 | 0 | 0
|  | Cross wall between Men Rest Room / Lift Stair | 1 | 1 | 5.53 | 0.23 | 0.1 | 0.12719 | [7 empty] | 0 | 0 | 0 | 0 | 0 | 0
|  | Writer | 0 | 0 | 0 | 0 | 0 | 0 | [7 empty] | 0 | 0 | 0 | 0 | 0 | 0
|  | Cross wall between Writer / Stair case lobby | 1 | 1 | 5.53 | 0.23 | 0.1 | 0.12719 | [7 empty] | 0 | 0 | 0 | 0 | 0 | 0
|  | Cross wall between Writer / Hall | 1 | 1 | 3.455 | 0.23 | 0.1 | 0.079465 | [7 empty] | 0 | 0 | 0 | 0 | 0 | 0
|  | C/B Piller | 1 | 1 | 0.715 | 0.23 | 0.1 | 0.016445 | [7 empty] | 0 | 0 | 0 | 0 | 0 | 0
|  | Ins Trafic | 0 | 0 | 0 | 0 | 0 | 0 | [7 empty] | 0 | 0 | 0 | 0 | 0 | 0
|  | Cross wall between Ins Trafic / Hall , Toilet | 1 | 1 | 4 | 0.23 | 0.1 | 0.092 | [7 empty] | 0 | 0 | 0 | 0 | 0 | 0
|  | D/F Toilet Open | -1 | 1 | 1 | 0.23 | 0.1 | -0.023 | [7 empty] | 0 | 0 | 0 | 0 | 0 | 0
|  | Cross wall between Ins Trafic / Hall , Toilet Piller | 1 | 1 | 0.43 | 0.23 | 0.1 | 0.00989 | [7 empty] | 0 | 0 | 0 | 0 | 0 | 0
|  | Store | 0 | 0 | 0 | 0 | 0 | 0 | [7 empty] | 0 | 0 | 0 | 0 | 0 | 0
|  | Cross wall between Store / Hall | 1 | 1 | 2.73 | 0.23 | 0.1 | 0.06279 | [7 empty] | 0 | 0 | 0 | 0 | 0 | 0
|  | Cross wall between Store / Men Rest Room | 1 | 1 | 9.77 | 0.23 | 0.1 | 0.22471 | [7 empty] | 0 | 0 | 0 | 0 | 0 | 0
|  | Men Rest Room | 0 | 0 | 0 | 0 | 0 | 0 | [7 empty] | 0 | 0 | 0 | 0 | 0 | 0
|  | Cross wall between Men Rest Room / Hall | 1 | 1 | 5.935 | 0.23 | 0.1 | 0.1365 | [7 empty] | 0 | 0 | 0 | 0 | 0 | 0
|  | Partition wall Lintel | 0 | 0 | 0 | 0 | 0 | 0 | [7 empty] | 0 | 0 | 0 | 0 | 0 | 0
|  | Men Rest Room | 0 | 0 | 0 | 0 | 0 | 0 | [7 empty] | 0 | 0 | 0 | 0 | 0 | 0
|  | C/B Wall | 1 | 1 | 0.6 | 0.115 | 0.1 | 0.0069 | [7 empty] | 0 | 0 | 0 | 0 | 0 | 0
|  | Cross wall between Toilet / Passage | 1 | 1 | 1.5 | 0.115 | 0.1 | 0.01725 | [7 empty] | 0 | 0 | 0 | 0 | 0 | 0
|  | Cross wall between Hall / Passage | 1 | 1 | 1.5 | 0.115 | 0.1 | 0.01725 | [7 empty] | 0 | 0 | 0 | 0 | 0 | 0
|  | Writer | 0 | 0 | 0 |  | 0 | 0 | [7 empty] | 0 | 0 | 0 | 0 | 0 | 0
|  | C/B Wall | 1 | 1 | 0.6 | 0.115 | 0.1 | 0.0069 | [7 empty] | 0 | 0 | 0 | 0 | 0 | 0
|  | Cross wall between Writer / Ins Traffic | 1 | 1 | 1.8 | 0.115 | 0.1 | 0.0207 | [7 empty] | 0 | 0 | 0 | 0 | 0 | 0
|  | Cross wall between Writer / Ins Traffic | 1 | 1 | 3.276 | 0.115 | 0.1 | 0.037674 | [7 empty] | 0 | 0 | 0 | 0 | 0 | 0
|  | Ins Traffic | 0 | 0 | 0 |  | 0 | 0 | [7 empty] | 0 | 0 | 0 | 0 | 0 | 0
|  | C/B Wall | 1 | 1 | 0.6 | 0.115 | 0.1 | 0.0069 | [7 empty] | 0 | 0 | 0 | 0 | 0 | 0
|  | Cross wall between Toilet / Passage | 1 | 1 | 1.5 | 0.115 | 0.1 | 0.01725 | [7 empty] | 0 | 0 | 0 | 0 | 0 | 0
|  | Cross wall between Hall / Passage | 1 | 1 | 1.5 | 0.115 | 0.1 | 0.01725 | [7 empty] | 0 | 0 | 0 | 0 | 0 | 0
|  | Meeting Hall | 0 | 0 | 0 |  | 0 | 0 | [7 empty] | 0 | 0 | 0 | 0 | 0 | 0
|  | C/B Wall | 1 | 1 | 0.6 | 0.115 | 0.1 | 0.0069 | [7 empty] | 0 | 0 | 0 | 0 | 0 | 0
|  | Cross wall between Meeting Hall / Men Rest Room | 1 | 1 | 1.1 | 0.115 | 0.1 | 0.01265 | [7 empty] | 0 | 0 | 0 | 0 | 0 | 0
|  | Men Rest Room | 0 | 0 | 0 |  | 0 | 0 | [7 empty] | 0 | 0 | 0 | 0 | 0 | 0
|  | C/B Wall | 1 | 1 | 0.6 | 0.115 | 0.1 | 0.0069 | [7 empty] | 0 | 0 | 0 | 0 | 0 | 0
|  | Cross wall between Toilet / SI Room | 1 | 1 | 2.745 | 0.115 | 0.1 | 0.031568 | [7 empty] | 0 | 0 | 0 | 0 | 0 | 0
|  | Cross wall between Record / SI Room | 1 | 1 | 2.435 | 0.115 | 0.1 | 0.028003 | [7 empty] | 0 | 0 | 0 | 0 | 0 | 0
|  | Men Rest Room Toilet | 0 | 0 | 0 |  | 0 | 0 | [7 empty] | 0 | 0 | 0 | 0 | 0 | 0
|  | Cross wall between Toilet | 1 | 2 | 1.615 | 0.115 | 0.1 | 0.037145 | [7 empty] | 0 | 0 | 0 | 0 | 0 | 0
|  | Cross wall betweenToilet / Common Toilet | 1 | 1 | 2.87 | 0.115 | 0.1 | 0.033005 | [7 empty] | 0 | 0 | 0 | 0 | 0 | 0
|  | Cross wall for Toilet Front wall | 1 | 1 | 3.9 | 0.115 | 0.1 | 0.04485 | [7 empty] | 0 | 0 | 0 | 0 | 0 | 0
|  | Cross wall betweenToilet / Men Rest Room | 1 | 1 | 3.9 | 0.115 | 0.1 | 0.04485 | [7 empty] | 0 | 0 | 0 | 0 | 0 | 0
|  | C/B Wall | 1 | 1 | 0.6 | 0.115 | 0.1 | 0.0069 | [7 empty] | 0 | 0 | 0 | 0 | 0 | 0
[16 empty] | 0 | 0 | 0 | 0 | 0 | 0
|  | sunshade for Window | 0 | 0 | 0 | 0 | 0 | 0 | [7 empty] | 0 | 0 | 0 | 0 | 0 | 0
[16 empty] | 0 | 0 | 0 | 0 | 0 | 0
|  | FW | 1 | 2 | 1.273 | 0.6 | 0.0625 | 0.095475 | [7 empty] | 0 | 0 | 0 | 0 | 0 | 0
|  | FW-3 | 1 | 1 | 2.46 | 0.6 | 0.0625 | 0.09225 | [7 empty] | 0 | 0 | 0 | 0 | 0 | 0
|  | FW-4 | 1 | 2 | 1.66 | 0.6 | 0.0625 | 0.1245 | [7 empty] | 0 | 0 | 0 | 0 | 0 | 0
|  | SW | 1 | 1 | 2.26 | 0.6 | 0.0625 | 0.08475 | [7 empty] | 0 | 0 | 0 | 0 | 0 | 0
|  | W | 1 | 1 | 2.26 | 0.6 | 0.0625 | 0.08475 | [7 empty] | 0 | 0 | 0 | 0 | 0 | 0
|  | W2 | 1 | 13 | 1.66 | 0.6 | 0.0625 | 0.80925 | [7 empty] | 0 | 0 | 0 | 0 | 0 | 0
|  | W3 | 1 | 5 | 1.46 | 0.6 | 0.0625 | 0.27375 | [7 empty] | 0 | 0 | 0 | 0 | 0 | 0
|  | SLW | 1 | 2 | 2.56 | 0.6 | 0.0625 | 0.192 | [7 empty] | 0 | 0 | 0 | 0 | 0 | 0
|  | RV | 1 | 3 | 1.81 | 0.6 | 0.0625 | 0.20362 | [7 empty] | 0 | 0 | 0 | 0 | 0 | 0
|  | V3 | 1 | 5 | 1.36 | 0.6 | 0.0625 | 0.255 | [7 empty] | 0 | 0 | 0 | 0 | 0 | 0
|  | RVT | 1 | 2 | 1.36 | 0.6 | 0.0625 | 0.102 | [7 empty] | 0 | 0 | 0 | 0 | 0 | 0
[16 empty] | 0 | 0 | 0 | 0 | 0 | 0
[16 empty] | 0 | 0 | 0 | 0 | 0 | 0
|  | Waist slab-7 | 1 | 1 | 3.75 | 1.2 | 0.15 | 0.675 | [7 empty] | 0 | 0 | 0 | 0 | 0 | 0
|  | Landing slab | 1 | 1 | 3.23 | 1.2 | 0.15 | 0.5814 | [7 empty] | 0 | 0 | 0 | 0 | 0 | 0
|  | Waist slab-8 | 1 | 1 | 3.7 | 1.2 | 0.15 | 0.666 | [7 empty] | 0 | 0 | 0 | 0 | 0 | 0
|  | Staircase steps | 0.5 | 19 | 1.2 | 0.3 | 0.157 | 0.53694 | [7 empty] | 0 | 0 | 0 | 0 | 0 | 0
[16 empty] | 0 | 0 | 0 | 0 | 0 | 0
|  | Roof beam | [5 empty] | 0 | #REF! | [6 empty] | 0 | 0 | 0 | 0 | 0 | 0
|  | Horizontal beam | [5 empty] | 0 | [7 empty] | 0 | 0 | 0 | 0 | 0 | 0
|  | A1 to B1 , A5 to B5 , A6 to B6 & A7 to B7 | 1 | 4 | 4.23 | 0.23 | 0.38 | 1.4788 | [7 empty] | 0 | 0 | 0 | 0 | 0 | 0
|  | A8 to H8 | 1 | 1 | 18.575 | 0.23 | 0.38 | 1.6235 | [7 empty] | 0 | 0 | 0 | 0 | 0 | 0
|  | B5 to G5 | 1 | 1 | 10.35 | 0.23 | 0.38 | 0.90459 | [7 empty] | 0 | 0 | 0 | 0 | 0 | 0
|  | B3 to G3 | 1 | 1 | 10.35 | 0.23 | 0.45 | 1.0712 | #REF! | [6 empty] | 0 | 0 | 0 | 0 | 0 | 0
|  | B7 to G7 | 1 | 1 | 10.35 | 0.23 | 0.6 | 1.4283 | [7 empty] | 0 | 0 | 0 | 0 | 0 | 0
|  | B4 to F4 | 1 | 1 | 6.885 | 0.23 | 0.38 | 0.60175 | [7 empty] | 0 | 0 | 0 | 0 | 0 | 0
|  | OTS Cross Beam | 1 | 1 | 4.23 | 0.23 | 0.38 | 0.3697 | [7 empty] | 0 | 0 | 0 | 0 | 0 | 0
|  | OTS Cross Beam | 1 | 1 | 3.995 | 0.23 | 0.38 | 0.34916 | [7 empty] | 0 | 0 | 0 | 0 | 0 | 0
|  | G3 to H3 , G5 to H5 , G6 to H6 & G7 to H7 | 1 | 4 | 3.995 | 0.23 | 0.38 | 1.3967 | [7 empty] | 0 | 0 | 0 | 0 | 0 | 0
|  | Cross beams | 1 | 1 | 1.735 | 0.23 | 0.38 | 0.15164 | [7 empty] | 0 | 0 | 0 | 0 | 0 | 0
|  | Cross beams | 1 | 1 | 3.765 | 0.23 | 0.38 | 0.32906 | [7 empty] | 0 | 0 | 0 | 0 | 0 | 0
|  | Vertical beam |  |  |  |  | 0 | 0 | [7 empty] | 0 | 0 | 0 | 0 | 0 | 0
|  | A3 To A5 | 1 | 1 | 5.53 | 0.23 | 0.45 | 0.57235 | [7 empty] | 0 | 0 | 0 | 0 | 0 | 0
|  | A5 To A8 | 1 | 1 | 10.12 | 0.23 | 0.38 | 0.88449 | #REF! | [6 empty] | 0 | 0 | 0 | 0 | 0 | 0
|  | B3 To B8 | 1 | 1 | 15.65 | 0.23 | 0.38 | 1.3678 | [7 empty] | 0 | 0 | 0 | 0 | 0 | 0
|  | Cross beams | 1 | 1 | 4.13 | 0.23 | 0.38 | 0.36096 | [7 empty] | 0 | 0 | 0 | 0 | 0 | 0
|  | Cross beams | 1 | 1 | 4.13 | 0.23 | 0.45 | 0.42745 | [7 empty] | 0 | 0 | 0 | 0 | 0 | 0
|  | C4 to C5 | 1 | 1 | 2.53 | 0.23 | 0.45 | 0.26186 | [7 empty] | 0 | 0 | 0 | 0 | 0 | 0
|  | C5 to C7 & F5 to F7 | 1 | 2 | 5.99 | 0.23 | 0.6 | 1.6532 | [7 empty] | 0 | 0 | 0 | 0 | 0 | 0
|  | F3 to F5 | 1 | 1 | 5.53 | 0.23 | 0.45 | 0.57235 | [7 empty] | 0 | 0 | 0 | 0 | 0 | 0
|  | E7 to E8 | 1 | 1 | 4.13 | 0.23 | 0.38 | 0.36096 | [7 empty] | 0 | 0 | 0 | 0 | 0 | 0
|  | G3 to G7 | 1 | 1 | 11.52 | 0.23 | 0.45 | 1.1923 | [7 empty] | 0 | 0 | 0 | 0 | 0 | 0
|  | G7 to G8 | 1 | 1 | 4.13 | 0.23 | 0.45 | 0.42745 | [7 empty] | 0 | 0 | 0 | 0 | 0 | 0
|  | H3 To H8 | 1 | 1 | 15.65 | 0.23 | 0.45 | 1.6198 | [7 empty] | 0 | 0 | 0 | 0 | 0 | 0
|  | Cross beams | 1 | 1 | 2.77 | 0.23 | 0.38 | 0.2421 | [7 empty] | 0 | 0 | 0 | 0 | 0 | 0
[8 empty] | 0 | [7 empty] | 0 | 0 | 0 | 0 | 0 | 0
[8 empty] | 0 | [7 empty] | 0 | 0 | 0 | 0 | 0 | 0
[8 empty] | 0 | [7 empty] | 0 | 0 | 0 | 0 | 0 | 0
|  | Roof Slab | [5 empty] | 0 | [7 empty] | 0 | 0 | 0 | 0 | 0 | 0
|  | Men Rest Room | 1 | 1 | 4 | 5.1 | 0.125 | 2.55 | [7 empty] | 0 | 0 | 0 | 0 | 0 | 0
|  | Men Rest Room Toilet | 1 | 1 | 4 | 1.5 | 0.125 | 0.75 | [7 empty] | 0 | 0 | 0 | 0 | 0 | 0
|  | Store | 1 | 1 | 4 | 2.5 | 0.125 | 1.25 | [7 empty] | 0 | 0 | 0 | 0 | 0 | 0
|  | Meeting Hall | 1 | 1 | 4 | 3.9 | 0.125 | 1.95 | [7 empty] | 0 | 0 | 0 | 0 | 0 | 0
|  | Meeting Hall | 1 | 1 | 1.5 | 3.9 | 0.125 | 0.73125 | [7 empty] | 0 | 0 | 0 | 0 | 0 | 0
|  | Meeting Hall | 1 | 1 | 3.695 | 3.9 | 0.125 | 1.8013 | [7 empty] | 0 | 0 | 0 | 0 | 0 | 0
|  | Men Rest Room | 1 | 1 | 2.5 | 3.9 | 0.125 | 1.2188 | [7 empty] | 0 | 0 | 0 | 0 | 0 | 0
|  | Men Rest Room | 1 | 1 | 1.735 | 2.32 | 0.125 | 0.50315 | [7 empty] | 0 | 0 | 0 | 0 | 0 | 0
|  | Men Rest Room Toilet | 1 | 1 | 1.735 | 1.35 | 0.125 | 0.29278 | [7 empty] | 0 | 0 | 0 | 0 | 0 | 0
|  | Men Rest Room Toilet | 1 | 1 | 3.765 | 2.435 | 0.125 | 1.146 | [7 empty] | 0 | 0 | 0 | 0 | 0 | 0
|  | Hall | 1 | 1 | 1.13 | 2.5 | 0.125 | 0.35312 | [7 empty] | 0 | 0 | 0 | 0 | 0 | 0
|  | INS Room | 1 | 1 | 4 | 5.1 | 0.125 | 2.55 | [7 empty] | 0 | 0 | 0 | 0 | 0 | 0
|  | INS Room Toilet | 1 | 1 | 4 | 1.5 | 0.125 | 0.75 | [7 empty] | 0 | 0 | 0 | 0 | 0 | 0
|  | Writer | 1 | 1 | 3 | 5.3 | 0.125 | 1.9875 | [7 empty] | 0 | 0 | 0 | 0 | 0 | 0
|  | Stair Case Lobby-1 | 1 | 1 | 2.525 | 2.77 | 0.125 | 0.87428 | [7 empty] | 0 | 0 | 0 | 0 | 0 | 0
|  | Stair Case Lobby-1 | 1 | 1 | 4.325 | 2.3 | 0.125 | 1.2434 | [7 empty] | 0 | 0 | 0 | 0 | 0 | 0
|  | Hall | 1 | 1 | 2.1 | 5.76 | 0.125 | 1.512 | [7 empty] | 0 | 0 | 0 | 0 | 0 | 0
|  | Hall | 1 | 1 | 4.325 | 5.76 | 0.125 | 3.114 | [7 empty] | 0 | 0 | 0 | 0 | 0 | 0
|  | Hall | 1 | 1 | 3 | 5.76 | 0.125 | 2.16 | [7 empty] | 0 | 0 | 0 | 0 | 0 | 0
[8 empty] | 0.050206 | 64.0498 | [6 empty] | 0 | 0 | 0 | 0 | 0 | 0
[8 empty] | 64.1 | 64.1 | [6 empty] | 0 | 0 | 0 | 0 | 0 | 0
[6 empty] | Say | 64.1 | Cum |  |  |  | e. In Third floor Standardised concrete Mix M20 Grade Concrete | 0 | 64.1 | Cum | 0 | 0 | 0 | 0 | 0 | 64.1
f.In fourth floor Standardised concrete Mix M20 Grade Concrete |  | #REF! | [13 empty] | 0 | 0 | 0 | 0 | 0 | 0
|  | Column raising up to Roof in 4th Floor | [13 empty] | 0 | 0 | 0 | 0 | 0 | 0
|  | For C2 | 2 | 1 | 0.23 | 0.38 | 2.37 | 0.41428 | [7 empty] | 0 | 0 | 0 | 0 | 0 | 0
|  | For C3 | 3 | 1 | 0.23 | 0.45 | 2.37 | 0.73589 | [7 empty] | 0 | 0 | 0 | 0 | 0 | 0
|  | For C4 | 3 | 1 | 0.3 | 0.45 | 2.37 | 0.95985 | [7 empty] | 0 | 0 | 0 | 0 | 0 | 0
|  | Parapet Column | [5 empty] | 0 | [7 empty] | 0 | 0 | 0 | 0 | 0 | 0
|  | For C2 | 9 | 1 | 0.23 | 0.38 | 1.2 | 0.94392 | [7 empty] | 0 | 0 | 0 | 0 | 0 | 0
|  | For C3 | 7 | 1 | 0.23 | 0.45 | 1.2 | 0.8694 | [7 empty] | 0 | 0 | 0 | 0 | 0 | 0
|  | For C4 | 4 | 1 | 0.3 | 0.45 | 1.2 | 0.648 | [7 empty] | 0 | 0 | 0 | 0 | 0 | 0
|  | Head Room Parapet | [13 empty] | 0 | 0 | 0 | 0 | 0 | 0
|  | For C2 | 2 | 1 | 0.23 | 0.38 | 0.45 | 0.41428 | [7 empty] | 0 | 0 | 0 | 0 | 0 | 0
|  | For C3 | 3 | 1 | 0.23 | 0.45 | 0.45 | 0.73589 | [7 empty] | 0 | 0 | 0 | 0 | 0 | 0
|  | For C4 | 3 | 1 | 0.3 | 0.45 | 0.45 | 0.95985 | [7 empty] | 0 | 0 | 0 | 0 | 0 | 0
[16 empty] | 0 | 0 | 0 | 0 | 0 | 0
|  | Sill slab Window | [5 empty] | 0 |  |  | Main wall all alround Head Room |  |  |  |  | 0 | 0 | 0 | 0 | 0 | 0
|  | SW | 1 | 1 | 2.26 | 0.23 | 0.05 | 0.02599 | [7 empty] | 0 | 0 | 0 | 0 | 0 | 0
|  | W1 | 1 | 1 | 1.96 | 0.23 | 0.05 | 0.02254 | [7 empty] | 0 | 0 | 0 | 0 | 0 | 0
|  | W2 | 1 | 1 | 1.66 | 0.23 | 0.05 | 0.01909 | [7 empty] | 0 | 0 | 0 | 0 | 0 | 0
|  | W3 | 1 | 1 | 1.46 | 0.23 | 0.05 | 0.01679 | [7 empty] | 0 | 0 | 0 | 0 | 0 | 0
[16 empty] | 0 | 0 | 0 | 0 | 0 | 0
|  | Lintel Concrete | [13 empty] | 0 | 0 | 0 | 0 | 0 | 0
|  | Main wall all alround Head Room | 1 | 1 | 20.69 | 0.23 | 0.1 | 0.47587 | [7 empty] | 0 | 0 | 0 | 0 | 0 | 0
|  | Main wall all alround Lift Machine Room | 1 | 1 | 12.175 | 0.23 | 0.1 | 0.28003 | [7 empty] | 0 | 0 | 0 | 0 | 0 | 0
[16 empty] | 0 | 0 | 0 | 0 | 0 | 0
|  | sunshade for Window | 0 | 0 | 0 |  | 0 | 0 | [7 empty] | 0 | 0 | 0 | 0 | 0 | 0
[16 empty] | 0 | 0 | 0 | 0 | 0 | 0
|  | SW | 1 | 1 | 2.26 | 0.6 | 0.0625 | 0.08475 | [7 empty] | 0 | 0 | 0 | 0 | 0 | 0
|  | W1 | 1 | 1 | 1.96 | 0.6 | 0.0625 | 0.0735 | [7 empty] | 0 | 0 | 0 | 0 | 0 | 0
|  | W2 | 1 | 1 | 1.66 | 0.6 | 0.0625 | 0.06225 | [7 empty] | 0 | 0 | 0 | 0 | 0 | 0
|  | W3 | 1 | 1 | 1.46 | 0.6 | 0.0625 | 0.05475 | [7 empty] | 0 | 0 | 0 | 0 | 0 | 0
[16 empty] | 0 | 0 | 0 | 0 | 0 | 0
|  | Roof beam | [5 empty] | 0 | #REF! | [6 empty] | 0 | 0 | 0 | 0 | 0 | 0
|  | Horizontal beam | [5 empty] | 0 | [7 empty] | 0 | 0 | 0 | 0 | 0 | 0
|  | B3 to F3 | 1 | 1 | 6.885 | 0.23 | 0.45 | 0.7126 | [7 empty] | 0 | 0 | 0 | 0 | 0 | 0
|  | B4 to F4 | 1 | 1 | 6.885 | 0.23 | 0.38 | 0.60175 | [7 empty] | 0 | 0 | 0 | 0 | 0 | 0
|  | B5 to F5 | 1 | 1 | 6.885 | 0.23 | 0.38 | 0.60175 | [7 empty] | 0 | 0 | 0 | 0 | 0 | 0
[16 empty] | 0 | 0 | 0 | 0 | 0 | 0
|  | Vertical beam | [5 empty] | 0 | [7 empty] | 0 | 0 | 0 | 0 | 0 | 0
|  | B3 to B5 | 1 | 1 | 5.53 | 0.23 | 0.38 | 0.48332 | [7 empty] | 0 | 0 | 0 | 0 | 0 | 0
|  | C4 to C5 | 1 | 1 | 2.53 | 0.23 | 0.45 | 0.26186 | [7 empty] | 0 | 0 | 0 | 0 | 0 | 0
|  | Cross Beam | 1 | 1 | 3 | 0.23 | 0.38 | 0.2622 | #REF! | [6 empty] | 0 | 0 | 0 | 0 | 0 | 0
|  | F3 to F5 | 1 | 1 | 5.53 | 0.23 | 0.45 | 0.57235 | [7 empty] | 0 | 0 | 0 | 0 | 0 | 0
[16 empty] | 0 | 0 | 0 | 0 | 0 | 0
|  | Roof slab | [5 empty] | 0 | [7 empty] | 0 | 0 | 0 | 0 | 0 | 0
|  | Head Room | 1 | 1 | 3.9 | 2.77 | 0.125 | 1.3504 | [7 empty] | 0 | 0 | 0 | 0 | 0 | 0
|  | Lobby | 1 | 1 | 2.525 | 2.77 | 0.125 | 0.87428 | [7 empty] | 0 | 0 | 0 | 0 | 0 | 0
|  | Lift Room | 1 | 1 | 2.1 | 2.3 | 0.125 | 0.60375 | [7 empty] | 0 | 0 | 0 | 0 | 0 | 0
|  | Lift Machine Room | 1 | 1 | 4.325 | 2.3 | 0.125 | 1.2434 | [7 empty] | 0 | 0 | 0 | 0 | 0 | 0
[16 empty] | 0 | 0 | 0 | 0 | 0 | 0
|  | Water Tank | [13 empty] | 0 | 0 | 0 | 0 | 0 | 0
|  | Horizontal beam | 1 | 2 | 4.23 | 0.23 | 0.45 | 0.87561 | [7 empty] | 0 | 0 | 0 | 0 | 0 | 0
|  | Vertical beam | 1 | 2 | 3 | 0.23 | 0.45 | 0.621 |  |  | 10.8 |  |  |  |  | 0 | 0 | 0 | 0 | 0 | 0
|  | Vertical beam | 1 | 1 | 3 | 0.23 | 0.38 | 0.2622 | [7 empty] | 0 | 0 | 0 | 0 | 0 | 0
|  | Roof Slab | 1 | 2 | 1.885 | 2.77 | 0.15 | 1.5664 | [7 empty] | 0 | 0 | 0 | 0 | 0 | 0
|  | Water Tank wall Concrete | 1 | 1 | 14.46 | 0.23 | 1 | 3.3258 |  | 0.08 | [5 empty] | 0 | 0 | 0 | 0 | 0 | 0
|  | Water Tank Center wall Concrete | 1 | 1 | 3 | 0.15 | 1 | 0.45 | [7 empty] | 0 | 0 | 0 | 0 | 0 | 0
|  | Water Tank Cover Slab | 1 | 2 | 1.925 | 2.77 | 0.125 | 1.3331 |  |  | 5400 |  |  |  |  | 0 | 0 | 0 | 0 | 0 | 0
|  | Lift wall Concrete | [13 empty] | 0 | 0 | 0 | 0 | 0 | 0
|  | Lift Room | [13 empty] | 0 | 0 | 0 | 0 | 0 | 0
|  | Lift Room alround | 1 | 1 | 9.72 | 0.23 | 1.2 | 2.6827 | [7 empty] | 0 | 0 | 0 | 0 | 0 | 0
[8 empty] | 0 |  |  | 8100 |  |  |  |  | 0 | 0 | 0 | 0 | 0 | 0
[8 empty] | 0 |  | 38.71 | [5 empty] | 0 | 0 | 0 | 0 | 0 | 0
[8 empty] | 0.018604 | 26.4814 | [6 empty] | 0 | 0 | 0 | 0 | 0 | 0
[8 empty] | 26.5 | 26.5 | [6 empty] | 0 | 0 | 0 | 0 | 0 | 0
[6 empty] | Say | 26.5 | Cum |  |  |  | f.In fourth floor Standardised concrete Mix M20 Grade Concrete | 0 | 26.5 | Cum | 0 | 0 | 0 | 0 | 0 | 26.5
Brick work in C.M. 1:6 using Kiln Burnt Country bricks of size 22 x 11 x 7 cm ( 8 3/4" x 4 1/4" x 2 3/4") | 9.5 | #REF! | [13 empty] | 0 | 0 | 0 | 0 | 0 | 0
a. In Ground Floor Brick work in C.M. 1:6 using Kiln Burnt Country bricks of size 22 x 11 x 7 cm ( 8 3/4" x 4 1/4" x 2 3/4") |  | #REF! | [13 empty] | 0 | 0 | 0 | 0 | 0 | 0
|  | Main wall all alround in stilt floor | 1 | 1 | 38.875 | 0.23 | 2.92 | 26.1085 |  |  | 38875 |  |  |  |  | 0 | 0 | 0 | 0 | 0 | 0
|  | Lift | [5 empty] | 0 | [7 empty] | 0 | 0 | 0 | 0 | 0 | 0
|  | Cross wall between Toilet and Lift | 1 | 1 | 3.125 | 0.23 | 2.92 | 2.0987 | [7 empty] | 0 | 0 | 0 | 0 | 0 | 0
|  | Lift Front Wall | 1 | 1 | 2.76 | 0.23 | 2.92 | 1.8536 | [7 empty] | 0 | 0 | 0 | 0 | 0 | 0
|  | Lift Side Wall | 1 | 1 | 2.33 | 0.23 | 2.92 | 1.5648 | [7 empty] | 0 | 0 | 0 | 0 | 0 | 0
|  | Front Entrance Verandah Side Wall | 1 | 1 | 1.5 | 0.23 | 2.92 | 1.0074 | [7 empty] | 0 | 0 | 0 | 0 | 0 | 0
|  | Elevation Piller | 1 | 4 | 0.6 | 0.23 | 2.92 | 1.6118 | [7 empty] | 0 | 0 | 0 | 0 | 0 | 0
|  | Deduction for Joinery | [5 empty] | 0 | [7 empty] | 0 | 0 | 0 | 0 | 0 | 0
|  | MD | -1 | 1 | 1.8 | 0.23 | 2.4 | -0.9936 | [7 empty] | 0 | 0 | 0 | 0 | 0 | 0
|  | MD-1 | -1 | 1 | 1.8 | 0.23 | 2.1 | -0.8694 | [7 empty] | 0 | 0 | 0 | 0 | 0 | 0
|  | LD | -1 | 1 | 1.2 | 0.23 | 2.1 | -0.5796 | [7 empty] | 0 | 0 | 0 | 0 | 0 | 0
|  | SLD | -1 | 1 | 1 | 0.23 | 2.1 | -0.483 | [7 empty] | 0 | 0 | 0 | 0 | 0 | 0
|  | TD | -1 | 1 | 0.75 | 0.23 | 2.1 | -0.36225 | [7 empty] | 0 | 0 | 0 | 0 | 0 | 0
|  | SFW | -1 | 1 | 1.8 | 0.23 | 1.8 | -0.7452 | [7 empty] | 0 | 0 | 0 | 0 | 0 | 0
|  | FW-1 | -1 | 2 | 1.8 | 0.23 | 1.8 | -1.4904 | [7 empty] | 0 | 0 | 0 | 0 | 0 | 0
|  | FW-2 | -1 | 1 | 1.5 | 0.23 | 1.8 | -0.621 | [7 empty] | 0 | 0 | 0 | 0 | 0 | 0
|  | W1A | -1 | 1 | 1.5 | 0.23 | 1.35 | -0.46575 | [7 empty] | 0 | 0 | 0 | 0 | 0 | 0
|  | W3 | -1 | 1 | 1 | 0.23 | 1.35 | -0.3105 | [7 empty] | 0 | 0 | 0 | 0 | 0 | 0
|  | V3 | -1 | 1 | 0.9 | 0.23 | 0.75 | -0.15525 | [7 empty] | 0 | 0 | 0 | 0 | 0 | 0
|  | D/F Lintel Concrete | [5 empty] | 0 | [7 empty] | 0 | 0 | 0 | 0 | 0 | 0
|  | Main wall all alround in stilt floor | -1 | 1 | 38.875 | 0.23 | 0.1 | -0.89413 | [7 empty] | 0 | 0 | 0 | 0 | 0 | 0
|  | Lift | 0 | 0 | 0 | 0 |  | 0 | [7 empty] | 0 | 0 | 0 | 0 | 0 | 0
|  | Cross wall between Toilet and Lift | -1 | 1 | 3.125 | 0.23 | 0.1 | -0.071875 | [7 empty] | 0 | 0 | 0 | 0 | 0 | 0
|  | Lift Front Wall | -1 | 1 | 2.76 | 0.23 | 0.1 | -0.06348 | [7 empty] | 0 | 0 | 0 | 0 | 0 | 0
|  | Lift Side Wall | -1 | 1 | 2.33 | 0.23 | 0.1 | -0.05359 | [7 empty] | 0 | 0 | 0 | 0 | 0 | 0
|  | Front Entrance Verandah Side Wall | -1 | 1 | 1.5 | 0.23 | 0.1 | -0.0345 | [7 empty] | 0 | 0 | 0 | 0 | 0 | 0
|  | Elevation Piller | -1 | 4 | 0.6 | 0.23 | 0.1 | -0.0552 | [7 empty] | 0 | 0 | 0 | 0 | 0 | 0
[16 empty] | 0 | 0 | 0 | 0 | 0 | 0
[8 empty] | 0 | [7 empty] | 0 | 0 | 0 | 0 | 0 | 0
|  | Add sundries | [5 empty] | 0.003836 | 25.9962 | [6 empty] | 0 | 0 | 0 | 0 | 0 | 0
[8 empty] | 26 | 26 | [6 empty] | 0 | 0 | 0 | 0 | 0 | 0
[6 empty] | Say | 26 | Cum |  |  |  | a. In Ground Floor Brick work in C.M. 1:6 using Kiln Burnt Country bricks of size 22 x 11 x 7 cm ( 8 3/4" x 4 1/4" x 2 3/4") | 0 | 26 | Cum | 0 | 0 | 0 | 0 | 0 | 26
b. In First Floor Brick work in C.M. 1:6 using Kiln Burnt Country bricks of size 22 x 11 x 7 cm ( 8 3/4" x 4 1/4" x 2 3/4") |  | #REF! | [13 empty] | 0 | 0 | 0 | 0 | 0 | 0
|  | Main wall all alround | 1 | 1 | 86.29 | 0.23 | 2.92 | 57.9524 |  |  | 86290 |  |  |  |  | 0 | 0 | 0 | 0 | 0 | 0
\`++1041049:1091 |  | Lift Front Wall | 1 | 1 | 2.535 | 0.23 | 2.92 | 1.7025 | [7 empty] | 0 | 0 | 0 | 0 | 0 | 0
|  | Lift Side Wall | 1 | 1 | 2.33 | 0.23 | 2.92 | 1.5648 | [7 empty] | 0 | 0 | 0 | 0 | 0 | 0
|  | Cross wall between Stair case lobby / Hall | 1 | 1 | 7.115 | 0.23 | 2.92 | 4.7784 | [7 empty] | 0 | 0 | 0 | 0 | 0 | 0
|  | SI Room | [5 empty] | 0 | [7 empty] | 0 | 0 | 0 | 0 | 0 | 0
|  | Cross wall between SI Room / Toilet /Hall | 1 | 1 | 4 | 0.23 | 2.92 | 2.6864 |  | 1.765 | [5 empty] | 0 | 0 | 0 | 0 | 0 | 0
|  | D/F Toilet Open | -1 | 1 | 1 | 0.23 | 2.92 | -0.6716 | [7 empty] | 0 | 0 | 0 | 0 | 0 | 0
|  | Piller | 1 | 1 | 0.23 | 0.23 | 2.92 | 0.15447 | [7 empty] | 0 | 0 | 0 | 0 | 0 | 0
|  | Cross wall between SI Room / Lift Stair | 1 | 1 | 5.53 | 0.23 | 2.92 | 3.7139 | [7 empty] | 0 | 0 | 0 | 0 | 0 | 0
|  | Writer | [5 empty] | 0 | [7 empty] | 0 | 0 | 0 | 0 | 0 | 0
|  | Cross wall between Writer / Stair case lobby | 1 | 1 | 5.53 | 0.23 | 2.92 | 3.7139 |  |  | Cross wall between PA Admin /Corridor |  |  |  |  | 0 | 0 | 0 | 0 | 0 | 0
|  | Cross wall between Writer / Hall | 1 | 1 | 3.455 | 0.23 | 2.92 | 2.3204 | [7 empty] | 0 | 0 | 0 | 0 | 0 | 0
|  | C/B Piller | 1 | 1 | 0.715 | 0.23 | 2.92 | 0.48019 | [7 empty] | 0 | 0 | 0 | 0 | 0 | 0
|  | Ins L&O | [5 empty] | 0 | [7 empty] | 0 | 0 | 0 | 0 | 0 | 0
|  | Cross wall between Ins L&O / Hall , Toilet | 1 | 1 | 4 | 0.23 | 2.92 | 2.6864 |  |  | Cross wall between PA Admin /Corridor |  |  |  |  | 0 | 0 | 0 | 0 | 0 | 0
|  | D/F Toilet Open | -1 | 1 | 1 | 0.23 | 2.92 | -0.6716 | [7 empty] | 0 | 0 | 0 | 0 | 0 | 0
|  | Cross wall between Ins L&O / Hall , Toilet Piller | 1 | 1 | 0.43 | 0.23 | 2.92 | 0.28879 | [7 empty] | 0 | 0 | 0 | 0 | 0 | 0
|  | Lock up women | [5 empty] | 0 | [7 empty] | 0 | 0 | 0 | 0 | 0 | 0
|  | Cross wall between Lock up women / Hall | 1 | 1 | 2.73 | 0.23 | 2.92 | 1.8335 | [7 empty] | 0 | 0 | 0 | 0 | 0 | 0
\ |  | Cross wall between Lock up women / CD File / Store | 1 | 1 | 5.845 | 0.23 | 0 | 0 | [7 empty] | 0 | 0 | 0 | 0 | 0 | 0
|  | D/F Passage Open | -1 | 1 | 1.5 | 0.23 | 2.1 | -0.7245 | [7 empty] | 0 | 0 | 0 | 0 | 0 | 0
|  | Lock up men | [5 empty] | 0 | [7 empty] | 0 | 0 | 0 | 0 | 0 | 0
|  | Cross wall between Lock up men / Hall | 1 | 1 | 2.96 | 0.23 | 2.92 | 1.9879 | [7 empty] | 0 | 0 | 0 | 0 | 0 | 0
|  | Cross wall between Lock up men / Toilet | 1 | 1 | 5.845 | 0.23 | 2.92 | 3.9255 | [7 empty] | 0 | 0 | 0 | 0 | 0 | 0
|  | D/F Passage Open | -1 | 1 | 1.5 | 0.23 | 2.1 | -0.7245 | [7 empty] | 0 | 0 | 0 | 0 | 0 | 0
|  | CD File / Store | [5 empty] | 0 | [7 empty] | 0 | 0 | 0 | 0 | 0 | 0
|  | Cross wall between CD File / Store and Toilet | 1 | 1 | 1.685 | 0.23 | 2.92 | 1.1316 | [7 empty] | 0 | 0 | 0 | 0 | 0 | 0
|  | Cross wall between CD File / CCTN | 1 | 1 | 1.2 | 0.23 | 2.92 | 0.80592 | [7 empty] | 0 | 0 | 0 | 0 | 0 | 0
|  | Computer CCTN | [5 empty] | 0 | [7 empty] | 0 | 0 | 0 | 0 | 0 | 0
|  | Cross wall between Computer CCTN /Hall | 1 | 1 | 3.925 | 0.23 | 2.92 | 2.636 | [7 empty] | 0 | 0 | 0 | 0 | 0 | 0
|  | Station Writer | [5 empty] | 0 | [7 empty] | 0 | 0 | 0 | 0 | 0 | 0
|  | Cross wall between Station Writer / Arm | 1 | 1 | 4.13 | 0.23 | 2.92 | 2.7737 | [7 empty] | 0 | 0 | 0 | 0 | 0 | 0
|  | Cross wall between Station Writer / Hall | 1 | 1 | 2.55 | 0.23 | 2.92 | 1.7126 | [7 empty] | 0 | 0 | 0 | 0 | 0 | 0
|  | Cross wall between Station Writer / Hall Loft above | 1 | 1 | 2.55 | 0.23 | 2.92 | 1.7126 | [7 empty] | 0 | 0 | 0 | 0 | 0 | 0
|  | Arm Ammunition | [13 empty] | 0 | 0 | 0 | 0 | 0 | 0
|  | Cross wall between Hall/ Arm | 1 | 1 | 1.965 | 0.23 | 2.92 | 1.3197 | [7 empty] | 0 | 0 | 0 | 0 | 0 | 0
|  | Cross wall between Record / Arm | 1 | 1 | 2.55 | 0.23 | 2.92 | 1.7126 | [7 empty] | 0 | 0 | 0 | 0 | 0 | 0
|  | Record | [5 empty] | 0 | [7 empty] | 0 | 0 | 0 | 0 | 0 | 0
|  | Cross wall between Record / Toilet | 1 | 1 | 3.88 | 0.23 | 2.92 | 2.6058 | [7 empty] | 0 | 0 | 0 | 0 | 0 | 0
|  | D/F Partion wall | -1 | 1 | 1 | 0.23 | 2.92 | -0.6716 | [7 empty] | 0 | 0 | 0 | 0 | 0 | 0
|  | Elevation Piller | 1 | 4 | 0.6 | 0.23 | 3.3 | 1.8216 | [7 empty] | 0 | 0 | 0 | 0 | 0 | 0
|  | Portico Parapet | 1 | 1 | 19.945 | 0.23 | 1 | 4.5874 | [7 empty] | 0 | 0 | 0 | 0 | 0 | 0
|  | Deduction for Joinery | [5 empty] | 0 | [7 empty] | 0 | 0 | 0 | 0 | 0 | 0
|  | MD-1 | -1 | 1 | 1.8 | 0.23 | 2.1 | -0.8694 | [7 empty] | 0 | 0 | 0 | 0 | 0 | 0
|  | OD | -1 | 1 | 1 | 0.23 | 2.1 | -0.483 | [7 empty] | 0 | 0 | 0 | 0 | 0 | 0
|  | OD-1 | -1 | 2 | 0.75 | 0.23 | 2.1 | -0.7245 | [7 empty] | 0 | 0 | 0 | 0 | 0 | 0
|  | D | -1 | 5 | 1 | 0.23 | 2.1 | -2.415 | [7 empty] | 0 | 0 | 0 | 0 | 0 | 0
|  | D1 | -1 | 2 | 0.9 | 0.23 | 2.1 | -0.8694 | [7 empty] | 0 | 0 | 0 | 0 | 0 | 0
|  | D3 | -1 | 2 | 0.75 | 0.23 | 1.35 | -0.46575 | [7 empty] | 0 | 0 | 0 | 0 | 0 | 0
|  | LD | -1 | 1 | 1.2 | 0.23 | 2.1 | -0.5796 | [7 empty] | 0 | 0 | 0 | 0 | 0 | 0
|  | GD | -1 | 2 | 1 | 0.23 | 2.1 | -0.966 | [7 empty] | 0 | 0 | 0 | 0 | 0 | 0
|  | FW | -1 | 2 | 0.813 | 0.23 | 1.8 | -0.67316 | [7 empty] | 0 | 0 | 0 | 0 | 0 | 0
|  | FW-3 | -1 | 1 | 2 | 0.23 | 1.8 | -0.828 | [7 empty] | 0 | 0 | 0 | 0 | 0 | 0
|  | FW-4 | -1 | 2 | 1.2 | 0.23 | 1.8 | -0.9936 | [7 empty] | 0 | 0 | 0 | 0 | 0 | 0
|  | SW | -1 | 1 | 1.8 | 0.23 | 1.35 | -0.5589 | [7 empty] | 0 | 0 | 0 | 0 | 0 | 0
|  | W | -1 | 1 | 1.8 | 0.23 | 1.35 | -0.5589 | [7 empty] | 0 | 0 | 0 | 0 | 0 | 0
|  | W1 | -1 | 1 | 1.5 | 0.23 | 1.35 | -0.46575 | [7 empty] | 0 | 0 | 0 | 0 | 0 | 0
|  | W2 | -1 | 10 | 1.2 | 0.23 | 1.35 | -3.726 | [7 empty] | 0 | 0 | 0 | 0 | 0 | 0
|  | W3 | -1 | 4 | 1 | 0.23 | 1.35 | -1.242 | [7 empty] | 0 | 0 | 0 | 0 | 0 | 0
|  | V | -1 | 2 | 1 | 0.23 | 0.6 | -0.276 | [7 empty] | 0 | 0 | 0 | 0 | 0 | 0
|  | V1 | -1 | 2 | 0.6 | 0.23 | 0.6 | -0.1656 | [7 empty] | 0 | 0 | 0 | 0 | 0 | 0
|  | V3 | -1 | 4 | 0.9 | 0.23 | 0.75 | -0.621 | [7 empty] | 0 | 0 | 0 | 0 | 0 | 0
|  | D/F Lintel Concrete | [5 empty] | 0 | [7 empty] | 0 | 0 | 0 | 0 | 0 | 0
|  | Main wall all alround | -1 | 1 | 86.29 | 0.23 | 0.1 | -1.9847 |  |  | 68450 |  |  |  |  | 0 | 0 | 0 | 0 | 0 | 0
\`++1041049:1091 |  | Lift Front Wall | -1 | 1 | 2.535 | 0.23 | 0.1 | -0.058305 | [7 empty] | 0 | 0 | 0 | 0 | 0 | 0
|  | Lift Side Wall | -1 | 1 | 2.33 | 0.23 | 0.1 | -0.05359 | [7 empty] | 0 | 0 | 0 | 0 | 0 | 0
|  | Cross wall between Stair case lobby / Hall | -1 | 1 | 7.115 | 0.23 | 0.1 | -0.16365 | [7 empty] | 0 | 0 | 0 | 0 | 0 | 0
|  | SI Room | 0 | 0 | 0 | 0 | 0 | 0 | [7 empty] | 0 | 0 | 0 | 0 | 0 | 0
|  | Cross wall between SI Room / Toilet /Hall | -1 | 1 | 4 | 0.23 | 0.1 | -0.092 |  | 1.765 | [5 empty] | 0 | 0 | 0 | 0 | 0 | 0
|  | D/F Toilet Open | 1 | 1 | 1 | 0.23 | 0.1 | 0.023 | [7 empty] | 0 | 0 | 0 | 0 | 0 | 0
|  | Piller | -1 | 1 | 0.23 | 0.23 | 0.1 | -0.00529 | [7 empty] | 0 | 0 | 0 | 0 | 0 | 0
|  | Cross wall between SI Room / Lift Stair | -1 | 1 | 5.53 | 0.23 | 0.1 | -0.12719 | [7 empty] | 0 | 0 | 0 | 0 | 0 | 0
|  | Writer | 0 | 0 | 0 | 0 | 0 | 0 | [7 empty] | 0 | 0 | 0 | 0 | 0 | 0
|  | Cross wall between Writer / Stair case lobby | -1 | 1 | 5.53 | 0.23 | 0.1 | -0.12719 |  |  | Cross wall between PA Admin /Corridor |  |  |  |  | 0 | 0 | 0 | 0 | 0 | 0
|  | Cross wall between Writer / Hall | -1 | 1 | 3.455 | 0.23 | 0.1 | -0.079465 | [7 empty] | 0 | 0 | 0 | 0 | 0 | 0
|  | C/B Piller | -1 | 1 | 0.715 | 0.23 | 0.1 | -0.016445 | [7 empty] | 0 | 0 | 0 | 0 | 0 | 0
|  | Ins L&O | 0 | 0 | 0 | 0 | 0 | 0 | [7 empty] | 0 | 0 | 0 | 0 | 0 | 0
|  | Cross wall between Ins L&O / Hall , Toilet | -1 | 1 | 4 | 0.23 | 0.1 | -0.092 |  |  | Cross wall between PA Admin /Corridor |  |  |  |  | 0 | 0 | 0 | 0 | 0 | 0
|  | Cross wall between Ins L&O / Hall , Toilet Piller | -1 | 1 | 0.43 | 0.23 | 0.1 | -0.00989 | [7 empty] | 0 | 0 | 0 | 0 | 0 | 0
|  | Lock up women | 0 | 0 | 0 | 0 | 0 | 0 | [7 empty] | 0 | 0 | 0 | 0 | 0 | 0
|  | Cross wall between Lock up women / Hall | -1 | 1 | 2.73 | 0.23 | 0.1 | -0.06279 | [7 empty] | 0 | 0 | 0 | 0 | 0 | 0
\ |  | Cross wall between Lock up women / CD File / Store | -1 | 1 | 5.845 | 0.23 | 0.1 | -0.13443 | [7 empty] | 0 | 0 | 0 | 0 | 0 | 0
|  | Lock up men | 0 | 0 | 0 | 0 | 0.1 | 0 | [7 empty] | 0 | 0 | 0 | 0 | 0 | 0
|  | Cross wall between Lock up men / Hall | -1 | 1 | 2.96 | 0.23 | 0.1 | -0.06808 | [7 empty] | 0 | 0 | 0 | 0 | 0 | 0
|  | Cross wall between Lock up men / Toilet | -1 | 1 | 5.845 | 0.23 | 0.1 | -0.13443 | [7 empty] | 0 | 0 | 0 | 0 | 0 | 0
|  | CD File / Store | 0 | 0 | 0 | 0 | 0.1 | 0 | [7 empty] | 0 | 0 | 0 | 0 | 0 | 0
|  | Cross wall between CD File / Store and Toilet | -1 | 1 | 1.685 | 0.23 | 0.1 | -0.038755 | [7 empty] | 0 | 0 | 0 | 0 | 0 | 0
|  | Cross wall between CD File / CCTN | -1 | 1 | 1.2 | 0.23 | 0.1 | -0.0276 | [7 empty] | 0 | 0 | 0 | 0 | 0 | 0
|  | Computer CCTN | 0 | 0 | 0 | 0 |  | 0 | [7 empty] | 0 | 0 | 0 | 0 | 0 | 0
|  | Cross wall between Computer CCTN /Hall | -1 | 1 | 3.925 | 0.23 | 0.1 | -0.090275 | [7 empty] | 0 | 0 | 0 | 0 | 0 | 0
|  | Station Writer | 0 | 0 | 0 | 0 |  | 0 | [7 empty] | 0 | 0 | 0 | 0 | 0 | 0
|  | Cross wall between Station Writer / Arm | -1 | 1 | 4.13 | 0.23 | 0.1 | -0.09499 | [7 empty] | 0 | 0 | 0 | 0 | 0 | 0
|  | Cross wall between Station Writer / Hall | -1 | 1 | 2.55 | 0.23 | 0.1 | -0.05865 | [7 empty] | 0 | 0 | 0 | 0 | 0 | 0
|  | Cross wall between Station Writer / Hall Loft above | -1 | 1 | 2.55 | 0.23 | 0.1 | -0.05865 | [7 empty] | 0 | 0 | 0 | 0 | 0 | 0
|  | Arm Ammunition | 0 | 0 | 0 | 0 | [9 empty] | 0 | 0 | 0 | 0 | 0 | 0
|  | Cross wall between Hall/ Arm | -1 | 1 | 1.965 | 0.23 | 0.1 | -0.045195 | [7 empty] | 0 | 0 | 0 | 0 | 0 | 0
|  | Cross wall between Record / Arm | -1 | 1 | 2.55 | 0.23 | 0.1 | -0.05865 | [7 empty] | 0 | 0 | 0 | 0 | 0 | 0
|  | Record | 0 | 0 | 0 | 0 | 0.1 | 0 | [7 empty] | 0 | 0 | 0 | 0 | 0 | 0
|  | Cross wall between Record / Toilet | -1 | 1 | 3.88 | 0.23 | 0.1 | -0.08924 | [7 empty] | 0 | 0 | 0 | 0 | 0 | 0
|  | Elevation Piller | -1 | 4 | 0.6 | 0.23 | 0.1 | -0.0552 | [7 empty] | 0 | 0 | 0 | 0 | 0 | 0
[16 empty] | 0 | 0 | 0 | 0 | 0 | 0
|  | Add sundries | [5 empty] | 0.039931 | 87.8601 | [6 empty] | 0 | 0 | 0 | 0 | 0 | 0
[8 empty] | 87.9 | 87.9 | [6 empty] | 0 | 0 | 0 | 0 | 0 | 0
[6 empty] | Say | 87.9 | Cum |  |  |  | b. In First Floor Brick work in C.M. 1:6 using Kiln Burnt Country bricks of size 22 x 11 x 7 cm ( 8 3/4" x 4 1/4" x 2 3/4") | 0 | 87.9 | Cum | 0 | 0 | 0 | 0 | 0 | 87.9
c. In Second Floor Brick work in C.M. 1:6 using Kiln Burnt Country bricks of size 22 x 11 x 7 cm ( 8 3/4" x 4 1/4" x 2 3/4") |  | #REF! | [13 empty] | 0 | 0 | 0 | 0 | 0 | 0
|  | Main wall all alround | 1 | 1 | 86.29 | 0.23 | 2.92 | 57.9524 |  |  | 86290 |  |  |  |  | 0 | 0 | 0 | 0 | 0 | 0
\`++1041049:1091 |  | Lift Front Wall | 1 | 1 | 2.535 | 0.23 | 2.92 | 1.7025 | [7 empty] | 0 | 0 | 0 | 0 | 0 | 0
|  | Lift Side Wall | 1 | 1 | 2.33 | 0.23 | 2.92 | 1.5648 | [7 empty] | 0 | 0 | 0 | 0 | 0 | 0
|  | Cross wall between Stair case lobby / Hall | 1 | 1 | 7.115 | 0.23 | 2.92 | 4.7784 | [7 empty] | 0 | 0 | 0 | 0 | 0 | 0
|  | Women Rest Room | [5 empty] | 0 | [7 empty] | 0 | 0 | 0 | 0 | 0 | 0
|  | Cross wall between Women Rest Room / Toilet /Hall | 1 | 1 | 4 | 0.23 | 2.92 | 2.6864 |  | 1.765 | [5 empty] | 0 | 0 | 0 | 0 | 0 | 0
|  | D/F Toilet Open | -1 | 1 | 1 | 0.23 | 2.1 | -0.483 | [7 empty] | 0 | 0 | 0 | 0 | 0 | 0
|  | Piller | 1 | 1 | 0.23 | 0.23 | 2.92 | 0.15447 | [7 empty] | 0 | 0 | 0 | 0 | 0 | 0
|  | Cross wall between Women Rest Room / Lift Stair | 1 | 1 | 5.53 | 0.23 | 2.1 | 2.671 | [7 empty] | 0 | 0 | 0 | 0 | 0 | 0
|  | Writer | [5 empty] | 0 | [7 empty] | 0 | 0 | 0 | 0 | 0 | 0
|  | Cross wall between Writer / Stair case lobby | 1 | 1 | 5.53 | 0.23 | 2.92 | 3.7139 |  |  | Cross wall between PA Admin /Corridor |  |  |  |  | 0 | 0 | 0 | 0 | 0 | 0
|  | Cross wall between Writer / Hall | 1 | 1 | 3.455 | 0.23 | 2.92 | 2.3204 | [7 empty] | 0 | 0 | 0 | 0 | 0 | 0
|  | C/B Piller | 1 | 1 | 0.715 | 0.23 | 2.92 | 0.48019 | [7 empty] | 0 | 0 | 0 | 0 | 0 | 0
|  | Ins crime | [5 empty] | 0 | [7 empty] | 0 | 0 | 0 | 0 | 0 | 0
|  | Cross wall between Ins crime / Hall , Toilet | 1 | 1 | 4 | 0.23 | 2.92 | 2.6864 |  |  | Cross wall between PA Admin /Corridor |  |  |  |  | 0 | 0 | 0 | 0 | 0 | 0
|  | D/F Toilet Open | -1 | 1 | 1 | 0.23 | 2.1 | -0.483 | [7 empty] | 0 | 0 | 0 | 0 | 0 | 0
|  | Cross wall between Ins crime / Hall , Toilet Piller | 1 | 1 | 0.43 | 0.23 | 2.92 | 0.28879 | [7 empty] | 0 | 0 | 0 | 0 | 0 | 0
|  | Lock up women | [5 empty] | 0 | [7 empty] | 0 | 0 | 0 | 0 | 0 | 0
|  | Cross wall between Lock up women / Hall | 1 | 1 | 2.73 | 0.23 | 2.92 | 1.8335 | [7 empty] | 0 | 0 | 0 | 0 | 0 | 0
\ |  | Cross wall between Lock up women / Compute room | 1 | 1 | 5.845 | 0.23 | 2.92 | 3.9255 | [7 empty] | 0 | 0 | 0 | 0 | 0 | 0
|  | D/F Passage Open | -1 | 1 | 1.5 | 0.23 | 2.1 | -0.7245 | [7 empty] | 0 | 0 | 0 | 0 | 0 | 0
|  | Lock up men | [5 empty] | 0 | [7 empty] | 0 | 0 | 0 | 0 | 0 | 0
|  | Cross wall between Lock up men / Hall | 1 | 1 | 2.96 | 0.23 | 2.92 | 1.9879 | [7 empty] | 0 | 0 | 0 | 0 | 0 | 0
|  | Cross wall between Lock up men / Toilet | 1 | 1 | 5.845 | 0.23 | 2.92 | 3.9255 | [7 empty] | 0 | 0 | 0 | 0 | 0 | 0
|  | D/F Passage Open | -1 | 1 | 1.5 | 0.23 | 2.1 | -0.7245 | [7 empty] | 0 | 0 | 0 | 0 | 0 | 0
|  | Compute room | [5 empty] | 0 | [7 empty] | 0 | 0 | 0 | 0 | 0 | 0
|  | Cross wall between Compute room and Toilet | 1 | 1 | 1.685 | 0.23 | 2.92 | 1.1316 | [7 empty] | 0 | 0 | 0 | 0 | 0 | 0
|  | Cross wall between Compute room / SI | 1 | 1 | 1.2 | 0.23 | 2.92 | 0.80592 | [7 empty] | 0 | 0 | 0 | 0 | 0 | 0
|  | SI Room | [5 empty] | 0 | [7 empty] | 0 | 0 | 0 | 0 | 0 | 0
|  | Cross wall between SI Room /Hall | 1 | 1 | 6.655 | 0.23 | 2.92 | 4.4695 | [7 empty] | 0 | 0 | 0 | 0 | 0 | 0
|  | Cross wall between SI Room / Record | 1 | 1 | 4.13 | 0.23 | 2.92 | 2.7737 | [7 empty] | 0 | 0 | 0 | 0 | 0 | 0
|  | D/F Partition wall | -1 | 1 | 2.436 | 0.23 | 2.92 | -1.636 | [7 empty] | 0 | 0 | 0 | 0 | 0 | 0
|  | Interrogationn Room | [5 empty] | 0 | [7 empty] | 0 | 0 | 0 | 0 | 0 | 0
|  | Cross wall between Interrogationn Room / Toilet | 1 | 1 | 3.88 | 0.23 | 2.92 | 2.6058 | [7 empty] | 0 | 0 | 0 | 0 | 0 | 0
|  | D/F Partion wall | -1 | 1 | 1 | 0.23 | 2.92 | -0.6716 | [7 empty] | 0 | 0 | 0 | 0 | 0 | 0
|  | Elevation Piller | 1 | 4 | 0.6 | 0.23 | 2.92 | 1.6118 | [7 empty] | 0 | 0 | 0 | 0 | 0 | 0
|  | Deduction for Joinery | [13 empty] | 0 | 0 | 0 | 0 | 0 | 0
|  | MD-1 | -1 | 1 | 1.8 | 0.23 | 2.1 | -0.8694 | [7 empty] | 0 | 0 | 0 | 0 | 0 | 0
|  | D | -1 | 6 | 1 | 0.23 | 2.1 | -2.898 | [7 empty] | 0 | 0 | 0 | 0 | 0 | 0
|  | D1 | -1 | 2 | 0.9 | 0.23 | 2.1 | -0.8694 | [7 empty] | 0 | 0 | 0 | 0 | 0 | 0
|  | D3 | -1 | 2 | 0.75 | 0.23 | 1.35 | -0.46575 | [7 empty] | 0 | 0 | 0 | 0 | 0 | 0
|  | LD | -1 | 1 | 1.2 | 0.23 | 2.1 | -0.5796 | [7 empty] | 0 | 0 | 0 | 0 | 0 | 0
|  | GD | -1 | 1 | 1 | 0.23 | 2.1 | -0.483 | [7 empty] | 0 | 0 | 0 | 0 | 0 | 0
|  | FW | -1 | 2 | 0.813 | 0.23 | 1.8 | -0.67316 | [7 empty] | 0 | 0 | 0 | 0 | 0 | 0
|  | FW-3 | -1 | 1 | 2 | 0.23 | 1.8 | -0.828 | [7 empty] | 0 | 0 | 0 | 0 | 0 | 0
|  | FW-4 | -1 | 2 | 1.2 | 0.23 | 1.8 | -0.9936 | [7 empty] | 0 | 0 | 0 | 0 | 0 | 0
|  | SW | -1 | 1 | 1.8 | 0.23 | 1.35 | -0.5589 | [7 empty] | 0 | 0 | 0 | 0 | 0 | 0
|  | W | -1 | 1 | 1.8 | 0.23 | 1.35 | -0.5589 | [7 empty] | 0 | 0 | 0 | 0 | 0 | 0
|  | W2 | -1 | 13 | 1.2 | 0.23 | 1.35 | -4.8438 | [7 empty] | 0 | 0 | 0 | 0 | 0 | 0
|  | W3 | -1 | 4 | 1 | 0.23 | 1.35 | -1.242 | [7 empty] | 0 | 0 | 0 | 0 | 0 | 0
|  | SLW | -1 | 2 | 2.1 | 0.23 | 1.35 | -1.3041 | [7 empty] | 0 | 0 | 0 | 0 | 0 | 0
|  | RV | -1 | 2 | 1.35 | 0.23 | 0.6 | -0.3726 | [7 empty] | 0 | 0 | 0 | 0 | 0 | 0
|  | RV1 | -1 | 1 | 0.9 | 0.23 | 0.6 | -0.1242 | [7 empty] | 0 | 0 | 0 | 0 | 0 | 0
|  | V | -1 | 2 | 1 | 0.23 | 0.6 | -0.276 | [7 empty] | 0 | 0 | 0 | 0 | 0 | 0
|  | V1 | -1 | 2 | 0.6 | 0.23 | 0.6 | -0.1656 | [7 empty] | 0 | 0 | 0 | 0 | 0 | 0
|  | V3 | -1 | 4 | 0.9 | 0.23 | 0.75 | -0.621 | [7 empty] | 0 | 0 | 0 | 0 | 0 | 0
|  | D/F Lintel Concrete | [13 empty] | 0 | 0 | 0 | 0 | 0 | 0
|  | Main wall all alround | -1 | 1 | 86.29 | 0.23 | 0.1 | -1.9847 |  |  | 85370 |  |  |  |  | 0 | 0 | 0 | 0 | 0 | 0
|  | Lift Front Wall | -1 | 1 | 2.535 | 0.23 | 0.1 | -0.058305 | [7 empty] | 0 | 0 | 0 | 0 | 0 | 0
|  | Lift Side Wall | -1 | 1 | 2.33 | 0.23 | 0.1 | -0.05359 | [7 empty] | 0 | 0 | 0 | 0 | 0 | 0
|  | Cross wall between Stair case lobby / Hall | -1 | 1 | 7.115 | 0.23 | 0.1 | -0.16365 | [7 empty] | 0 | 0 | 0 | 0 | 0 | 0
|  | Women Rest Room | 0 | 0 | 0 | 0 |  | 0 | [7 empty] | 0 | 0 | 0 | 0 | 0 | 0
|  | Cross wall between Women Rest Room / Toilet /Hall | -1 | 1 | 4 | 0.23 | 0.1 | -0.092 |  | 1.765 | [5 empty] | 0 | 0 | 0 | 0 | 0 | 0
|  | Piller | -1 | 1 | 0.23 | 0.23 | 0.1 | -0.00529 | [7 empty] | 0 | 0 | 0 | 0 | 0 | 0
|  | Cross wall between Women Rest Room / Lift Stair | -1 | 1 | 5.53 | 0.23 | 0.1 | -0.12719 | [7 empty] | 0 | 0 | 0 | 0 | 0 | 0
|  | Writer | 0 | 0 | 0 | 0 |  | 0 | [7 empty] | 0 | 0 | 0 | 0 | 0 | 0
|  | Cross wall between Writer / Stair case lobby | -1 | 1 | 5.53 | 0.23 | 0.1 | -0.12719 |  |  | Cross wall between PA Admin /Corridor |  |  |  |  | 0 | 0 | 0 | 0 | 0 | 0
|  | Cross wall between Writer / Hall | -1 | 1 | 3.455 | 0.23 | 0.1 | -0.079465 | [7 empty] | 0 | 0 | 0 | 0 | 0 | 0
|  | C/B Piller | -1 | 1 | 0.715 | 0.23 | 0.1 | -0.016445 | [7 empty] | 0 | 0 | 0 | 0 | 0 | 0
|  | Ins crime | 0 | 0 | 0 | 0 |  | 0 | [7 empty] | 0 | 0 | 0 | 0 | 0 | 0
|  | Cross wall between Ins crime / Hall , Toilet | -1 | 1 | 4 | 0.23 | 0.1 | -0.092 |  |  | Cross wall between PA Admin /Corridor |  |  |  |  | 0 | 0 | 0 | 0 | 0 | 0
|  | Cross wall between Ins crime / Hall , Toilet Piller | -1 | 1 | 0.43 | 0.23 | 0.1 | -0.00989 | [7 empty] | 0 | 0 | 0 | 0 | 0 | 0
|  | Lock up women | 0 | 0 | 0 | 0 |  | 0 | [7 empty] | 0 | 0 | 0 | 0 | 0 | 0
|  | Cross wall between Lock up women / Hall | -1 | 1 | 2.73 | 0.23 | 0.1 | -0.06279 | [7 empty] | 0 | 0 | 0 | 0 | 0 | 0
\ |  | Cross wall between Lock up women / Compute room | -1 | 1 | 5.845 | 0.23 | 0.1 | -0.13443 | [7 empty] | 0 | 0 | 0 | 0 | 0 | 0
|  | Lock up men | 0 | 0 | 0 | 0 |  | 0 | [7 empty] | 0 | 0 | 0 | 0 | 0 | 0
|  | Cross wall between Lock up men / Hall | -1 | 1 | 2.96 | 0.23 | 0.1 | -0.06808 | [7 empty] | 0 | 0 | 0 | 0 | 0 | 0
|  | Cross wall between Lock up men / Toilet | -1 | 1 | 5.845 | 0.23 | 0.1 | -0.13443 | [7 empty] | 0 | 0 | 0 | 0 | 0 | 0
|  | Compute room | 0 | 0 | 0 | 0 |  | 0 | [7 empty] | 0 | 0 | 0 | 0 | 0 | 0
|  | Cross wall between Compute room and Toilet | -1 | 1 | 1.685 | 0.23 | 0.1 | -0.038755 | [7 empty] | 0 | 0 | 0 | 0 | 0 | 0
|  | Cross wall between Compute room / SI | -1 | 1 | 1.2 | 0.23 | 0.1 | -0.0276 | [7 empty] | 0 | 0 | 0 | 0 | 0 | 0
|  | SI Room | 0 | 0 | 0 | 0 |  | 0 | [7 empty] | 0 | 0 | 0 | 0 | 0 | 0
|  | Cross wall between SI Room /Hall | -1 | 1 | 6.655 | 0.23 | 0.1 | -0.15307 | [7 empty] | 0 | 0 | 0 | 0 | 0 | 0
|  | Cross wall between SI Room / Record | -1 | 1 | 4.13 | 0.23 | 0.1 | -0.09499 | [7 empty] | 0 | 0 | 0 | 0 | 0 | 0
|  | Interrogationn Room | 0 | 0 | 0 | 0 |  | 0 | [7 empty] | 0 | 0 | 0 | 0 | 0 | 0
|  | Cross wall between Interrogationn Room / Toilet | -1 | 1 | 3.88 | 0.23 | 0.1 | -0.08924 | [7 empty] | 0 | 0 | 0 | 0 | 0 | 0
|  | Elevation Piller | -1 | 4 | 0.6 | 0.23 | 0.1 | -0.0552 | [7 empty] | 0 | 0 | 0 | 0 | 0 | 0
[16 empty] | 0 | 0 | 0 | 0 | 0 | 0
[8 empty] | 0.047376 | 78.9526 | [6 empty] | 0 | 0 | 0 | 0 | 0 | 0
[8 empty] | 79 | 79 | [6 empty] | 0 | 0 | 0 | 0 | 0 | 0
[6 empty] | Say | 79 | Cum |  |  |  | c. In Second Floor Brick work in C.M. 1:6 using Kiln Burnt Country bricks of size 22 x 11 x 7 cm ( 8 3/4" x 4 1/4" x 2 3/4") | 0 | 79 | Cum | 0 | 0 | 0 | 0 | 0 | 79
d. In Third Floor Brick work in C.M. 1:6 using Kiln Burnt Country bricks of size 22 x 11 x 7 cm ( 8 3/4" x 4 1/4" x 2 3/4") |  | #REF! | [13 empty] | 0 | 0 | 0 | 0 | 0 | 0
|  | Main wall all alround | 1 | 1 | 86.29 | 0.23 | 2.92 | 57.9524 |  |  | 86290 |  |  |  |  | 0 | 0 | 0 | 0 | 0 | 0
\`++1041049:1091 |  | Lift Front Wall | 1 | 1 | 2.535 | 0.23 | 2.92 | 1.7025 | [7 empty] | 0 | 0 | 0 | 0 | 0 | 0
|  | Lift Side Wall | 1 | 1 | 2.33 | 0.23 | 2.92 | 1.5648 | [7 empty] | 0 | 0 | 0 | 0 | 0 | 0
|  | Cross wall between Stair case lobby / Hall | 1 | 1 | 7.115 | 0.23 | 2.92 | 4.7784 | [7 empty] | 0 | 0 | 0 | 0 | 0 | 0
|  | Men Rest Room | [5 empty] | 0 | [7 empty] | 0 | 0 | 0 | 0 | 0 | 0
|  | Cross wall between Men Rest Room / Toilet /Hall | 1 | 1 | 4 | 0.23 | 2.92 | 2.6864 |  | 1.765 | [5 empty] | 0 | 0 | 0 | 0 | 0 | 0
|  | D/F Toilet Open | -1 | 1 | 1 | 0.23 | 2.1 | -0.483 | [7 empty] | 0 | 0 | 0 | 0 | 0 | 0
|  | Piller | 1 | 1 | 0.23 | 0.23 | 2.92 | 0.15447 | [7 empty] | 0 | 0 | 0 | 0 | 0 | 0
|  | Cross wall between Men Rest Room / Lift Stair | 1 | 1 | 5.53 | 0.23 | 2.1 | 2.671 | [7 empty] | 0 | 0 | 0 | 0 | 0 | 0
|  | Writer | [5 empty] | 0 | [7 empty] | 0 | 0 | 0 | 0 | 0 | 0
|  | Cross wall between Writer / Stair case lobby | 1 | 1 | 5.53 | 0.23 | 2.92 | 3.7139 |  |  | Cross wall between PA Admin /Corridor |  |  |  |  | 0 | 0 | 0 | 0 | 0 | 0
|  | Cross wall between Writer / Hall | 1 | 1 | 3.455 | 0.23 | 2.92 | 2.3204 | [7 empty] | 0 | 0 | 0 | 0 | 0 | 0
|  | C/B Piller | 1 | 1 | 0.715 | 0.23 | 2.92 | 0.48019 | [7 empty] | 0 | 0 | 0 | 0 | 0 | 0
|  | Ins Trafic | [5 empty] | 0 | [7 empty] | 0 | 0 | 0 | 0 | 0 | 0
|  | Cross wall between Ins Trafic / Hall , Toilet | 1 | 1 | 4 | 0.23 | 2.92 | 2.6864 |  |  | Cross wall between PA Admin /Corridor |  |  |  |  | 0 | 0 | 0 | 0 | 0 | 0
|  | D/F Toilet Open | -1 | 1 | 1 | 0.23 | 2.1 | -0.483 | [7 empty] | 0 | 0 | 0 | 0 | 0 | 0
|  | Cross wall between Ins Trafic / Hall , Toilet Piller | 1 | 1 | 0.43 | 0.23 | 2.92 | 0.28879 | [7 empty] | 0 | 0 | 0 | 0 | 0 | 0
|  | Store | [5 empty] | 0 | [7 empty] | 0 | 0 | 0 | 0 | 0 | 0
|  | Cross wall between Store / Hall | 1 | 1 | 2.73 | 0.23 | 2.92 | 1.8335 | [7 empty] | 0 | 0 | 0 | 0 | 0 | 0
\ |  | Cross wall between Store / Men Rest Room | 1 | 1 | 9.77 | 0.23 | 2.92 | 6.5615 | [7 empty] | 0 | 0 | 0 | 0 | 0 | 0
|  | Men Rest Room | [5 empty] | 0 | [7 empty] | 0 | 0 | 0 | 0 | 0 | 0
|  | Cross wall between Men Rest Room / Hall | 1 | 1 | 5.935 | 0.23 | 2.92 | 3.9859 | [7 empty] | 0 | 0 | 0 | 0 | 0 | 0
|  | Deduction for Joinery | [5 empty] | 0 | [7 empty] | 0 | 0 | 0 | 0 | 0 | 0
|  | MD-1 | -1 | 1 | 1.8 | 0.23 | 2.1 | -0.8694 | [7 empty] | 0 | 0 | 0 | 0 | 0 | 0
|  | OD-1 | -1 | 1 | 0.75 | 0.23 | 2.1 | -0.36225 | [7 empty] | 0 | 0 | 0 | 0 | 0 | 0
|  | D | -1 | 5 | 1 | 0.23 | 2.1 | -2.415 | [7 empty] | 0 | 0 | 0 | 0 | 0 | 0
|  | D0 | -1 | 1 | 1 | 0.23 | 2.1 | -0.483 | [7 empty] | 0 | 0 | 0 | 0 | 0 | 0
|  | LD | -1 | 1 | 1.2 | 0.23 | 2.1 | -0.5796 | [7 empty] | 0 | 0 | 0 | 0 | 0 | 0
|  | GD | -1 | 1 | 1 | 0.23 | 2.1 | -0.483 | [7 empty] | 0 | 0 | 0 | 0 | 0 | 0
|  | TD | -1 | 5 | 0.75 | 0.23 | 2.1 | -1.8113 | [7 empty] | 0 | 0 | 0 | 0 | 0 | 0
|  | TD-1 | -1 | 1 | 0.9 | 0.23 | 2.1 | -0.4347 | [7 empty] | 0 | 0 | 0 | 0 | 0 | 0
|  | FW | -1 | 2 | 0.813 | 0.23 | 1.8 | -0.67316 | [7 empty] | 0 | 0 | 0 | 0 | 0 | 0
|  | FW-3 | -1 | 1 | 2 | 0.23 | 1.8 | -0.828 | [7 empty] | 0 | 0 | 0 | 0 | 0 | 0
|  | FW-4 | -1 | 2 | 1.2 | 0.23 | 1.8 | -0.9936 | [7 empty] | 0 | 0 | 0 | 0 | 0 | 0
|  | SW | -1 | 1 | 1.8 | 0.23 | 1.35 | -0.5589 | [7 empty] | 0 | 0 | 0 | 0 | 0 | 0
|  | W | -1 | 1 | 1.8 | 0.23 | 1.35 | -0.5589 | [7 empty] | 0 | 0 | 0 | 0 | 0 | 0
|  | W2 | -1 | 13 | 1.2 | 0.23 | 1.35 | -4.8438 | [7 empty] | 0 | 0 | 0 | 0 | 0 | 0
|  | W3 | -1 | 5 | 1 | 0.23 | 1.35 | -1.5525 | [7 empty] | 0 | 0 | 0 | 0 | 0 | 0
|  | SLW | -1 | 2 | 2.1 | 0.23 | 1.35 | -1.3041 | [7 empty] | 0 | 0 | 0 | 0 | 0 | 0
|  | RV | -1 | 3 | 1.35 | 0.23 | 0.6 | -0.5589 | [7 empty] | 0 | 0 | 0 | 0 | 0 | 0
|  | V3 | -1 | 5 | 0.9 | 0.23 | 0.75 | -0.77625 | [7 empty] | 0 | 0 | 0 | 0 | 0 | 0
|  | RVT | -1 | 2 | 0.9 | 0.23 | 0.75 | -0.3105 | [7 empty] | 0 | 0 | 0 | 0 | 0 | 0
|  | D/F Lintel Concrete | [5 empty] | 0 | [7 empty] | 0 | 0 | 0 | 0 | 0 | 0
|  | Main wall all alround | -1 | 1 | 86.29 | 0.23 | 0.1 | -1.9847 | [7 empty] | 0 | 0 | 0 | 0 | 0 | 0
|  | Lift Front Wall | -1 | 1 | 2.535 | 0.23 | 0.1 | -0.058305 | [7 empty] | 0 | 0 | 0 | 0 | 0 | 0
|  | Lift Side Wall | -1 | 1 | 2.33 | 0.23 | 0.1 | -0.05359 | [7 empty] | 0 | 0 | 0 | 0 | 0 | 0
|  | Cross wall between Stair case lobby / Hall | -1 | 1 | 7.115 | 0.23 | 0.1 | -0.16365 | [7 empty] | 0 | 0 | 0 | 0 | 0 | 0
|  | Men Rest Room | 0 | 0 | 0 | 0 |  | 0 | [7 empty] | 0 | 0 | 0 | 0 | 0 | 0
|  | Cross wall between Men Rest Room / Toilet /Hall | -1 | 1 | 4 | 0.23 | 0.1 | -0.092 | [7 empty] | 0 | 0 | 0 | 0 | 0 | 0
|  | D/F Toilet Open | 1 | 1 | 1 | 0.23 | 0.1 | 0.023 | [7 empty] | 0 | 0 | 0 | 0 | 0 | 0
|  | Piller | -1 | 1 | 0.23 | 0.23 | 0.1 | -0.00529 | [7 empty] | 0 | 0 | 0 | 0 | 0 | 0
|  | Cross wall between Men Rest Room / Lift Stair | -1 | 1 | 5.53 | 0.23 | 0.1 | -0.12719 | [7 empty] | 0 | 0 | 0 | 0 | 0 | 0
|  | Writer | 0 | 0 | 0 | 0 |  | 0 | [7 empty] | 0 | 0 | 0 | 0 | 0 | 0
|  | Cross wall between Writer / Stair case lobby | -1 | 1 | 5.53 | 0.23 | 0.1 | -0.12719 | [7 empty] | 0 | 0 | 0 | 0 | 0 | 0
|  | Cross wall between Writer / Hall | -1 | 1 | 3.455 | 0.23 | 0.1 | -0.079465 | [7 empty] | 0 | 0 | 0 | 0 | 0 | 0
|  | C/B Piller | -1 | 1 | 0.715 | 0.23 | 0.1 | -0.016445 | [7 empty] | 0 | 0 | 0 | 0 | 0 | 0
|  | Ins Trafic | 0 | 0 | 0 | 0 |  | 0 | [7 empty] | 0 | 0 | 0 | 0 | 0 | 0
|  | Cross wall between Ins Trafic / Hall , Toilet | -1 | 1 | 4 | 0.23 | 0.1 | -0.092 | [7 empty] | 0 | 0 | 0 | 0 | 0 | 0
|  | D/F Toilet Open | 1 | 1 | 1 | 0.23 | 0.1 | 0.023 | [7 empty] | 0 | 0 | 0 | 0 | 0 | 0
|  | Cross wall between Ins Trafic / Hall , Toilet Piller | -1 | 1 | 0.43 | 0.23 | 0.1 | -0.00989 | [7 empty] | 0 | 0 | 0 | 0 | 0 | 0
|  | Store | 0 | 0 | 0 | 0 |  | 0 | [7 empty] | 0 | 0 | 0 | 0 | 0 | 0
|  | Cross wall between Store / Hall | -1 | 1 | 2.73 | 0.23 | 0.1 | -0.06279 | [7 empty] | 0 | 0 | 0 | 0 | 0 | 0
|  | Cross wall between Store / Men Rest Room | -1 | 1 | 9.77 | 0.23 | 0.1 | -0.22471 | [7 empty] | 0 | 0 | 0 | 0 | 0 | 0
|  | Men Rest Room | 0 | 0 | 0 | 0 |  | 0 | [7 empty] | 0 | 0 | 0 | 0 | 0 | 0
|  | Cross wall between Men Rest Room / Hall | -1 | 1 | 5.935 | 0.23 | 0.1 | -0.1365 | [7 empty] | 0 | 0 | 0 | 0 | 0 | 0
[16 empty] | 0 | 0 | 0 | 0 | 0 | 0
[16 empty] | 0 | 0 | 0 | 0 | 0 | 0
[8 empty] | 0.069855 | 68.8301 | [6 empty] | 0 | 0 | 0 | 0 | 0 | 0
[8 empty] | 68.9 | 68.9 | [6 empty] | 0 | 0 | 0 | 0 | 0 | 0
[6 empty] | Say | 68.9 | Cum |  |  |  | d. In Third Floor Brick work in C.M. 1:6 using Kiln Burnt Country bricks of size 22 x 11 x 7 cm ( 8 3/4" x 4 1/4" x 2 3/4") | 0 | 68.9 | Cum | 0 | 0 | 0 | 0 | 0 | 68.9
e. In Fourth Floor Brick work in C.M. 1:6 using Kiln Burnt Country bricks of size 22 x 11 x 7 cm ( 8 3/4" x 4 1/4" x 2 3/4") |  | #REF! | [13 empty] | 0 | 0 | 0 | 0 | 0 | 0
|  | Main wall all alround Head Room | 1 | 1 | 20.69 | 0.23 | 2.92 | 13.8954 | [7 empty] | 0 | 0 | 0 | 0 | 0 | 0
|  | Main wall all alround Lift Machine Room | 1 | 1 | 12.175 | 0.23 | 2.92 | 8.1767 | [7 empty] | 0 | 0 | 0 | 0 | 0 | 0
|  | Deduction for Joinery | [5 empty] | 0 | [7 empty] | 0 | 0 | 0 | 0 | 0 | 0
|  | OD-1 | -1 | 1 | 0.75 | 0.23 | 2.1 | -0.36225 | [7 empty] | 0 | 0 | 0 | 0 | 0 | 0
|  | DT | -1 | 1 | 1 | 0.23 | 2.1 | -0.483 | [7 empty] | 0 | 0 | 0 | 0 | 0 | 0
|  | SW | -1 | 1 | 1.8 | 0.23 | 1.35 | -0.5589 | [7 empty] | 0 | 0 | 0 | 0 | 0 | 0
|  | W1 | -1 | 1 | 1.5 | 0.23 | 1.35 | -0.46575 | [7 empty] | 0 | 0 | 0 | 0 | 0 | 0
|  | W2 | -1 | 1 | 1.2 | 0.23 | 1.35 | -0.3726 | [7 empty] | 0 | 0 | 0 | 0 | 0 | 0
|  | W3 | -1 | 1 | 1 | 0.23 | 1.35 | -0.3105 | [7 empty] | 0 | 0 | 0 | 0 | 0 | 0
|  | SLW | -1 | 0 | 2.1 | 0.23 | 1.35 | 0 | [7 empty] | 0 | 0 | 0 | 0 | 0 | 0
|  | D/F Lintel Concrete | [5 empty] | 0 | [7 empty] | 0 | 0 | 0 | 0 | 0 | 0
|  | Main wall all alround Head Room | -1 | 1 | 20.69 | 0.23 | 0.1 | -0.47587 |  |  | 78220 |  |  |  |  | 0 | 0 | 0 | 0 | 0 | 0
|  | Main wall all alround Lift Machine Room | -1 | 1 | 12.175 | 0.23 | 0.1 | -0.28003 | [7 empty] | 0 | 0 | 0 | 0 | 0 | 0
[16 empty] | 0 | 0 | 0 | 0 | 0 | 0
[8 empty] | 0.036761 | 18.7632 | [6 empty] | 0 | 0 | 0 | 0 | 0 | 0
[8 empty] | 18.8 | 18.8 | [6 empty] | 0 | 0 | 0 | 0 | 0 | 0
[6 empty] | Say | 18.8 | Cum |  |  |  | e. In Fourth Floor Brick work in C.M. 1:6 using Kiln Burnt Country bricks of size 22 x 11 x 7 cm ( 8 3/4" x 4 1/4" x 2 3/4") | 0 | 18.8 | Cum | 0 | 0 | 0 | 0 | 0 | 18.8
Brick partition work in C.M. 1:4 Kiln Burnt Country bricks of size 22 x 11 x 7 cm (8 3/4" x 4 1/4" x 2 3/4") 110 mm tk (B.P.) | 10.5 | #REF! | [13 empty] | 0 | 0 | 0 | 0 | 0 | 0
b. In Ground FloorBrick partition work in C.M. 1:4 Kiln Burnt Country bricks of size 22 x 11 x 7 cm (8 3/4" x 4 1/4" x 2 3/4") 110 mm tk (B.P.) |  | #REF! | [13 empty] | 0 | 0 | 0 | 0 | 0 | 0
|  | Toilet | [5 empty] | 0 | [7 empty] | 0 | 0 | 0 | 0 | 0 | 0
|  | Cross wall between Toilet / Ph Toilet | 1 | 1 | 1.615 |  | 2.92 | 4.7158 | 2.85 |  | 2.45 |  |  |  |  | 0 | 0 | 0 | 0 | 0 | 0
|  | Cross wall between Passage/ Ph Toilet | 1 | 1 | 2.215 |  | 2.92 | 6.4678 | [7 empty] | 0 | 0 | 0 | 0 | 0 | 0
|  | Cross wall between Passage/ Toilet | 1 | 1 | 1.35 |  | 2.92 | 3.942 | [7 empty] | 0 | 0 | 0 | 0 | 0 | 0
|  | Wash basin wall | 1 | 1 | 1.2 |  | 2.92 | 3.504 | [7 empty] | 0 | 0 | 0 | 0 | 0 | 0
| 0 | Deduction for Partition wall Lintel | 0 | 0 | 0 | 0 | 0 | 0 | [7 empty] | 0 | 0 | 0 | 0 | 0 | 0
|  | Cross wall between Toilet / Ph Toilet | -1 | 1 | 1.615 |  | 0.1 | -0.1615 | [7 empty] | 0 | 0 | 0 | 0 | 0 | 0
|  | Cross wall between Passage/ Ph Toilet | -1 | 1 | 2.215 |  | 0.1 | -0.2215 | [7 empty] | 0 | 0 | 0 | 0 | 0 | 0
|  | Cross wall between Passage/ Toilet | -1 | 1 | 1.35 |  | 0.1 | -0.135 | [7 empty] | 0 | 0 | 0 | 0 | 0 | 0
|  | Wash basin wall | -1 | 1 | 1.2 |  | 0.1 | -0.12 | [7 empty] | 0 | 0 | 0 | 0 | 0 | 0
[8 empty] | 0.0084 | 17.9916 | [6 empty] | 0 | 0 | 0 | 0 | 0 | 0
[8 empty] | 18 | 18 | [6 empty] | 0 | 0 | 0 | 0 | 0 | 0
[6 empty] | Say | 18 | Sqm |  |  |  | b. In Ground FloorBrick partition work in C.M. 1:4 Kiln Burnt Country bricks of size 22 x 11 x 7 cm (8 3/4" x 4 1/4" x 2 3/4") 110 mm tk (B.P.) | 0 | 18 | Sqm | 0 | 0 | 0 | 0 | 0 | 18
c. In First Floor Brick partition work in C.M. 1:4 Kiln Burnt Country bricks of size 22 x 11 x 7 cm (8 3/4" x 4 1/4" x 2 3/4") 110 mm tk (B.P.) |  | #REF! | [13 empty] | 0 | 0 | 0 | 0 | 0 | 0
|  | SI Room | [5 empty] | 0 | [7 empty] | 0 | 0 | 0 | 0 | 0 | 0
|  | C/B Wall | 1 | 1 | 0.6 |  | 2.1 | 1.26 | 2.85 |  | 2.45 |  |  |  |  | 0 | 0 | 0 | 0 | 0 | 0
|  | Cross wall between Toilet / Passage | 1 | 1 | 1.5 |  | 2.92 | 4.38 | [7 empty] | 0 | 0 | 0 | 0 | 0 | 0
|  | Cross wall between Hall / Passage | 1 | 1 | 1.5 |  | 2.92 | 4.38 | [7 empty] | 0 | 0 | 0 | 0 | 0 | 0
|  | Writer | [5 empty] | 0 | [7 empty] | 0 | 0 | 0 | 0 | 0 | 0
|  | C/B Wall | 1 | 1 | 0.6 |  | 2.1 | 1.26 | [7 empty] | 0 | 0 | 0 | 0 | 0 | 0
|  | Cross wall between Writer / Ins L &O | 1 | 1 | 1.8 |  | 2.92 | 5.256 | [7 empty] | 0 | 0 | 0 | 0 | 0 | 0
|  | Cross wall between Writer / Ins L &O | 1 | 1 | 3.276 |  | 2.92 | 9.5659 | [7 empty] | 0 | 0 | 0 | 0 | 0 | 0
|  | Ins L & O | [5 empty] | 0 | [7 empty] | 0 | 0 | 0 | 0 | 0 | 0
|  | C/B Wall | 1 | 1 | 0.6 |  | 2.1 | 1.26 | [7 empty] | 0 | 0 | 0 | 0 | 0 | 0
|  | Cross wall between Toilet / Passage | 1 | 1 | 1.5 |  | 2.92 | 4.38 | [7 empty] | 0 | 0 | 0 | 0 | 0 | 0
|  | Cross wall between Hall / Passage | 1 | 1 | 1.5 |  | 2.92 | 4.38 | [7 empty] | 0 | 0 | 0 | 0 | 0 | 0
53.5425 |  | Lockup Men | [5 empty] | 0 | [7 empty] | 0 | 0 | 0 | 0 | 0 | 0
-576.1173 |  | Toilet wall | 1 | 1 | 2.43 |  | 1.35 | 3.2805 | [7 empty] | 0 | 0 | 0 | 0 | 0 | 0
|  | Lockup Women | [5 empty] | 0 | [7 empty] | 0 | 0 | 0 | 0 | 0 | 0
|  | Toilet wall | 1 | 1 | 2.43 |  | 1.35 | 3.2805 | [7 empty] | 0 | 0 | 0 | 0 | 0 | 0
|  | CD File / Store | [5 empty] | 0 | [7 empty] | 0 | 0 | 0 | 0 | 0 | 0
|  | C/B Wall | 1 | 1 | 0.6 |  | 2.1 | 1.26 | [7 empty] | 0 | 0 | 0 | 0 | 0 | 0
|  | Cross wall between Toilet / CD File / Store | 1 | 1 | 1.1 |  | 2.92 | 3.212 | [7 empty] | 0 | 0 | 0 | 0 | 0 | 0
|  | Cross wall between Toilet / Passage | 1 | 1 | 1.5 |  | 2.92 | 4.38 | [7 empty] | 0 | 0 | 0 | 0 | 0 | 0
|  | Cross wall between Halll / Passage | 1 | 1 | 0.6 |  | 2.92 | 1.752 | [7 empty] | 0 | 0 | 0 | 0 | 0 | 0
|  | Computer CCTNS | [5 empty] | 0 | [7 empty] | 0 | 0 | 0 | 0 | 0 | 0
|  | C/B Wall | 1 | 1 | 0.6 |  | 2.1 | 1.26 | [7 empty] | 0 | 0 | 0 | 0 | 0 | 0
|  | Cross wall between Toilet / Computer CCTNS | 1 | 1 | 2.93 |  | 2.92 | 8.5556 | [7 empty] | 0 | 0 | 0 | 0 | 0 | 0
|  | Cross wall between Toilet / Passage | 1 | 1 | 3.9 |  | 2.92 | 11.388 | [7 empty] | 0 | 0 | 0 | 0 | 0 | 0
|  | Station Writer | [5 empty] | 0 | [7 empty] | 0 | 0 | 0 | 0 | 0 | 0
|  | Cross wall between Station Writer / Hall | 1 | 1 | 2.5 |  | 2.92 | 7.3 | [7 empty] | 0 | 0 | 0 | 0 | 0 | 0
|  | Cross wall between Toilet / Passage | 1 | 1 | 3.9 |  | 2.92 | 11.388 | [7 empty] | 0 | 0 | 0 | 0 | 0 | 0
|  | Property / Record | [5 empty] | 0 | [7 empty] | 0 | 0 | 0 | 0 | 0 | 0
|  | Cross wall between SProperty Record / Hall | 1 | 1 | 1 |  | 2.92 | 2.92 | [7 empty] | 0 | 0 | 0 | 0 | 0 | 0
|  | C/B Wall | 1 | 1 | 0.6 |  | 2.1 | 1.26 | [7 empty] | 0 | 0 | 0 | 0 | 0 | 0
|  | Toilet wall | 1 | 1 | 1.235 |  | 2.92 | 3.6062 | [7 empty] | 0 | 0 | 0 | 0 | 0 | 0
|  | Deduction For | [13 empty] | 0 | 0 | 0 | 0 | 0 | 0
|  | TD | -1 | 4 | 0.75 |  | 2.1 | -6.3 | [7 empty] | 0 | 0 | 0 | 0 | 0 | 0
[16 empty] | 0 | 0 | 0 | 0 | 0 | 0
| 0 | Deduction for Partition wall Lintel | 0 | 0 | 0 | 0 | 0 | 0 | [7 empty] | 0 | 0 | 0 | 0 | 0 | 0
|  | SI Room | 0 | 0 | 0 |  | 0 | 0 | [7 empty] | 0 | 0 | 0 | 0 | 0 | 0
|  | C/B Wall | -1 | 1 | 0.6 |  | 0.1 | -0.06 | 2.85 |  | 2.45 |  |  |  |  | 0 | 0 | 0 | 0 | 0 | 0
|  | Cross wall between Toilet / Passage | -1 | 1 | 1.5 |  | 0.1 | -0.15 | [7 empty] | 0 | 0 | 0 | 0 | 0 | 0
|  | Cross wall between Hall / Passage | -1 | 1 | 1.5 |  | 0.1 | -0.15 | [7 empty] | 0 | 0 | 0 | 0 | 0 | 0
|  | Writer | 0 | 0 | 0 |  | 0 | 0 | [7 empty] | 0 | 0 | 0 | 0 | 0 | 0
|  | C/B Wall | -1 | 1 | 0.6 |  | 0.1 | -0.06 | [7 empty] | 0 | 0 | 0 | 0 | 0 | 0
|  | Cross wall between Writer / Ins L &O | -1 | 1 | 1.8 |  | 0.1 | -0.18 | [7 empty] | 0 | 0 | 0 | 0 | 0 | 0
|  | Cross wall between Writer / Ins L &O | -1 | 1 | 3.276 |  | 0.1 | -0.3276 | [7 empty] | 0 | 0 | 0 | 0 | 0 | 0
|  | Ins L & O | 0 | 0 | 0 |  | 0 | 0 | [7 empty] | 0 | 0 | 0 | 0 | 0 | 0
|  | C/B Wall | -1 | 1 | 0.6 |  | 0.1 | -0.06 | [7 empty] | 0 | 0 | 0 | 0 | 0 | 0
|  | Cross wall between Toilet / Passage | -1 | 1 | 1.5 |  | 0.1 | -0.15 | [7 empty] | 0 | 0 | 0 | 0 | 0 | 0
|  | Cross wall between Hall / Passage | -1 | 1 | 1.5 |  | 0.1 | -0.15 | [7 empty] | 0 | 0 | 0 | 0 | 0 | 0
|  | CD File / Store | 0 | 0 | 0 |  | 0 | 0 | [7 empty] | 0 | 0 | 0 | 0 | 0 | 0
|  | C/B Wall | -1 | 1 | 0.6 |  | 0.1 | -0.06 | [7 empty] | 0 | 0 | 0 | 0 | 0 | 0
|  | Cross wall between Toilet / CD File / Store | -1 | 1 | 1.1 |  | 0.1 | -0.11 | [7 empty] | 0 | 0 | 0 | 0 | 0 | 0
|  | Cross wall between Toilet / Passage | -1 | 1 | 1.5 |  | 0.1 | -0.15 | [7 empty] | 0 | 0 | 0 | 0 | 0 | 0
|  | Cross wall between Halll / Passage | -1 | 1 | 0.6 |  | 0.1 | -0.06 | [7 empty] | 0 | 0 | 0 | 0 | 0 | 0
|  | Computer CCTNS | 0 | 0 | 0 |  | 0 | 0 | [7 empty] | 0 | 0 | 0 | 0 | 0 | 0
|  | C/B Wall | -1 | 1 | 0.6 |  | 0.1 | -0.06 | [7 empty] | 0 | 0 | 0 | 0 | 0 | 0
|  | Cross wall between Toilet / Computer CCTNS | -1 | 1 | 2.93 |  | 0.1 | -0.293 | [7 empty] | 0 | 0 | 0 | 0 | 0 | 0
|  | Cross wall between Toilet / Passage | -1 | 1 | 3.9 |  | 0.1 | -0.39 | [7 empty] | 0 | 0 | 0 | 0 | 0 | 0
|  | Station Writer | 0 | 0 | 0 |  | 0 | 0 | [7 empty] | 0 | 0 | 0 | 0 | 0 | 0
|  | Cross wall between Station Writer / Hall | -1 | 1 | 2.5 |  | 0.1 | -0.25 | [7 empty] | 0 | 0 | 0 | 0 | 0 | 0
|  | Cross wall between Toilet / Passage | -1 | 1 | 3.9 |  | 0.1 | -0.39 | [7 empty] | 0 | 0 | 0 | 0 | 0 | 0
|  | Property / Record | 0 | 0 | 0 |  |  | 0 | [7 empty] | 0 | 0 | 0 | 0 | 0 | 0
|  | Cross wall between SProperty Record / Hall | -1 | 1 | 1 |  | 0.1 | -0.1 | [7 empty] | 0 | 0 | 0 | 0 | 0 | 0
|  | C/B Wall | -1 | 1 | 0.6 |  | 0.1 | -0.06 | [7 empty] | 0 | 0 | 0 | 0 | 0 | 0
|  | Toilet wall | -1 | 1 | 1.235 |  | 0.1 | -0.1235 | [7 empty] | 0 | 0 | 0 | 0 | 0 | 0
[8 empty] | 0.06938 | 91.3306 | [6 empty] | 0 | 0 | 0 | 0 | 0 | 0
[8 empty] | 91.4 | 91.4 | [6 empty] | 0 | 0 | 0 | 0 | 0 | 0
[6 empty] | Say | 91.4 | Sqm |  |  |  | c. In First Floor Brick partition work in C.M. 1:4 Kiln Burnt Country bricks of size 22 x 11 x 7 cm (8 3/4" x 4 1/4" x 2 3/4") 110 mm tk (B.P.) | 0 | 91.4 | Sqm | 0 | 0 | 0 | 0 | 0 | 91.4
d. In Second FloorBrick partition work in C.M. 1:4 Kiln Burnt Country bricks of size 22 x 11 x 7 cm (8 3/4" x 4 1/4" x 2 3/4") 110 mm tk (B.P.) |  | #REF! | [13 empty] | 0 | 0 | 0 | 0 | 0 | 0
[16 empty] | 0 | 0 | 0 | 0 | 0 | 0
|  | Women Rest Room | [5 empty] | 0 | [7 empty] | 0 | 0 | 0 | 0 | 0 | 0
|  | C/B Wall | 1 | 1 | 0.6 |  | 2.1 | 1.26 | 2.85 |  | 2.45 |  |  |  |  | 0 | 0 | 0 | 0 | 0 | 0
|  | Cross wall between Toilet / Passage | 1 | 1 | 1.5 |  | 2.92 | 4.38 | [7 empty] | 0 | 0 | 0 | 0 | 0 | 0
|  | Cross wall between Hall / Passage | 1 | 1 | 1.5 |  | 2.92 | 4.38 | [7 empty] | 0 | 0 | 0 | 0 | 0 | 0
|  | Writer | [5 empty] | 0 | [7 empty] | 0 | 0 | 0 | 0 | 0 | 0
|  | C/B Wall | 1 | 1 | 0.6 |  | 2.1 | 1.26 | [7 empty] | 0 | 0 | 0 | 0 | 0 | 0
|  | Cross wall between Writer / Ins L &O | 1 | 1 | 1.8 |  | 2.92 | 5.256 | [7 empty] | 0 | 0 | 0 | 0 | 0 | 0
|  | Cross wall between Writer / Ins L &O | 1 | 1 | 3.276 |  | 2.92 | 9.5659 | [7 empty] | 0 | 0 | 0 | 0 | 0 | 0
|  | Ins Crime | [5 empty] | 0 | [7 empty] | 0 | 0 | 0 | 0 | 0 | 0
|  | C/B Wall | 1 | 1 | 0.6 |  | 2.1 | 1.26 | [7 empty] | 0 | 0 | 0 | 0 | 0 | 0
|  | Cross wall between Toilet / Passage | 1 | 1 | 1.5 |  | 2.92 | 4.38 | [7 empty] | 0 | 0 | 0 | 0 | 0 | 0
|  | Cross wall between Hall / Passage | 1 | 1 | 1.5 |  | 2.92 | 4.38 | [7 empty] | 0 | 0 | 0 | 0 | 0 | 0
|  | Lockup Men | [5 empty] | 0 | [7 empty] | 0 | 0 | 0 | 0 | 0 | 0
|  | Toilet wall | 1 | 1 | 2.43 |  | 1.35 | 3.2805 | [7 empty] | 0 | 0 | 0 | 0 | 0 | 0
|  | Lockup Women | [5 empty] | 0 | [7 empty] | 0 | 0 | 0 | 0 | 0 | 0
|  | Toilet wall | 1 | 1 | 2.43 |  | 1.35 | 3.2805 | [7 empty] | 0 | 0 | 0 | 0 | 0 | 0
|  | Computer Room | [5 empty] | 0 | [7 empty] | 0 | 0 | 0 | 0 | 0 | 0
|  | C/B Wall | 1 | 1 | 0.6 |  | 2.1 | 1.26 | [7 empty] | 0 | 0 | 0 | 0 | 0 | 0
|  | Cross wall between Toilet / CD File / Store | 1 | 1 | 1.1 |  | 2.92 | 3.212 | [7 empty] | 0 | 0 | 0 | 0 | 0 | 0
|  | Cross wall between Toilet / Passage | 1 | 1 | 1.5 |  | 2.92 | 4.38 | [7 empty] | 0 | 0 | 0 | 0 | 0 | 0
|  | Cross wall between Halll / Passage | 1 | 1 | 0.6 |  | 2.92 | 1.752 | [7 empty] | 0 | 0 | 0 | 0 | 0 | 0
|  | SI Room | [5 empty] | 0 | [7 empty] | 0 | 0 | 0 | 0 | 0 | 0
|  | C/B Wall | 1 | 1 | 0.6 |  | 2.1 | 1.26 | [7 empty] | 0 | 0 | 0 | 0 | 0 | 0
|  | Cross wall between Toilet / SI Room | 1 | 1 | 2.745 |  | 2.92 | 8.0154 | [7 empty] | 0 | 0 | 0 | 0 | 0 | 0
|  | Cross wall between Record / SI Room | 1 | 1 | 2.435 |  | 2.92 | 7.1102 | [7 empty] | 0 | 0 | 0 | 0 | 0 | 0
|  | Record Room | [5 empty] | 0 | [7 empty] | 0 | 0 | 0 | 0 | 0 | 0
|  | Cross wall between Record Room / Hall | 1 | 1 | 1.85 |  | 2.92 | 5.402 | [7 empty] | 0 | 0 | 0 | 0 | 0 | 0
|  | Cross wall between Record Room / Interrogation | 1 | 1 | 2 |  | 2.92 | 5.84 | [7 empty] | 0 | 0 | 0 | 0 | 0 | 0
|  | C/B Wall | 1 | 1 | 0.6 |  | 2.1 | 1.26 | [7 empty] | 0 | 0 | 0 | 0 | 0 | 0
|  | Introgation Room | [5 empty] | 0 | [7 empty] | 0 | 0 | 0 | 0 | 0 | 0
|  | Cross wall between Introgation Room / Hall | 1 | 1 | 1 |  | 2.92 | 2.92 | [7 empty] | 0 | 0 | 0 | 0 | 0 | 0
|  | C/B Wall | 1 | 1 | 0.6 |  | 2.1 | 1.26 | [7 empty] | 0 | 0 | 0 | 0 | 0 | 0
|  | Toilet wall | 1 | 1 | 1.235 |  | 2.92 | 3.6062 | [7 empty] | 0 | 0 | 0 | 0 | 0 | 0
|  | Deduction For | [5 empty] | 0 | [7 empty] | 0 | 0 | 0 | 0 | 0 | 0
|  | TD | -1 | 4 | 0.75 |  | 2.1 | -6.3 | [7 empty] | 0 | 0 | 0 | 0 | 0 | 0
|  | Deduction for Partition wall Lintel | [5 empty] | 0 | [7 empty] | 0 | 0 | 0 | 0 | 0 | 0
|  | Women Rest Room | 0 | 0 | 0 |  | 0 | 0 | [7 empty] | 0 | 0 | 0 | 0 | 0 | 0
|  | C/B Wall | -1 | 1 | 0.6 |  | 0.1 | -0.06 | [7 empty] | 0 | 0 | 0 | 0 | 0 | 0
|  | Cross wall between Toilet / Passage | -1 | 1 | 1.5 |  | 0.1 | -0.15 | [7 empty] | 0 | 0 | 0 | 0 | 0 | 0
|  | Cross wall between Hall / Passage | -1 | 1 | 1.5 |  | 0.1 | -0.15 | [7 empty] | 0 | 0 | 0 | 0 | 0 | 0
|  | Writer | 0 | 0 | 0 |  | 0 | 0 | [7 empty] | 0 | 0 | 0 | 0 | 0 | 0
|  | C/B Wall | -1 | 1 | 0.6 |  | 0.1 | -0.06 | [7 empty] | 0 | 0 | 0 | 0 | 0 | 0
|  | Cross wall between Writer / Ins L &O | -1 | 1 | 1.8 |  | 0.1 | -0.18 | [7 empty] | 0 | 0 | 0 | 0 | 0 | 0
|  | Cross wall between Writer / Ins L &O | -1 | 1 | 3.276 |  | 0.1 | -0.3276 | [7 empty] | 0 | 0 | 0 | 0 | 0 | 0
|  | Ins Crime | 0 | 0 | 0 |  | 0 | 0 | [7 empty] | 0 | 0 | 0 | 0 | 0 | 0
|  | C/B Wall | -1 | 1 | 0.6 |  | 0.1 | -0.06 | [7 empty] | 0 | 0 | 0 | 0 | 0 | 0
|  | Cross wall between Toilet / Passage | -1 | 1 | 1.5 |  | 0.1 | -0.15 | [7 empty] | 0 | 0 | 0 | 0 | 0 | 0
|  | Cross wall between Hall / Passage | -1 | 1 | 1.5 |  | 0.1 | -0.15 | [7 empty] | 0 | 0 | 0 | 0 | 0 | 0
|  | Computer Room | 0 | 0 | 0 |  | 0 | 0 | [7 empty] | 0 | 0 | 0 | 0 | 0 | 0
|  | C/B Wall | -1 | 1 | 0.6 |  | 0.1 | -0.06 | [7 empty] | 0 | 0 | 0 | 0 | 0 | 0
|  | Cross wall between Toilet / CD File / Store | -1 | 1 | 1.1 |  | 0.1 | -0.11 | [7 empty] | 0 | 0 | 0 | 0 | 0 | 0
|  | Cross wall between Toilet / Passage | -1 | 1 | 1.5 |  | 0.1 | -0.15 | [7 empty] | 0 | 0 | 0 | 0 | 0 | 0
|  | Cross wall between Halll / Passage | -1 | 1 | 0.6 |  | 0.1 | -0.06 | [7 empty] | 0 | 0 | 0 | 0 | 0 | 0
|  | SI Room | 0 | 0 | 0 |  | 0 | 0 | [7 empty] | 0 | 0 | 0 | 0 | 0 | 0
|  | C/B Wall | -1 | 1 | 0.6 |  | 0.1 | -0.06 | [7 empty] | 0 | 0 | 0 | 0 | 0 | 0
|  | Cross wall between Toilet / SI Room | -1 | 1 | 2.745 |  | 0.1 | -0.2745 | [7 empty] | 0 | 0 | 0 | 0 | 0 | 0
|  | Cross wall between Record / SI Room | -1 | 1 | 2.435 |  | 0.1 | -0.2435 | [7 empty] | 0 | 0 | 0 | 0 | 0 | 0
|  | Record Room | 0 | 0 | 0 |  | 0 | 0 | [7 empty] | 0 | 0 | 0 | 0 | 0 | 0
|  | Cross wall between Record Room / Hall | -1 | 1 | 1.85 |  | 0.1 | -0.185 | [7 empty] | 0 | 0 | 0 | 0 | 0 | 0
|  | Cross wall between Record Room / Interrogation | -1 | 1 | 2 |  | 0.1 | -0.2 | [7 empty] | 0 | 0 | 0 | 0 | 0 | 0
|  | C/B Wall | -1 | 1 | 0.6 |  | 0.1 | -0.06 | [7 empty] | 0 | 0 | 0 | 0 | 0 | 0
|  | Introgation Room | 0 | 0 | 0 |  | 0 | 0 | [7 empty] | 0 | 0 | 0 | 0 | 0 | 0
|  | Cross wall between Introgation Room / Hall | -1 | 1 | 1 |  | 0.1 | -0.1 | [7 empty] | 0 | 0 | 0 | 0 | 0 | 0
|  | C/B Wall | -1 | 1 | 0.6 |  | 0.1 | -0.06 | [7 empty] | 0 | 0 | 0 | 0 | 0 | 0
|  | Toilet wall | -1 | 1 | 1.235 |  | 0.1 | -0.1235 | [7 empty] | 0 | 0 | 0 | 0 | 0 | 0
[16 empty] | 0 | 0 | 0 | 0 | 0 | 0
[8 empty] | 0.01338 | 80.6866 | [6 empty] | 0 | 0 | 0 | 0 | 0 | 0
[8 empty] | 80.7 | 80.7 | [6 empty] | 0 | 0 | 0 | 0 | 0 | 0
[6 empty] | Say | 80.7 | Sqm |  |  |  | d. In Second FloorBrick partition work in C.M. 1:4 Kiln Burnt Country bricks of size 22 x 11 x 7 cm (8 3/4" x 4 1/4" x 2 3/4") 110 mm tk (B.P.) | 0 | 80.7 | Sqm | 0 | 0 | 0 | 0 | 0 | 80.7
e. In Third FloorBrick partition work in C.M. 1:4 Kiln Burnt Country bricks of size 22 x 11 x 7 cm (8 3/4" x 4 1/4" x 2 3/4") 110 mm tk (B.P.) |  | #REF! | [13 empty] | 0 | 0 | 0 | 0 | 0 | 0
|  | Men Rest Room | [13 empty] | 0 | 0 | 0 | 0 | 0 | 0
|  | C/B Wall | 1 | 1 | 0.6 |  | 2.1 | 1.26 | [7 empty] | 0 | 0 | 0 | 0 | 0 | 0
|  | Cross wall between Toilet / Passage | 1 | 1 | 1.5 |  | 2.92 | 4.38 | [7 empty] | 0 | 0 | 0 | 0 | 0 | 0
|  | Cross wall between Hall / Passage | 1 | 1 | 1.5 |  | 2.92 | 4.38 | [7 empty] | 0 | 0 | 0 | 0 | 0 | 0
|  | Writer | [5 empty] | 0 | [7 empty] | 0 | 0 | 0 | 0 | 0 | 0
|  | C/B Wall | 1 | 1 | 0.6 |  | 2.1 | 1.26 | [7 empty] | 0 | 0 | 0 | 0 | 0 | 0
|  | Cross wall between Writer / Ins Traffic | 1 | 1 | 1.8 |  | 2.92 | 5.256 | [7 empty] | 0 | 0 | 0 | 0 | 0 | 0
|  | Cross wall between Writer / Ins Traffic | 1 | 1 | 3.276 |  | 2.92 | 9.5659 | [7 empty] | 0 | 0 | 0 | 0 | 0 | 0
|  | Ins Traffic | [5 empty] | 0 | [7 empty] | 0 | 0 | 0 | 0 | 0 | 0
|  | C/B Wall | 1 | 1 | 0.6 |  | 2.1 | 1.26 | [7 empty] | 0 | 0 | 0 | 0 | 0 | 0
|  | Cross wall between Toilet / Passage | 1 | 1 | 1.5 |  | 2.92 | 4.38 | [7 empty] | 0 | 0 | 0 | 0 | 0 | 0
|  | Cross wall between Hall / Passage | 1 | 1 | 1.5 |  | 2.92 | 4.38 | [7 empty] | 0 | 0 | 0 | 0 | 0 | 0
|  | Meeting Hall | [5 empty] | 0 | [7 empty] | 0 | 0 | 0 | 0 | 0 | 0
|  | C/B Wall | 1 | 1 | 0.6 |  | 2.1 | 1.26 | [7 empty] | 0 | 0 | 0 | 0 | 0 | 0
|  | Cross wall between Meeting Hall / Men Rest Room | 1 | 1 | 1.1 |  | 2.92 | 3.212 | [7 empty] | 0 | 0 | 0 | 0 | 0 | 0
|  | Men Rest Room | [5 empty] | 0 | [7 empty] | 0 | 0 | 0 | 0 | 0 | 0
|  | C/B Wall | 1 | 1 | 0.6 |  | 2.1 | 1.26 | [7 empty] | 0 | 0 | 0 | 0 | 0 | 0
|  | Cross wall between Toilet / SI Room | 1 | 1 | 2.745 |  | 2.92 | 8.0154 | [7 empty] | 0 | 0 | 0 | 0 | 0 | 0
|  | Cross wall between Record / SI Room | 1 | 1 | 2.435 |  | 2.92 | 7.1102 | [7 empty] | 0 | 0 | 0 | 0 | 0 | 0
|  | Men Rest Room Toilet | [5 empty] | 0 | [7 empty] | 0 | 0 | 0 | 0 | 0 | 0
|  | Cross wall between Toilet | 1 | 2 | 1.615 |  | 2.92 | 9.4316 | [7 empty] | 0 | 0 | 0 | 0 | 0 | 0
|  | Cross wall betweenToilet / Common Toilet | 1 | 1 | 2.87 |  | 2.92 | 8.3804 | [7 empty] | 0 | 0 | 0 | 0 | 0 | 0
|  | Cross wall for Toilet Front wall | 1 | 1 | 3.9 |  | 2.92 | 11.388 | [7 empty] | 0 | 0 | 0 | 0 | 0 | 0
|  | Cross wall betweenToilet / Men Rest Room | 1 | 1 | 3.9 |  | 2.92 | 11.388 | [7 empty] | 0 | 0 | 0 | 0 | 0 | 0
|  | C/B Wall | 1 | 1 | 0.6 |  | 2.1 | 1.26 | [7 empty] | 0 | 0 | 0 | 0 | 0 | 0
|  | Deduction For | [5 empty] | 0 | [7 empty] | 0 | 0 | 0 | 0 | 0 | 0
|  | TD | -1 | 5 | 0.75 |  | 2.1 | -7.875 | [7 empty] | 0 | 0 | 0 | 0 | 0 | 0
|  | TD-1 | -1 | 1 | 0.9 |  | 2.1 | -1.89 | [7 empty] | 0 | 0 | 0 | 0 | 0 | 0
|  | Deduction for Partition wall Lintel | [5 empty] | 0 | [7 empty] | 0 | 0 | 0 | 0 | 0 | 0
|  | Men Rest Room | 0 | 0 | 0 |  | 0 | 0 | [7 empty] | 0 | 0 | 0 | 0 | 0 | 0
|  | C/B Wall | -1 | 1 | 0.6 |  | 0.1 | -0.06 | [7 empty] | 0 | 0 | 0 | 0 | 0 | 0
|  | Cross wall between Toilet / Passage | -1 | 1 | 1.5 |  | 0.1 | -0.15 | [7 empty] | 0 | 0 | 0 | 0 | 0 | 0
|  | Cross wall between Hall / Passage | -1 | 1 | 1.5 |  | 0.1 | -0.15 | [7 empty] | 0 | 0 | 0 | 0 | 0 | 0
|  | Writer | 0 | 0 | 0 |  |  | 0 | [7 empty] | 0 | 0 | 0 | 0 | 0 | 0
|  | C/B Wall | -1 | 1 | 0.6 |  | 0.1 | -0.06 | [7 empty] | 0 | 0 | 0 | 0 | 0 | 0
|  | Cross wall between Writer / Ins Traffic | -1 | 1 | 1.8 |  | 0.1 | -0.18 | [7 empty] | 0 | 0 | 0 | 0 | 0 | 0
|  | Cross wall between Writer / Ins Traffic | -1 | 1 | 3.276 |  | 0.1 | -0.3276 | [7 empty] | 0 | 0 | 0 | 0 | 0 | 0
|  | Ins Traffic | 0 | 0 | 0 |  |  | 0 | [7 empty] | 0 | 0 | 0 | 0 | 0 | 0
|  | C/B Wall | -1 | 1 | 0.6 |  | 0.1 | -0.06 | [7 empty] | 0 | 0 | 0 | 0 | 0 | 0
|  | Cross wall between Toilet / Passage | -1 | 1 | 1.5 |  | 0.1 | -0.15 | [7 empty] | 0 | 0 | 0 | 0 | 0 | 0
|  | Cross wall between Hall / Passage | -1 | 1 | 1.5 |  | 0.1 | -0.15 | [7 empty] | 0 | 0 | 0 | 0 | 0 | 0
|  | Meeting Hall | 0 | 0 | 0 |  |  | 0 | [7 empty] | 0 | 0 | 0 | 0 | 0 | 0
|  | C/B Wall | -1 | 1 | 0.6 |  | 0.1 | -0.06 | [7 empty] | 0 | 0 | 0 | 0 | 0 | 0
|  | Cross wall between Meeting Hall / Men Rest Room | -1 | 1 | 1.1 |  | 0.1 | -0.11 | [7 empty] | 0 | 0 | 0 | 0 | 0 | 0
|  | Men Rest Room | 0 | 0 | 0 |  |  | 0 | [7 empty] | 0 | 0 | 0 | 0 | 0 | 0
|  | C/B Wall | -1 | 1 | 0.6 |  | 0.1 | -0.06 | [7 empty] | 0 | 0 | 0 | 0 | 0 | 0
|  | Cross wall between Toilet / SI Room | -1 | 1 | 2.745 |  | 0.1 | -0.2745 | [7 empty] | 0 | 0 | 0 | 0 | 0 | 0
|  | Cross wall between Record / SI Room | -1 | 1 | 2.435 |  | 0.1 | -0.2435 | [7 empty] | 0 | 0 | 0 | 0 | 0 | 0
|  | Men Rest Room Toilet | 0 | 0 | 0 |  |  | 0 | [7 empty] | 0 | 0 | 0 | 0 | 0 | 0
|  | Cross wall between Toilet | -1 | 2 | 1.615 |  | 0.1 | -0.323 | [7 empty] | 0 | 0 | 0 | 0 | 0 | 0
|  | Cross wall betweenToilet / Common Toilet | -1 | 1 | 2.87 |  | 0.1 | -0.287 | [7 empty] | 0 | 0 | 0 | 0 | 0 | 0
|  | Cross wall for Toilet Front wall | -1 | 1 | 3.9 |  | 0.1 | -0.39 | [7 empty] | 0 | 0 | 0 | 0 | 0 | 0
|  | Cross wall betweenToilet / Men Rest Room | -1 | 1 | 3.9 |  | 0.1 | -0.39 | [7 empty] | 0 | 0 | 0 | 0 | 0 | 0
|  | C/B Wall | -1 | 1 | 0.6 |  | 0.1 | -0.06 | [7 empty] | 0 | 0 | 0 | 0 | 0 | 0
[16 empty] | 0 | 0 | 0 | 0 | 0 | 0
[8 empty] | 0.02308 | 85.5769 | [6 empty] | 0 | 0 | 0 | 0 | 0 | 0
[8 empty] | 85.6 | 85.6 | [6 empty] | 0 | 0 | 0 | 0 | 0 | 0
[6 empty] | Say | 85.6 | Sqm |  |  |  | e. In Third FloorBrick partition work in C.M. 1:4 Kiln Burnt Country bricks of size 22 x 11 x 7 cm (8 3/4" x 4 1/4" x 2 3/4") 110 mm tk (B.P.) | 0 | 85.6 | Sqm | 0 | 0 | 0 | 0 | 0 | 85.6
Brick work in C.M. 1:4 Kiln Burnt Country bricks of size 22 x 11 x 7 cm (8 3/4" x 4 1/4" x 2 3/4") 70 mm tk (B.P.) | 11.5 | #REF! | [13 empty] | 0 | 0 | 0 | 0 | 0 | 0
a. In Ground Floor Brick work in C.M. 1:4 Kiln Burnt Country bricks of size 22 x 11 x 7 cm (8 3/4" x 4 1/4" x 2 3/4") 70 mm tk (B.P.) |  | #REF! | [13 empty] | 0 | 0 | 0 | 0 | 0 | 0
|  | Wash Basin Wall | 1 | 2 | 0.6 |  | 0.75 | 0.9 | 5 | [6 empty] | 0 | 0 | 0 | 0 | 0 | 0
|  | Add sundries | [5 empty] | 0.02 | 0.9 | [6 empty] | 0 | 0 | 0 | 0 | 0 | 0
[8 empty] | 0.9 | 0.9 | [6 empty] | 0 | 0 | 0 | 0 | 0 | 0
[6 empty] | Say | 0.9 | Sqm |  |  |  | a. In Ground Floor Brick work in C.M. 1:4 Kiln Burnt Country bricks of size 22 x 11 x 7 cm (8 3/4" x 4 1/4" x 2 3/4") 70 mm tk (B.P.) | 11.5 | 0.9 | Sqm | 0 | 0 | 0 | 0 | 0 | 0.9
b. In First Floor Brick work in C.M. 1:4 Kiln Burnt Country bricks of size 22 x 11 x 7 cm (8 3/4" x 4 1/4" x 2 3/4") 70 mm tk (B.P.) |  | #REF! | [13 empty] | 0 | 0 | 0 | 0 | 0 | 0
|  | SI Room | 1 | 2 | 0.6 |  | 2.1 | 2.52 |  |  | 1.65 |  |  |  |  | 0 | 0 | 0 | 0 | 0 | 0
|  | Writer | 1 | 2 | 0.6 |  | 2.1 | 2.52 |  |  | 2.035 |  |  |  |  | 0 | 0 | 0 | 0 | 0 | 0
|  | Ins | 1 | 2 | 0.6 |  | 2.1 | 2.52 |  |  | 1.65 |  |  |  |  | 0 | 0 | 0 | 0 | 0 | 0
|  | Ins | 1 | 2 | 0.6 |  | 2.1 | 2.52 |  |  | 1.8 |  |  |  |  | 0 | 0 | 0 | 0 | 0 | 0
|  | CD File | 1 | 3 | 0.6 |  | 2.1 | 3.78 |  |  | 2.785 |  |  |  |  | 0 | 0 | 0 | 0 | 0 | 0
|  | CCTNS | 1 | 2 | 0.6 |  | 2.1 | 2.52 |  |  | 1.935 |  |  |  |  | 0 | 0 | 0 | 0 | 0 | 0
|  | Station Writer | 1 | 2 | 0.6 |  | 2.1 | 2.52 |  |  | 1.82 |  |  |  |  | 0 | 0 | 0 | 0 | 0 | 0
|  | Property Record | 1 | 2 | 0.6 |  | 2.1 | 2.52 |  |  | 1.23 |  |  |  |  | 0 | 0 | 0 | 0 | 0 | 0
[16 empty] | 0 | 0 | 0 | 0 | 0 | 0
|  | Add sundries | [5 empty] | 0.08 | 21.42 | [6 empty] | 0 | 0 | 0 | 0 | 0 | 0
[8 empty] | 21.5 | 21.5 | [6 empty] | 0 | 0 | 0 | 0 | 0 | 0
[6 empty] | Say | 21.5 | Sqm |  |  |  | b. In First Floor Brick work in C.M. 1:4 Kiln Burnt Country bricks of size 22 x 11 x 7 cm (8 3/4" x 4 1/4" x 2 3/4") 70 mm tk (B.P.) | 0 | 21.5 | Sqm | 0 | 0 | 0 | 0 | 0 | 21.5
c. In Second Floor Brick work in C.M. 1:4 Kiln Burnt Country bricks of size 22 x 11 x 7 cm (8 3/4" x 4 1/4" x 2 3/4") 70 mm tk (B.P.) |  | #REF! | [13 empty] | 0 | 0 | 0 | 0 | 0 | 0
|  | Women Rest Room | 1 | 2 | 0.6 |  | 2.1 | 2.52 |  |  | 1.65 |  |  |  |  | 0 | 0 | 0 | 0 | 0 | 0
|  | Writer | 1 | 2 | 0.6 |  | 2.1 | 2.52 |  |  | 2.035 |  |  |  |  | 0 | 0 | 0 | 0 | 0 | 0
|  | Ins | 1 | 2 | 0.6 |  | 2.1 | 2.52 |  |  | 1.65 |  |  |  |  | 0 | 0 | 0 | 0 | 0 | 0
|  | Ins | 1 | 2 | 0.6 |  | 2.1 | 2.52 |  |  | 1.8 |  |  |  |  | 0 | 0 | 0 | 0 | 0 | 0
|  | Computer Room | 1 | 3 | 0.6 |  | 2.1 | 3.78 |  |  | 2.785 |  |  |  |  | 0 | 0 | 0 | 0 | 0 | 0
|  | SI Room | 1 | 2 | 0.6 |  | 2.1 | 2.52 |  |  | 1.935 |  |  |  |  | 0 | 0 | 0 | 0 | 0 | 0
|  | Record Room | 1 | 2 | 0.6 |  | 2.1 | 2.52 |  |  | 2.32 |  |  |  |  | 0 | 0 | 0 | 0 | 0 | 0
|  | Interogation | 1 | 2 | 0.6 |  | 2.1 | 2.52 |  |  | 1.218 |  |  |  |  | 0 | 0 | 0 | 0 | 0 | 0
[16 empty] | 0 | 0 | 0 | 0 | 0 | 0
|  | Add sundries | [5 empty] | 0.08 | 21.42 | [6 empty] | 0 | 0 | 0 | 0 | 0 | 0
[8 empty] | 21.5 | 21.5 | [6 empty] | 0 | 0 | 0 | 0 | 0 | 0
[6 empty] | Say | 21.5 | Sqm |  |  |  | c. In Second Floor Brick work in C.M. 1:4 Kiln Burnt Country bricks of size 22 x 11 x 7 cm (8 3/4" x 4 1/4" x 2 3/4") 70 mm tk (B.P.) | 0 | 21.5 | Sqm | 0 | 0 | 0 | 0 | 0 | 21.5
d. In Third Floor Brick work in C.M. 1:4 Kiln Burnt Country bricks of size 22 x 11 x 7 cm (8 3/4" x 4 1/4" x 2 3/4") 70 mm tk (B.P.) |  | #REF! | [13 empty] | 0 | 0 | 0 | 0 | 0 | 0
|  | Men Rest Room | 1 | 2 | 0.6 |  | 2.1 | 2.52 |  |  | 1.65 |  |  |  |  | 0 | 0 | 0 | 0 | 0 | 0
|  | Writer | 1 | 2 | 0.6 |  | 2.1 | 2.52 |  |  | 2.035 |  |  |  |  | 0 | 0 | 0 | 0 | 0 | 0
|  | Ins | 1 | 2 | 0.6 |  | 2.1 | 2.52 |  |  | 1.65 |  |  |  |  | 0 | 0 | 0 | 0 | 0 | 0
|  | Ins | 1 | 2 | 0.6 |  | 2.1 | 2.52 |  |  | 1.8 |  |  |  |  | 0 | 0 | 0 | 0 | 0 | 0
|  | Store | 1 | 4 | 0.6 |  | 2.1 | 5.04 |  |  | 4.3 |  |  |  |  | 0 | 0 | 0 | 0 | 0 | 0
|  | Meeting Hall | 1 | 2 | 0.6 |  | 2.1 | 2.52 |  |  | 1.935 |  |  |  |  | 0 | 0 | 0 | 0 | 0 | 0
|  | Men Rest Room | 1 | 2 | 0.6 |  | 2.1 | 2.52 |  |  | 2.32 |  |  |  |  | 0 | 0 | 0 | 0 | 0 | 0
|  | Men Rest Room | 1 | 2 | 0.6 |  | 2.1 | 2.52 |  |  | 1.27 |  |  |  |  | 0 | 0 | 0 | 0 | 0 | 0
|  | Men Rest Room | 1 | 2 | 0.6 |  | 2.1 | 2.52 |  |  | 1.5 |  |  |  |  | 0 | 0 | 0 | 0 | 0 | 0
[16 empty] | 0 | 0 | 0 | 0 | 0 | 0
|  | Add sundries | [5 empty] | 0 | 25.2 | [6 empty] | 0 | 0 | 0 | 0 | 0 | 0
[8 empty] | 25.2 | 25.2 | [6 empty] | 0 | 0 | 0 | 0 | 0 | 0
[6 empty] | Say | 25.2 | Sqm |  |  |  | d. In Third Floor Brick work in C.M. 1:4 Kiln Burnt Country bricks of size 22 x 11 x 7 cm (8 3/4" x 4 1/4" x 2 3/4") 70 mm tk (B.P.) | 0 | 25.2 | Sqm | 0 | 0 | 0 | 0 | 0 | 25.2
e. In Fourth Floor Brick work in C.M. 1:4 Kiln Burnt Country bricks of size 22 x 11 x 7 cm (8 3/4" x 4 1/4" x 2 3/4") 70 mm tk (B.P.) |  | #REF! | [13 empty] | 0 | 0 | 0 | 0 | 0 | 0
|  | Lift Machine Room | 1 | 2 | 0.6 |  | 2.1 | 2.52 | 5 | [6 empty] | 0 | 0 | 0 | 0 | 0 | 0
[16 empty] | 0 | 0 | 0 | 0 | 0 | 0
|  | Add sundries | [5 empty] | 0.08 | 2.52 | [6 empty] | 0 | 0 | 0 | 0 | 0 | 0
[8 empty] | 2.6 | 2.6 | [6 empty] | 0 | 0 | 0 | 0 | 0 | 0
[6 empty] | Say | 2.6 | Sqm |  |  |  | e. In Fourth Floor Brick work in C.M. 1:4 Kiln Burnt Country bricks of size 22 x 11 x 7 cm (8 3/4" x 4 1/4" x 2 3/4") 70 mm tk (B.P.) | 0 | 2.6 | Sqm | 0 | 0 | 0 | 0 | 0 | 2.6
Brick partition in C.M. 1:4 using country bricks of size 22 x11x5cm 50 mm thick | 12.1 | #REF! | [13 empty] | 0 | 0 | 0 | 0 | 0 | 0
a. In Ground FloorBrick partition in C.M. 1:4 using country bricks of size 22 x11x5cm 50 mm thick |  | #REF! | [13 empty] | 0 | 0 | 0 | 0 | 0 | 0
|  | Waist slab -1 | 1 | 1 | 3.6 |  | 1 | 3.6 | [7 empty] | 0 | 0 | 0 | 0 | 0 | 0
|  | Landing slab | 1 | 1 | 0.575 |  | 1 | 0.575 | [7 empty] | 0 | 0 | 0 | 0 | 0 | 0
|  | Waist slab -2 | 1 | 1 | 3.4 |  | 1 | 3.4 | [7 empty] | 0 | 0 | 0 | 0 | 0 | 0
[8 empty] | 0.025 | 7.575 | [6 empty] | 0 | 0 | 0 | 0 | 0 | 0
[8 empty] | 7.6 | 7.6 | [6 empty] | 0 | 0 | 0 | 0 | 0 | 0
[6 empty] | Say | 7.6 | Sqm | #REF! |  |  | a. In Ground FloorBrick partition in C.M. 1:4 using country bricks of size 22 x11x5cm 50 mm thick | 0 | 7.6 | Sqm | 0 | 0 | 0 | 0 | 0 | 7.6
b. In First FloorBrick partition in C.M. 1:4 using country bricks of size 22 x11x5cm 50 mm thick |  | #REF! | [13 empty] | 0 | 0 | 0 | 0 | 0 | 0
|  | Waist slab -3 | 1 | 1 | 3.75 |  | 1 | 3.75 | [7 empty] | 0 | 0 | 0 | 0 | 0 | 0
|  | Landing slab | 1 | 1 | 0.575 |  | 1 | 0.575 | [7 empty] | 0 | 0 | 0 | 0 | 0 | 0
|  | Waist slab -4 | 1 | 1 | 3.4 |  | 1 | 3.4 | [7 empty] | 0 | 0 | 0 | 0 | 0 | 0
[8 empty] | 0.075 | 7.725 | [6 empty] | 0 | 0 | 0 | 0 | 0 | 0
[8 empty] | 7.8 | 7.8 | [6 empty] | 0 | 0 | 0 | 0 | 0 | 0
[6 empty] | Say | 7.8 | Sqm | #REF! |  |  | b. In First FloorBrick partition in C.M. 1:4 using country bricks of size 22 x11x5cm 50 mm thick | 0 | 7.8 | Sqm | 0 | 0 | 0 | 0 | 0 | 7.8
c. In Second FloorBrick partition in C.M. 1:4 using country bricks of size 22 x11x5cm 50 mm thick |  | #REF! | [13 empty] | 0 | 0 | 0 | 0 | 0 | 0
|  | Waist slab -5 | 1 | 1 | 3.75 |  | 1 | 3.75 | [7 empty] | 0 | 0 | 0 | 0 | 0 | 0
|  | Landing slab | 1 | 1 | 0.575 |  | 1 | 0.575 | [7 empty] | 0 | 0 | 0 | 0 | 0 | 0
|  | Waist slab -6 | 1 | 1 | 3.4 |  | 1 | 3.4 | [7 empty] | 0 | 0 | 0 | 0 | 0 | 0
[8 empty] | 0.075 | 7.725 | [6 empty] | 0 | 0 | 0 | 0 | 0 | 0
[8 empty] | 7.8 | 7.8 | [6 empty] | 0 | 0 | 0 | 0 | 0 | 0
[6 empty] | Say | 7.8 | Sqm | #REF! |  |  | c. In Second FloorBrick partition in C.M. 1:4 using country bricks of size 22 x11x5cm 50 mm thick | 0 | 7.8 | Sqm | 0 | 0 | 0 | 0 | 0 | 7.8
d. In Third FloorBrick partition in C.M. 1:4 using country bricks of size 22 x11x5cm 50 mm thick |  | #REF! | [13 empty] | 0 | 0 | 0 | 0 | 0 | 0
|  | Waist slab -7 | 1 | 1 | 3.75 |  | 1 | 3.75 | [7 empty] | 0 | 0 | 0 | 0 | 0 | 0
|  | Landing slab | 1 | 1 | 0.575 |  | 1 | 0.575 | [7 empty] | 0 | 0 | 0 | 0 | 0 | 0
|  | Waist slab -8 | 1 | 1 | 3.7 |  | 1 | 3.7 | [7 empty] | 0 | 0 | 0 | 0 | 0 | 0
[8 empty] | 0.075 | 8.025 | [6 empty] | 0 | 0 | 0 | 0 | 0 | 0
[8 empty] | 8.1 | 8.1 | [6 empty] | 0 | 0 | 0 | 0 | 0 | 0
[6 empty] | Say | 8.1 | Sqm | #REF! |  |  | d. In Third FloorBrick partition in C.M. 1:4 using country bricks of size 22 x11x5cm 50 mm thick | 0 | 8.1 | Sqm | 0 | 0 | 0 | 0 | 0 | 8.1
e. In Fourth Floor Brick partition in C.M. 1:4 using country bricks of size 22 x11x5cm 50 mm thick |  | #REF! | [13 empty] | 0 | 0 | 0 | 0 | 0 | 0
|  | Landing Wall | 1 | 1 | 1.5 |  | 1 | 1.5 | [7 empty] | 0 | 0 | 0 | 0 | 0 | 0
[8 empty] | 0 | 1.5 | [6 empty] | 0 | 0 | 0 | 0 | 0 | 0
[8 empty] | 1.5 | 1.5 | [6 empty] | 0 | 0 | 0 | 0 | 0 | 0
[6 empty] | Say | 1.5 | Sqm |  |  |  | e. In Fourth Floor Brick partition in C.M. 1:4 using country bricks of size 22 x11x5cm 50 mm thick | 0 | 1.5 | Sqm | 0 | 0 | 0 | 0 | 0 | 1.5
Precast cupboard slab 40 mm tkusing standardised concrete mix M20 (annexure) | 14.II | #REF! | [13 empty] | 0 | 0 | 0 | 0 | 0 | 0
a. In Foundation & basement Precast cupboard slab 40 mm tkusing standardised concrete mix M20 (annexure) |  | #REF! | [13 empty] | 0 | 0 | 0 | 0 | 0 | 0
|  | Inspection chamber cover slab | 1 | 6 | 0.9 | 0.9 |  | 4.86 | [7 empty] | 0 | 0 | 0 | 0 | 0 | 0
|  | Add sundries | [5 empty] | 0.04 | 4.86 | [6 empty] | 0 | 0 | 0 | 0 | 0 | 0
[8 empty] | 4.9 | 4.9 | [6 empty] | 0 | 0 | 0 | 0 | 0 | 0
[6 empty] | Say | 4.9 | Sqm |  |  |  | a. In Foundation & basement Precast cupboard slab 40 mm tkusing standardised concrete mix M20 (annexure) | 14.II | 4.9 | Sqm | 0 | 0 | 0 | 0 | 0 | 4.9
Precast Cupboard slab 20 mm tk.using standardised concrete mix M20 (annexure) | 15.1 | #REF! | [13 empty] | 0 | 0 | 0 | 0 | 0 | 0
a. In Ground floor Precast Cupboard slab 20 mm tk.using standardised concrete mix M20 (annexure) |  | #REF! | [13 empty] | 0 | 0 | 0 | 0 | 0 | 0
|  | Wash Basin Wall | 1 | 1 | 0.45 | 0.6 |  | 0.27 | [7 empty] | 0 | 0 | 0 | 0 | 0 | 0
|  | Add sundries | [5 empty] | 0.03 | 0.27 | [6 empty] | 0 | 0 | 0 | 0 | 0 | 0
[8 empty] | 0.3 | 0.3 | [6 empty] | 0 | 0 | 0 | 0 | 0 | 0
[6 empty] | Say | 0.3 | Sqm |  |  |  | a. In Ground floor Precast Cupboard slab 20 mm tk.using standardised concrete mix M20 (annexure) | 15.1 | 0.3 | Sqm | 0 | 0 | 0 | 0 | 0 | 0.3
b. In First floor Precast Cupboard slab 20 mm tk.using standardised concrete mix M20 (annexure) |  | #REF! | [13 empty] | 0 | 0 | 0 | 0 | 0 | 0
|  | SI Room | 1 | 4 | 1.65 | 0.6 |  | 3.96 | [7 empty] | 0 | 0 | 0 | 0 | 0 | 0
|  | Writer | 1 | 4 | 2.035 | 0.6 |  | 4.884 | [7 empty] | 0 | 0 | 0 | 0 | 0 | 0
|  | Ins | 1 | 4 | 1.65 | 0.6 |  | 3.96 | [7 empty] | 0 | 0 | 0 | 0 | 0 | 0
|  | Ins | 1 | 4 | 1.8 | 0.6 |  | 4.32 | [7 empty] | 0 | 0 | 0 | 0 | 0 | 0
|  | CD File | 1 | 4 | 2.785 | 0.6 |  | 6.684 | [7 empty] | 0 | 0 | 0 | 0 | 0 | 0
|  | CCTNS | 1 | 4 | 1.935 | 0.6 |  | 4.644 | [7 empty] | 0 | 0 | 0 | 0 | 0 | 0
|  | Station Writer | 1 | 4 | 1.82 | 0.6 |  | 4.368 | [7 empty] | 0 | 0 | 0 | 0 | 0 | 0
|  | Property Record | 1 | 4 | 1.23 | 0.6 |  | 2.952 | [7 empty] | 0 | 0 | 0 | 0 | 0 | 0
|  | Add sundries | [5 empty] | 0.028 | 35.772 | [6 empty] | 0 | 0 | 0 | 0 | 0 | 0
[8 empty] | 35.8 | 35.8 | [6 empty] | 0 | 0 | 0 | 0 | 0 | 0
[6 empty] | Say | 35.8 | Sqm |  |  |  | b. In First floor Precast Cupboard slab 20 mm tk.using standardised concrete mix M20 (annexure) | 0 | 35.8 | Sqm | 0 | 0 | 0 | 0 | 0 | 35.8
c. In Second floor Precast Cupboard slab 20 mm tk.using standardised concrete mix M20 (annexure) |  | #REF! | [13 empty] | 0 | 0 | 0 | 0 | 0 | 0
|  | Women Rest Room | 1 | 4 | 1.65 | 0.6 |  | 3.96 | [7 empty] | 0 | 0 | 0 | 0 | 0 | 0
|  | Writer | 1 | 4 | 2.035 | 0.6 |  | 4.884 | [7 empty] | 0 | 0 | 0 | 0 | 0 | 0
|  | Ins | 1 | 4 | 1.65 | 0.6 |  | 3.96 | [7 empty] | 0 | 0 | 0 | 0 | 0 | 0
|  | Ins | 1 | 4 | 1.8 | 0.6 |  | 4.32 | [7 empty] | 0 | 0 | 0 | 0 | 0 | 0
|  | Computer Room | 1 | 4 | 2.785 | 0.6 |  | 6.684 | [7 empty] | 0 | 0 | 0 | 0 | 0 | 0
|  | SI Room | 1 | 4 | 1.935 | 0.6 |  | 4.644 | [7 empty] | 0 | 0 | 0 | 0 | 0 | 0
|  | Record Room | 1 | 4 | 2.32 | 0.6 |  | 5.568 | [7 empty] | 0 | 0 | 0 | 0 | 0 | 0
|  | Interogation | 1 | 4 | 1.218 | 0.6 |  | 2.9232 | [7 empty] | 0 | 0 | 0 | 0 | 0 | 0
|  | Add sundries | [5 empty] | 0.0568 | 36.9432 | [6 empty] | 0 | 0 | 0 | 0 | 0 | 0
[8 empty] | 37 | 37 | [6 empty] | 0 | 0 | 0 | 0 | 0 | 0
[6 empty] | Say | 37 | Sqm |  |  |  | c. In Second floor Precast Cupboard slab 20 mm tk.using standardised concrete mix M20 (annexure) | 0 | 37 | Sqm | 0 | 0 | 0 | 0 | 0 | 37
d. In Third floor Precast Cupboard slab 20 mm tk.using standardised concrete mix M20 (annexure) |  | #REF! | [13 empty] | 0 | 0 | 0 | 0 | 0 | 0
|  | Men Rest Room | 1 | 4 | 1.65 | 0.6 |  | 3.96 | [7 empty] | 0 | 0 | 0 | 0 | 0 | 0
|  | Writer | 1 | 4 | 2.035 | 0.6 |  | 4.884 | [7 empty] | 0 | 0 | 0 | 0 | 0 | 0
|  | Ins | 1 | 4 | 1.65 | 0.6 |  | 3.96 | [7 empty] | 0 | 0 | 0 | 0 | 0 | 0
|  | Ins | 1 | 4 | 1.8 | 0.6 |  | 4.32 | [7 empty] | 0 | 0 | 0 | 0 | 0 | 0
|  | Store | 1 | 4 | 4.3 | 0.6 |  | 10.32 | [7 empty] | 0 | 0 | 0 | 0 | 0 | 0
|  | Meeting Hall | 1 | 4 | 1.935 | 0.6 |  | 4.644 | [7 empty] | 0 | 0 | 0 | 0 | 0 | 0
|  | Men Rest Room | 1 | 4 | 2.32 | 0.6 |  | 5.568 | [7 empty] | 0 | 0 | 0 | 0 | 0 | 0
|  | Men Rest Room | 1 | 4 | 1.27 | 0.6 |  | 3.048 | [7 empty] | 0 | 0 | 0 | 0 | 0 | 0
|  | Men Rest Room | 1 | 4 | 1.5 | 0.6 |  | 3.6 | [7 empty] | 0 | 0 | 0 | 0 | 0 | 0
|  | Add sundries | [5 empty] | 0.096 | 44.304 | [6 empty] | 0 | 0 | 0 | 0 | 0 | 0
[8 empty] | 44.4 | 44.4 | [6 empty] | 0 | 0 | 0 | 0 | 0 | 0
[6 empty] | Say | 44.4 | Sqm |  |  |  | d. In Third floor Precast Cupboard slab 20 mm tk.using standardised concrete mix M20 (annexure) | 0 | 44.4 | Sqm | 0 | 0 | 0 | 0 | 0 | 44.4
e. In Fourth floor Precast Cupboard slab 20 mm tk.using standardised concrete mix M20 (annexure) |  | #REF! | [13 empty] | 0 | 0 | 0 | 0 | 0 | 0
|  | Lift Machine Room | 1 | 4 | 1.2 | 0.6 |  | 2.88 | [7 empty] | 0 | 0 | 0 | 0 | 0 | 0
|  | Add sundries | [5 empty] | 0.02 | 2.88 | [6 empty] | 0 | 0 | 0 | 0 | 0 | 0
[8 empty] | 2.9 | 2.9 | [6 empty] | 0 | 0 | 0 | 0 | 0 | 0
[6 empty] | Say | 2.9 | Sqm |  |  |  | e. In Fourth floor Precast Cupboard slab 20 mm tk.using standardised concrete mix M20 (annexure) | 0 | 2.9 | Sqm | 0 | 0 | 0 | 0 | 0 | 2.9
Teak wood Wrought & Put up | 21.2 | #REF! | [13 empty] | 0 | 0 | 0 | 0 | 0 | 0
a. T.W. over 2 m & below 3 m |  | #REF! | [13 empty] | 0 | 0 | 0 | 0 | 0 | 0
|  | Vertical | [13 empty] | 0 | 0 | 0 | 0 | 0 | 0
|  | MD | 2 | 1 | 0.15 | 0.1 | 2.4 | 0.072 |  | 1.8 | 2.4 |  |  |  |  | 0 | 0 | 0 | 0 | 0 | 0
|  | MD-1 | 2 | 4 | 0.15 | 0.1 | 2.1 | 0.252 |  | 1.8 | 2.1 |  |  |  |  | 0 | 0 | 0 | 0 | 0 | 0
|  | OD | 2 | 1 | 0.1 | 0.075 | 2.1 | 0.0315 |  | 1 | 2.1 |  |  |  |  | 0 | 0 | 0 | 0 | 0 | 0
|  | OD-1 | 2 | 4 | 0.1 | 0.075 | 2.1 | 0.126 |  | 0.75 | 2.1 |  |  |  |  | 0 | 0 | 0 | 0 | 0 | 0
|  | D | 2 | 16 | 0.1 | 0.075 | 2.1 | 0.504 |  | 1 | 2.1 |  |  |  |  | 0 | 0 | 0 | 0 | 0 | 0
|  | D0 | 2 | 1 | 0.1 | 0.075 | 2.1 | 0.0315 |  | 1 | 2.1 |  |  |  |  | 0 | 0 | 0 | 0 | 0 | 0
|  | D1 | 2 | 4 | 0.1 | 0.075 | 2.1 | 0.126 |  | 0.9 | 2.1 |  |  |  |  | 0 | 0 | 0 | 0 | 0 | 0
|  | DT | 2 | 1 | 0.1 | 0.075 | 2.1 | 0.0315 |  | 1 | 2.1 |  |  |  |  | 0 | 0 | 0 | 0 | 0 | 0
|  | TD-1 | 2 | 1 | 0.1 | 0.075 | 2.1 | 0.0315 |  | 0.9 | 2.1 |  |  |  |  | 0 | 0 | 0 | 0 | 0 | 0
|  | Horizontal | [13 empty] | 0 | 0 | 0 | 0 | 0 | 0
|  | FW-3 | 2 | 3 | 0.1 | 0.05 | 2 | 0.06 | [7 empty] | 0 | 0 | 0 | 0 | 0 | 0
[8 empty] | 0 | [7 empty] | 0 | 0 | 0 | 0 | 0 | 0
[8 empty] | 1.266 | [7 empty] | 0 | 0 | 0 | 0 | 0 | 0
[6 empty] | Say | 1.266 | Cum |  |  |  | a. T.W. over 2 m & below 3 m | 0 | 1.266 | Cum | 0 | 0 | 0 | 0 | 0 | 1.266
b. T.W. below 2 m length. |  | #REF! | [13 empty] | 0 | 0 | 0 | 0 | 0 | 0
|  | Horizontal | [13 empty] | 0 | 0 | 0 | 0 | 0 | 0
|  | MD | 2 | 1 | 0.15 | 0.1 | 1.8 | 0.054 | [7 empty] | 0 | 0 | 0 | 0 | 0 | 0
|  | MD-1 | 2 | 4 | 0.15 | 0.1 | 1.8 | 0.216 | [7 empty] | 0 | 0 | 0 | 0 | 0 | 0
|  | OD | 2 | 1 | 0.1 | 0.05 | 1 | 0.01 | [7 empty] | 0 | 0 | 0 | 0 | 0 | 0
|  | OD-1 | 2 | 4 | 0.1 | 0.05 | 0.75 | 0.03 | [7 empty] | 0 | 0 | 0 | 0 | 0 | 0
|  | D | 2 | 16 | 0.1 | 0.05 | 1 | 0.16 | [7 empty] | 0 | 0 | 0 | 0 | 0 | 0
|  | D0 | 2 | 1 | 0.1 | 0.05 | 1 | 0.01 | [7 empty] | 0 | 0 | 0 | 0 | 0 | 0
|  | D1 | 2 | 4 | 0.1 | 0.05 | 0.9 | 0.036 | [7 empty] | 0 | 0 | 0 | 0 | 0 | 0
|  | DT | 2 | 1 | 0.1 | 0.05 | 1 | 0.01 | [7 empty] | 0 | 0 | 0 | 0 | 0 | 0
|  | TD-1 | 2 | 1 | 0.1 | 0.05 | 0.9 | 0.009 | [7 empty] | 0 | 0 | 0 | 0 | 0 | 0
|  | SFW | 2 | 1 | 0.1 | 0.075 | 1.8 | 0.027 | [7 empty] | 0 | 0 | 0 | 0 | 0 | 0
|  | FW | 2 | 6 | 0.1 | 0.075 | 0.813 | 0.07317 | [7 empty] | 0 | 0 | 0 | 0 | 0 | 0
|  | FW-1 | 2 | 2 | 0.1 | 0.075 | 1.8 | 0.054 | [7 empty] | 0 | 0 | 0 | 0 | 0 | 0
|  | FW-2 | 2 | 1 | 0.1 | 0.075 | 1.5 | 0.0225 | [7 empty] | 0 | 0 | 0 | 0 | 0 | 0
|  | FW-4 | 2 | 6 | 0.1 | 0.075 | 1.2 | 0.108 | [7 empty] | 0 | 0 | 0 | 0 | 0 | 0
|  | Vertical | [13 empty] | 0 | 0 | 0 | 0 | 0 | 0
|  | SFW | 2 | 1 | 0.1 | 0.075 | 1.8 | 0.027 |  | 1.8 | 1.8 |  |  |  |  | 0 | 0 | 0 | 0 | 0 | 0
|  | FW | 2 | 6 | 0.1 | 0.075 | 1.8 | 0.162 |  | 0.813 | 1.8 |  |  |  |  | 0 | 0 | 0 | 0 | 0 | 0
|  | FW-1 | 2 | 2 | 0.1 | 0.075 | 1.8 | 0.054 |  | 1.8 | 1.8 |  |  |  |  | 0 | 0 | 0 | 0 | 0 | 0
|  | FW-2 | 2 | 1 | 0.1 | 0.075 | 1.8 | 0.027 |  | 1.5 | 1.8 |  |  |  |  | 0 | 0 | 0 | 0 | 0 | 0
|  | FW-3 | 2 | 3 | 0.1 | 0.075 | 1.8 | 0.081 |  | 2 | 1.8 |  |  |  |  | 0 | 0 | 0 | 0 | 0 | 0
|  | FW-4 | 2 | 6 | 0.1 | 0.075 | 1.8 | 0.162 |  | 1.2 | 1.8 |  |  |  |  | 0 | 0 | 0 | 0 | 0 | 0
[8 empty] | 1.3327 | [7 empty] | 0 | 0 | 0 | 0 | 0 | 0
[6 empty] | Say | 1.3327 | Cum |  |  |  | b. T.W. below 2 m length. | 0 | 1.3327 | Cum | 0 | 0 | 0 | 0 | 0 | 1.3327
S&F of Magnetic door catches | 23.3 | #REF! | [13 empty] | 0 | 0 | 0 | 0 | 0 | 0
|  | Ground floor or Stilt floor | [13 empty] | 0 | 0 | 0 | 0 | 0 | 0
|  | MD | 2 | 1 |  |  |  | 2 | [7 empty] | 0 | 0 | 0 | 0 | 0 | 0
|  | MD-1 | 2 | 4 |  |  |  | 8 | [7 empty] | 0 | 0 | 0 | 0 | 0 | 0
|  | OD | 1 | 1 |  |  |  | 1 | [7 empty] | 0 | 0 | 0 | 0 | 0 | 0
|  | OD-1 | 1 | 4 |  |  |  | 4 | [7 empty] | 0 | 0 | 0 | 0 | 0 | 0
|  | D | 1 | 16 |  |  |  | 16 | [7 empty] | 0 | 0 | 0 | 0 | 0 | 0
|  | D0 | 1 | 1 |  |  |  | 1 | [7 empty] | 0 | 0 | 0 | 0 | 0 | 0
|  | D1 | 1 | 4 |  |  |  | 4 | [7 empty] | 0 | 0 | 0 | 0 | 0 | 0
|  | DT | 1 | 1 |  |  |  | 1 | [7 empty] | 0 | 0 | 0 | 0 | 0 | 0
|  | TD-1 | 1 | 1 |  |  |  | 1 | [7 empty] | 0 | 0 | 0 | 0 | 0 | 0
[8 empty] | 38 | [7 empty] | 0 | 0 | 0 | 0 | 0 | 0
[6 empty] | Say | 38 | Nos |  |  |  | S&F of Magnetic door catches | 23.3 | 38 | Nos | 0 | 0 | 0 | 0 | 0 | 38
M.s Grills | 39 | #REF! | [13 empty] | 0 | 0 | 0 | 0 | 0 | 0
|  | Ground floor or Stilt floor | [5 empty] | 0 | [7 empty] | 0 | 0 | 0 | 0 | 0 | 0
|  | SFW | 1 | 1 | 1.8 |  | 1.8 | 3.24 | [7 empty] | 0 | 0 | 0 | 0 | 0 | 0
|  | FW | 1 | 6 | 0.813 |  | 1.8 | 8.7804 | [7 empty] | 0 | 0 | 0 | 0 | 0 | 0
|  | FW-1 | 1 | 2 | 1.8 |  | 1.8 | 6.48 | [7 empty] | 0 | 0 | 0 | 0 | 0 | 0
|  | FW-2 | 1 | 1 | 1.5 |  | 1.8 | 2.7 | [7 empty] | 0 | 0 | 0 | 0 | 0 | 0
|  | FW-3 | 1 | 3 | 2 |  | 1.8 | 10.8 | [7 empty] | 0 | 0 | 0 | 0 | 0 | 0
|  | FW-4 | 1 | 6 | 1.2 |  | 1.8 | 12.96 | [7 empty] | 0 | 0 | 0 | 0 | 0 | 0
[16 empty] | 0 | 0 | 0 | 0 | 0 | 0
[8 empty] | 44.9604 | [7 empty] | 0 | 0 | 0 | 0 | 0 | 0
[5 empty] | 44.9604 | 20 |  | 899.208 | [7 empty] | 0 | 0 | 0 | 0 | 0 | 0
[8 empty] | 0.792 | 899.208 | [6 empty] | 0 | 0 | 0 | 0 | 0 | 0
[8 empty] | 900 | 900 | [6 empty] | 0 | 0 | 0 | 0 | 0 | 0
[6 empty] | Say | 900 | Kg | Kgs |  |  | M.s Grills | 39 | 900 | Kg | 0 | 0 | 0 | 0 | 0 | 900
[16 empty] | 0 | 0 | 0 | 0 | 0 | 0
Manufacturing & supply of steel windows (Weight basis) | 24 | Manufacturing and supplying of steel windows confirming to is 1038/1983 specification with steel section used for fabrication of windows as per is 7452/1982 specification and as per the approved type design for all size applicable for the work with iron oxidised handles with locking arrangements, peg stays and including cost for one coat of red oxide primer etc., complete and as directed by the departmental officers. (windows should be weighed excluding aluminium beeding and glass panel. the standard models of window with grill design drawing are enclosed in the annexure. however the windows grill and design should be got approved by the executive engineer before use.) | [13 empty] | 0 | 0 | 0 | 0 | 0 | 0
|  | W | 1 | 3 | 1.8 | 25 | 1.35 | 182.25 | [7 empty] | 0 | 0 | 0 | 0 | 0 | 0
|  | W1 | 1 | 2 | 1.5 | 25 | 1.35 | 101.25 | [7 empty] | 0 | 0 | 0 | 0 | 0 | 0
|  | W2 | 1 | 37 | 1.2 | 25 | 1.35 | 1498.5 | [7 empty] | 0 | 0 | 0 | 0 | 0 | 0
|  | W3 | 1 | 15 | 1 | 25 | 1.35 | 506.25 | [7 empty] | 0 | 0 | 0 | 0 | 0 | 0
|  | SLW | 1 | 4 | 2.1 | 25 | 1.35 | 283.5 | [7 empty] | 0 | 0 | 0 | 0 | 0 | 0
|  | RV | 1 | 5 | 1.35 | 25 | 0.6 | 101.25 | [7 empty] | 0 | 0 | 0 | 0 | 0 | 0
|  | RV1 | 1 | 1 | 0.9 | 25 | 0.6 | 13.5 | [7 empty] | 0 | 0 | 0 | 0 | 0 | 0
|  | V | 1 | 4 | 1 | 25 | 0.6 | 60 | [7 empty] | 0 | 0 | 0 | 0 | 0 | 0
|  | V1 | 1 | 4 | 0.6 | 25 | 0.6 | 36 | [7 empty] | 0 | 0 | 0 | 0 | 0 | 0
|  | V3 | 1 | 16 | 0.9 | 25 | 0.75 | 270 | [7 empty] | 0 | 0 | 0 | 0 | 0 | 0
|  | RVT | 1 | 2 | 0.9 | 25 | 0.75 | 33.75 | [7 empty] | 0 | 0 | 0 | 0 | 0 | 0
|  | W1A | 1 | 1 | 1.5 | 25 | 1.35 | 50.625 | [7 empty] | 0 | 0 | 0 | 0 | 0 | 0
|  | SW | 1 | 4 | 1.8 | 25 | 1.35 | 243 | [7 empty] | 0 | 0 | 0 | 0 | 0 | 0
[16 empty] | 0 | 0 | 0 | 0 | 0 | 0
|  | Add sundries | [5 empty] | 0.025 | 3379.875 | [6 empty] | 0 | 0 | 0 | 0 | 0 | 0
[8 empty] | 3379.9 | 3379.9 | [6 empty] | 0 | 0 | 0 | 0 | 0 | 0
[6 empty] | Say | 3379.9 | Sqm |  |  |  | Manufacturing & supply of steel windows (Weight basis) | 24 | 3379.9 | Sqm | 0 | 0 | 0 | 0 | 0 | 3379.9
4mm thick pin headed Glass panels with Aluminium beedings |  | Supplying and fixing of 4mm thick pin headed glass panels with aluminium anodized 'U' shape beeding of size 12x12 mm with 107 gram in average weight for 1 m length with aluminium bolts and nuts for the shutters of the steel windows already supplied to suit all the size and as directed by the departmental officers.(The quality of glass and aluminium beeding should be got approved from the executive engineer before use) | [13 empty] | 0 | 0 | 0 | 0 | 0 | 0
|  | W | 1 | 3 | 1.8 | 0.86 | 1.35 | 6.2694 | [7 empty] | 0 | 0 | 0 | 0 | 0 | 0
|  | W1 | 1 | 2 | 1.5 | 0.86 | 1.35 | 3.483 | [7 empty] | 0 | 0 | 0 | 0 | 0 | 0
|  | W2 | 1 | 37 | 1.2 | 0.86 | 1.35 | 51.5484 | [7 empty] | 0 | 0 | 0 | 0 | 0 | 0
|  | W3 | 1 | 15 | 1 | 0.86 | 1.35 | 17.415 | [7 empty] | 0 | 0 | 0 | 0 | 0 | 0
|  | SLW | 1 | 4 | 2.1 | 0.86 | 1.35 | 9.7524 | [7 empty] | 0 | 0 | 0 | 0 | 0 | 0
|  | RV | 1 | 5 | 1.35 | 0.86 | 0.6 | 3.483 | [7 empty] | 0 | 0 | 0 | 0 | 0 | 0
|  | RV1 | 1 | 1 | 0.9 | 0.86 | 0.6 | 0.4644 | [7 empty] | 0 | 0 | 0 | 0 | 0 | 0
|  | V | 1 | 4 | 1 | 0.86 | 0.6 | 2.064 | [7 empty] | 0 | 0 | 0 | 0 | 0 | 0
|  | V1 | 1 | 4 | 0.6 | 0.86 | 0.6 | 1.2384 | [7 empty] | 0 | 0 | 0 | 0 | 0 | 0
|  | V3 | 1 | 16 | 0.9 | 0.86 | 0.75 | 9.288 | [7 empty] | 0 | 0 | 0 | 0 | 0 | 0
|  | RVT | 1 | 2 | 0.9 | 0.86 | 0.75 | 1.161 | [7 empty] | 0 | 0 | 0 | 0 | 0 | 0
|  | W1A | 1 | 1 | 1.5 | 0.86 | 1.35 | 1.7415 | [7 empty] | 0 | 0 | 0 | 0 | 0 | 0
|  | SW | 1 | 4 | 1.8 | 0.86 | 1.35 | 8.3592 | [7 empty] | 0 | 0 | 0 | 0 | 0 | 0
[16 empty] | 0 | 0 | 0 | 0 | 0 | 0
|  | Add sundries | [5 empty] | 0.0323 | 116.2677 | [6 empty] | 0 | 0 | 0 | 0 | 0 | 0
[8 empty] | 116.3 | 116.3 | [6 empty] | 0 | 0 | 0 | 0 | 0 | 0
[6 empty] | Say | 116.3 | Sqm |  |  |  | 4mm thick pin headed Glass panels with Aluminium beedings | 0 | 116.3 | Sqm | 0 | 0 | 0 | 0 | 0 | 116.3
M.S.Holdfast | 25 | #REF! | [13 empty] | 0 | 0 | 0 | 0 | 0 | 0
|  | SFW | 1 | 1 |  |  |  | 1 | [7 empty] | 0 | 0 | 0 | 0 | 0 | 0
|  | FW | 1 | 6 |  |  |  | 6 | [7 empty] | 0 | 0 | 0 | 0 | 0 | 0
|  | FW-1 | 1 | 2 |  |  |  | 2 | [7 empty] | 0 | 0 | 0 | 0 | 0 | 0
|  | FW-2 | 1 | 1 |  |  |  | 1 | [7 empty] | 0 | 0 | 0 | 0 | 0 | 0
|  | FW-3 | 1 | 3 |  |  |  | 3 | [7 empty] | 0 | 0 | 0 | 0 | 0 | 0
|  | FW-4 | 1 | 6 |  |  |  | 6 | [7 empty] | 0 | 0 | 0 | 0 | 0 | 0
|  | W1A | 1 | 1 |  |  |  | 1 | [7 empty] | 0 | 0 | 0 | 0 | 0 | 0
|  | SW | 1 | 4 |  |  |  | 4 | [7 empty] | 0 | 0 | 0 | 0 | 0 | 0
|  | W | 1 | 3 |  |  |  | 3 | [7 empty] | 0 | 0 | 0 | 0 | 0 | 0
|  | W1 | 1 | 2 |  |  |  | 2 | [7 empty] | 0 | 0 | 0 | 0 | 0 | 0
|  | W2 | 1 | 37 |  |  |  | 37 | [7 empty] | 0 | 0 | 0 | 0 | 0 | 0
|  | W3 | 1 | 15 |  |  |  | 15 | [7 empty] | 0 | 0 | 0 | 0 | 0 | 0
|  | SLW | 1 | 4 |  |  |  | 4 | [7 empty] | 0 | 0 | 0 | 0 | 0 | 0
|  | RV | 1 | 5 |  |  |  | 5 | [7 empty] | 0 | 0 | 0 | 0 | 0 | 0
|  | RV1 | 1 | 1 |  |  |  | 1 | [7 empty] | 0 | 0 | 0 | 0 | 0 | 0
|  | V | 1 | 4 |  |  |  | 4 | [7 empty] | 0 | 0 | 0 | 0 | 0 | 0
|  | V1 | 1 | 4 |  |  |  | 4 | [7 empty] | 0 | 0 | 0 | 0 | 0 | 0
|  | V3 | 1 | 16 |  |  |  | 16 | [7 empty] | 0 | 0 | 0 | 0 | 0 | 0
|  | RVT | 1 | 2 |  |  |  | 2 | [7 empty] | 0 | 0 | 0 | 0 | 0 | 0
[8 empty] | 0 | [7 empty] | 0 | 0 | 0 | 0 | 0 | 0
[8 empty] | 117 | [7 empty] | 0 | 0 | 0 | 0 | 0 | 0
[6 empty] | Say | 117 | Nos |  |  |  | M.S.Holdfast | 25 | 117 | Nos | 0 | 0 | 0 | 0 | 0 | 117
Flooring in C.C.1:5:10 | 26 | #REF! | [13 empty] | 0 | 0 | 0 | 0 | 0 | 0
|  | Part-1 | 1 | 1 | 4 | 5.1 | 0.08 | 1.632 | [7 empty] | 0 | 0 | 0 | 0 | 0 | 0
|  | Part-2 | 1 | 1 | 3.9 | 2.77 | 0.08 | 0.86424 | [7 empty] | 0 | 0 | 0 | 0 | 0 | 0
|  | Part-3 | 1 | 1 | 2.525 | 2.77 | 0.08 | 0.55954 | [7 empty] | 0 | 0 | 0 | 0 | 0 | 0
|  | Part-4 | 1 | 1 | 3 | 5.3 | 0.08 | 1.272 | [7 empty] | 0 | 0 | 0 | 0 | 0 | 0
|  | Part-5 | 1 | 1 | 4 | 5.1 | 0.08 | 1.632 | [7 empty] | 0 | 0 | 0 | 0 | 0 | 0
|  | Part-6 | 1 | 1 | 4 | 3.23 | 0.08 | 1.0336 | [7 empty] | 0 | 0 | 0 | 0 | 0 | 0
|  | Part-7 | 1 | 1 | 2.895 | 3.565 | 0.08 | 0.82565 | [7 empty] | 0 | 0 | 0 | 0 | 0 | 0
|  | Part-8 | 1 | 1 | 6.76 | 5.76 | 0.08 | 3.115 | [7 empty] | 0 | 0 | 0 | 0 | 0 | 0
|  | Part-9 | 1 | 1 | 4 | 3.23 | 0.08 | 1.0336 | [7 empty] | 0 | 0 | 0 | 0 | 0 | 0
|  | Part-10 | 1 | 1 | 4 | 2.5 | 0.08 | 0.8 | [7 empty] | 0 | 0 | 0 | 0 | 0 | 0
|  | Part-11 | 1 | 1 | 2.895 | 1.965 | 0.08 | 0.45509 | [7 empty] | 0 | 0 | 0 | 0 | 0 | 0
|  | Part-12 | 1 | 1 | 4 | 2.5 | 0.08 | 0.8 | [7 empty] | 0 | 0 | 0 | 0 | 0 | 0
|  | Part-13 | 1 | 1 | 4 | 3.9 | 0.08 | 1.248 | [7 empty] | 0 | 0 | 0 | 0 | 0 | 0
|  | Part-14 | 1 | 1 | 5.425 | 3.9 | 0.08 | 1.6926 | [7 empty] | 0 | 0 | 0 | 0 | 0 | 0
|  | Part-15 | 1 | 1 | 4.465 | 3.9 | 0.08 | 1.3931 | [7 empty] | 0 | 0 | 0 | 0 | 0 | 0
|  | Part-16 | 1 | 1 | 3.765 | 3.9 | 0.08 | 1.1747 | [7 empty] | 0 | 0 | 0 | 0 | 0 | 0
|  | Part-17 | 1 | 1 | 4.325 | 2.3 | 0.08 | 0.7958 | [7 empty] | 0 | 0 | 0 | 0 | 0 | 0
|  | Part-18 | 1 | 1 | 3.425 | 0.745 | 0.08 | 0.20413 | [7 empty] | 0 | 0 | 0 | 0 | 0 | 0
|  | Part-19 | 1 | 1 | 3.425 | 3.6 | 0.08 | 0.9864 | [7 empty] | 0 | 0 | 0 | 0 | 0 | 0
[16 empty] | 0 | 0 | 0 | 0 | 0 | 0
|  | Add sundries | [5 empty] | 0.032358 | 12.7676 | [6 empty] | 0 | 0 | 0 | 0 | 0 | 0
[8 empty] | 12.8 | 12.8 | [6 empty] | 0 | 0 | 0 | 0 | 0 | 0
[6 empty] | Say | 12.8 | Cum |  |  |  | Flooring in C.C.1:5:10 | 26 | 12.8 | Cum | 0 | 0 | 0 | 0 | 0 | 12.8
Floor plastering in C.M. 1:4, 20 mm tk. | 28 | #REF! | [13 empty] | 0 | 0 | 0 | 0 | 0 | 0
|  | Chamber flooring | 1 | 6 | 0.6 | 0.6 |  | 2.16 | [7 empty] | 0 | 0 | 0 | 0 | 0 | 0
[16 empty] | 0 | 0 | 0 | 0 | 0 | 0
|  | Add sundries | [5 empty] | 0.04 | 2.16 | [6 empty] | 0 | 0 | 0 | 0 | 0 | 0
[8 empty] | 2.2 | 2.2 | [6 empty] | 0 | 0 | 0 | 0 | 0 | 0
[6 empty] | Say | 2.2 | Sqm |  |  |  | Floor plastering in C.M. 1:4, 20 mm tk. | 28 | 2.2 | Sqm | 0 | 0 | 0 | 0 | 0 | 2.2
Plastering with CM 1:3, 12mm with WPC | 29 | #REF! | [13 empty] | 0 | 0 | 0 | 0 | 0 | 0
|  | First Floor Ins & SI | 1 | 2 | 1.65 | 1.5 |  | 4.95 | [7 empty] | 0 | 0 | 0 | 0 | 0 | 0
|  | First Floor Common Toilet | 1 | 1 | 1.5 | 1.5 |  | 2.25 | [7 empty] | 0 | 0 | 0 | 0 | 0 | 0
|  | First Floor Common Toilet | 1 | 1 | 1.65 | 1.235 |  | 2.0377 | [7 empty] | 0 | 0 | 0 | 0 | 0 | 0
|  | Second Floor Ins & Women Rest Room | 1 | 2 | 1.65 | 1.5 |  | 4.95 | [7 empty] | 0 | 0 | 0 | 0 | 0 | 0
|  | Second Floor Common Toilet | 1 | 1 | 1.5 | 1.5 |  | 2.25 | [7 empty] | 0 | 0 | 0 | 0 | 0 | 0
|  | Second Floor Common Toilet | 1 | 1 | 1.65 | 1.235 |  | 2.0377 | [7 empty] | 0 | 0 | 0 | 0 | 0 | 0
|  | Third Floor Ins & men Rest Room | 1 | 2 | 1.65 | 1.5 |  | 4.95 | [7 empty] | 0 | 0 | 0 | 0 | 0 | 0
|  | Third Floor Common Toilet | 1 | 1 | 3.885 | 3.9 |  | 15.1515 | [7 empty] | 0 | 0 | 0 | 0 | 0 | 0
|  | Water Tank | 0 | 0 | 0 | 0 | 0 | 0 | [7 empty] | 0 | 0 | 0 | 0 | 0 | 0
|  | Water Tank wall Base slab | 1 | 1 | 4.23 | 3.23 |  | 13.6629 | [7 empty] | 0 | 0 | 0 | 0 | 0 | 0
|  | Water Tank Cover Slab | 1 | 1 | 4.23 | 3.23 |  | 13.6629 | [7 empty] | 0 | 0 | 0 | 0 | 0 | 0
|  | Water tank inner alround | 1 | 1 | 14.92 |  | 1.2 | 17.9 | 2.25 |  | 1.125 |  |  |  |  | 0 | 0 | 0 | 0 | 0 | 0
|  | Water tank Outer alround | 1 | 1 | 15.84 |  | 1.2 | 19.01 | [7 empty] | 0 | 0 | 0 | 0 | 0 | 0
|  | Water Tank | 1 | 1 | 14.46 | 1 |  | 14.46 | [7 empty] | 0 | 0 | 0 | 0 | 0 | 0
|  | Add sundries | [5 empty] | 0.0272 | 117.2728 | [6 empty] | 0 | 0 | 0 | 0 | 0 | 0
[8 empty] | 117.3 | 117.3 | [6 empty] | 0 | 0 | 0 | 0 | 0 | 0
[6 empty] | Say | 117.3 | Sqm |  |  |  | Plastering with CM 1:3, 12mm with WPC | 29 | 117.3 | Sqm | 0 | 0 | 0 | 0 | 0 | 117.3
Concrete designer tiles flooring | 29.1.1 | #REF! | [13 empty] | 0 | 0 | 0 | 0 | 0 | 0
|  | Front Steps | 0 | 0 | 0 | 0 | 0 | [8 empty] | 0 | 0 | 0 | 0 | 0 | 0
|  | 1st step | 1 | 1 | 3.225 | 0.3 |  | 0.9675 | [7 empty] | 0 | 0 | 0 | 0 | 0 | 0
|  | Rise | 1 | 1 | 3.225 |  | 0.15 | [8 empty] | 0 | 0 | 0 | 0 | 0 | 0
|  | 2nd step | 1 | 1 | 3.225 | 0.6 |  | 1.935 | [7 empty] | 0 | 0 | 0 | 0 | 0 | 0
|  | Rise | 1 | 1 | 3.225 |  | 0.15 | [8 empty] | 0 | 0 | 0 | 0 | 0 | 0
|  | 3rd step | 1 | 1 | 3.225 | 0.3 |  | 0.9675 | [7 empty] | 0 | 0 | 0 | 0 | 0 | 0
|  | Rise | 1 | 1 | 3.225 |  | 0.15 | [8 empty] | 0 | 0 | 0 | 0 | 0 | 0
|  | Add sundries | [5 empty] | 0.13 | 3.87 | [6 empty] | 0 | 0 | 0 | 0 | 0 | 0
[8 empty] | 4 | 4 | [6 empty] | 0 | 0 | 0 | 0 | 0 | 0
[6 empty] | Say | 4 | Sqm |  |  |  | Concrete designer tiles flooring | 29.1.1 | 4 | Sqm | 0 | 0 | 0 | 0 | 0 | 4
#REF! | 29.1.2 | #REF! | [13 empty] | 0 | 0 | 0 | 0 | 0 | 0
|  | Ground floor /Stilit Floor | [5 empty] | 0 | [7 empty] | 0 | 0 | 0 | 0 | 0 | 0
|  | Entrance Lobby | 1 | 1 | 7.56 | 2.44 |  | 18.45 | [7 empty] | 0 | 0 | 0 | 0 | 0 | 0
|  | Entrance Lobby | 1 | 1 | 5.6 | 2.857 |  | 16 | [7 empty] | 0 | 0 | 0 | 0 | 0 | 0
|  | Entrance Verandah | 1 | 1 | 6.76 | 2 |  | 13.52 | [7 empty] | 0 | 0 | 0 | 0 | 0 | 0
|  | Toilet Verandah | 1 | 1 | 1.5 | 1.8 |  | 2.7 | [7 empty] | 0 | 0 | 0 | 0 | 0 | 0
|  | Front Entrance Verandah | 1 | 1 | 3 | 1.5 |  | 4.5 | [7 empty] | 0 | 0 | 0 | 0 | 0 | 0
|  | First Floor | [5 empty] | 0 | [7 empty] | 0 | 0 | 0 | 0 | 0 | 0
|  | Staircase Lift / lobby | 1 | 1 | 4.325 | 2.443 |  | 10.57 | [7 empty] | 0 | 0 | 0 | 0 | 0 | 0
|  | Staircase Lift / lobby | 1 | 1 | 2.455 | 2.857 |  | 7.01 | [7 empty] | 0 | 0 | 0 | 0 | 0 | 0
|  | Hall | 1 | 1 | 9.885 | 5.76 |  | 56.94 | [7 empty] | 0 | 0 | 0 | 0 | 0 | 0
|  | Second Floor | [5 empty] | 0 | [7 empty] | 0 | 0 | 0 | 0 | 0 | 0
|  | Staircase Lift / lobby | 1 | 1 | 4.325 | 2.443 |  | 10.57 | [7 empty] | 0 | 0 | 0 | 0 | 0 | 0
|  | Staircase Lift / lobby | 1 | 1 | 2.455 | 2.857 |  | 7.01 | [7 empty] | 0 | 0 | 0 | 0 | 0 | 0
|  | Hall | 1 | 1 | 9.885 | 5.76 |  | 56.94 | [7 empty] | 0 | 0 | 0 | 0 | 0 | 0
|  | Thiord Floor | [5 empty] | 0 | [7 empty] | 0 | 0 | 0 | 0 | 0 | 0
|  | Staircase Lift / lobby | 1 | 1 | 4.325 | 2.443 |  | 10.57 | [7 empty] | 0 | 0 | 0 | 0 | 0 | 0
|  | Staircase Lift / lobby | 1 | 1 | 2.455 | 2.857 |  | 7.01 | [7 empty] | 0 | 0 | 0 | 0 | 0 | 0
|  | Hall | 1 | 1 | 9.885 | 5.76 |  | 56.94 | [7 empty] | 0 | 0 | 0 | 0 | 0 | 0
[16 empty] | 0 | 0 | 0 | 0 | 0 | 0
[16 empty] | 0 | 0 | 0 | 0 | 0 | 0
|  | Add sundries | [5 empty] | 0.27 | 278.73 | [6 empty] | 0 | 0 | 0 | 0 | 0 | 0
[8 empty] | 279 | 279 | [6 empty] | 0 | 0 | 0 | 0 | 0 | 0
[6 empty] | Say | 279 | Sqm |  |  |  | #REF! | 29.1.2 | 279 | Sqm | 0 | 0 | 0 | 0 | 0 | 279
Vitrified Tiles flooring ( colour) | 29.1.2 | #REF! | [8 empty] | Vitrified Tiles flooring ( colour) |  |  |  |  | 0 | 0 | 0 | 0 | 0 | 0
|  | Ground floor /Stilit Floor | [5 empty] | 0 | [7 empty] | 0 | 0 | 0 | 0 | 0 | 0
[8 empty] | 0 | [7 empty] | 0 | 0 | 0 | 0 | 0 | 0
|  | First Floor | [5 empty] | 0 | [7 empty] | 0 | 0 | 0 | 0 | 0 | 0
|  | SI Room | 1 | 1 | 4 | 5.1 |  | 20.4 | [7 empty] | 0 | 0 | 0 | 0 | 0 | 0
|  | SI Room Lobby | 1 | 1 | 1.23 | 1.73 |  | 2.13 | [7 empty] | 0 | 0 | 0 | 0 | 0 | 0
|  | Ins L & O Room | 1 | 1 | 4 | 5.1 |  | 20.4 | [7 empty] | 0 | 0 | 0 | 0 | 0 | 0
|  | Ins L & O Room Lobby | 1 | 1 | 1.23 | 1.73 |  | 2.13 | [7 empty] | 0 | 0 | 0 | 0 | 0 | 0
|  | Writer Room | 1 | 1 | 3.115 | 5.1 |  | 15.89 | [7 empty] | 0 | 0 | 0 | 0 | 0 | 0
|  | CD File | 1 | 1 | 4 | 3.9 |  | 15.6 | [7 empty] | 0 | 0 | 0 | 0 | 0 | 0
|  | CD File Verandah | 1 | 1 | 1.5 | 1 |  | 1.5 | [7 empty] | 0 | 0 | 0 | 0 | 0 | 0
|  | CCTNS | 1 | 1 | 3.34 | 3.9 |  | 13.03 | [7 empty] | 0 | 0 | 0 | 0 | 0 | 0
|  | C/B | 1 | 1 | 0.6 | 3.9 |  | 2.34 | [7 empty] | 0 | 0 | 0 | 0 | 0 | 0
|  | Station Writer | 1 | 1 | 2.5 | 4.015 |  | 10.04 | [7 empty] | 0 | 0 | 0 | 0 | 0 | 0
|  | Arms Ammunication | 1 | 1 | 1.735 | 2.32 |  | 4.03 | [7 empty] | 0 | 0 | 0 | 0 | 0 | 0
|  | Property Record | 1 | 1 | 3.765 | 2.435 |  | 9.17 | [7 empty] | 0 | 0 | 0 | 0 | 0 | 0
|  | Property Record Lobby | 1 | 1 | 3.965 | 1.58 |  | 6.26 | [7 empty] | 0 | 0 | 0 | 0 | 0 | 0
|  | Second Floor | [5 empty] | 0 | [7 empty] | 0 | 0 | 0 | 0 | 0 | 0
|  | Staircase Lift / lobby | 1 | 1 | 4.325 | 2.443 |  | 10.57 | [7 empty] | 0 | 0 | 0 | 0 | 0 | 0
|  | Staircase Lift / lobby | 1 | 1 | 2.455 | 2.857 |  | 7.01 | [7 empty] | 0 | 0 | 0 | 0 | 0 | 0
|  | Women Rest Room | 1 | 1 | 4 | 5.1 |  | 20.4 | [7 empty] | 0 | 0 | 0 | 0 | 0 | 0
|  | Women Rest Room Lobby | 1 | 1 | 1.23 | 1.73 |  | 2.13 | [7 empty] | 0 | 0 | 0 | 0 | 0 | 0
|  | Ins Crime Room | 1 | 1 | 4 | 5.1 |  | 20.4 | [7 empty] | 0 | 0 | 0 | 0 | 0 | 0
|  | Ins Crime Room Lobby | 1 | 1 | 1.23 | 1.73 |  | 2.13 | [7 empty] | 0 | 0 | 0 | 0 | 0 | 0
|  | Writer Room | 1 | 1 | 3.115 | 5.1 |  | 15.89 | [7 empty] | 0 | 0 | 0 | 0 | 0 | 0
|  | Computer Room | 1 | 1 | 4.115 | 3.9 |  | 16.05 | [7 empty] | 0 | 0 | 0 | 0 | 0 | 0
|  | Computer Room Verandah | 1 | 1 | 1.5 | 1 |  | 1.5 | [7 empty] | 0 | 0 | 0 | 0 | 0 | 0
|  | SI room | 1 | 1 | 6.54 | 3.9 |  | 25.51 | [7 empty] | 0 | 0 | 0 | 0 | 0 | 0
|  | Record Room | 1 | 1 | 1.965 | 2.32 |  | 4.56 | [7 empty] | 0 | 0 | 0 | 0 | 0 | 0
|  | Interogation | 1 | 1 | 3.765 | 2.435 |  | 9.17 | [7 empty] | 0 | 0 | 0 | 0 | 0 | 0
|  | Interogation Lobby | 1 | 1 | 3.965 | 1.58 |  | 6.26 | [7 empty] | 0 | 0 | 0 | 0 | 0 | 0
|  | Thiord Floor | [5 empty] | 0 | [7 empty] | 0 | 0 | 0 | 0 | 0 | 0
|  | Men Rest Room | 1 | 1 | 4 | 5.1 |  | 20.4 | [7 empty] | 0 | 0 | 0 | 0 | 0 | 0
|  | Men Rest Room Lobby | 1 | 1 | 1.23 | 1.73 |  | 2.13 | [7 empty] | 0 | 0 | 0 | 0 | 0 | 0
|  | Ins Traffic Room | 1 | 1 | 4 | 5.1 |  | 20.4 | [7 empty] | 0 | 0 | 0 | 0 | 0 | 0
|  | Ins TrafficRoom Lobby | 1 | 1 | 1.23 | 1.73 |  | 2.13 | [7 empty] | 0 | 0 | 0 | 0 | 0 | 0
|  | Writer Room | 1 | 1 | 3.115 | 5.1 |  | 15.89 | [7 empty] | 0 | 0 | 0 | 0 | 0 | 0
|  | Store | 1 | 1 | 4.115 | 2.5 |  | 10.29 | [7 empty] | 0 | 0 | 0 | 0 | 0 | 0
|  | Meeting Hall | 1 | 1 | 9.17 | 3.9 |  | 35.76 | [7 empty] | 0 | 0 | 0 | 0 | 0 | 0
|  | C/B | 1 | 1 | 0.6 | 3.9 |  | 2.34 | [7 empty] | 0 | 0 | 0 | 0 | 0 | 0
|  | Men Rest Room | 1 | 1 | 3.86 | 3.9 |  | 15.05 | [7 empty] | 0 | 0 | 0 | 0 | 0 | 0
|  | C/B | 1 | 1 | 0.6 | 3.9 |  | 2.34 | [7 empty] | 0 | 0 | 0 | 0 | 0 | 0
|  | Balcony Entrance | 1 | 1 | 1.36 | 2.5 |  | 3.4 | [7 empty] | 0 | 0 | 0 | 0 | 0 | 0
|  | Fourth Floor | [13 empty] | 0 | 0 | 0 | 0 | 0 | 0
|  | Lift MACHINE Room | 1 | 1 | 6.555 | 2.3 |  | 15.08 | [7 empty] | 0 | 0 | 0 | 0 | 0 | 0
|  | Skirting Tiles | [5 empty] | 0 | [7 empty] | 0 | 0 | 0 | 0 | 0 | 0
|  | Ground floor /Stilit Floor | 0 | 0 | 0 | 0 | 0 | 0 | [7 empty] | 0 | 0 | 0 | 0 | 0 | 0
|  | Entrance Lobby | 1 | 1 | 20 |  | 0.1 | 2 | [7 empty] | 0 | 0 | 0 | 0 | 0 | 0
|  | Entrance Lobby | 1 | 1 | 16.914 |  | 0.1 | 1.69 | [7 empty] | 0 | 0 | 0 | 0 | 0 | 0
|  | Entrance Verandah | 1 | 1 | 17.52 |  | 0.1 | 1.75 | [7 empty] | 0 | 0 | 0 | 0 | 0 | 0
|  | Toilet Verandah | 1 | 1 | 6.6 |  | 0.1 | 0.66 | [7 empty] | 0 | 0 | 0 | 0 | 0 | 0
|  | Front Entrance Verandah | 1 | 1 | 9 |  | 0.1 | 0.9 | [7 empty] | 0 | 0 | 0 | 0 | 0 | 0
|  | 0 | 0 | 0 | 0 |  | 0 | 0 | [7 empty] | 0 | 0 | 0 | 0 | 0 | 0
|  | First Floor | 0 | 0 | 0 |  | 0 | 0 | [7 empty] | 0 | 0 | 0 | 0 | 0 | 0
|  | Staircase Lift / lobby | 1 | 1 | 13.536 |  | 0.1 | 1.35 | [7 empty] | 0 | 0 | 0 | 0 | 0 | 0
|  | Staircase Lift / lobby | 1 | 1 | 10.624 |  | 0.1 | 1.06 | [7 empty] | 0 | 0 | 0 | 0 | 0 | 0
|  | SI Room | 1 | 1 | 18.2 |  | 0.1 | 1.82 | [7 empty] | 0 | 0 | 0 | 0 | 0 | 0
|  | SI Room Lobby | 1 | 1 | 5.92 |  | 0.1 | 0.59 | [7 empty] | 0 | 0 | 0 | 0 | 0 | 0
|  | Ins L & O Room | 1 | 1 | 18.2 |  | 0.1 | 1.82 | [7 empty] | 0 | 0 | 0 | 0 | 0 | 0
|  | Ins L & O Room Lobby | 1 | 1 | 5.92 |  | 0.1 | 0.59 | [7 empty] | 0 | 0 | 0 | 0 | 0 | 0
|  | Writer Room | 1 | 1 | 16.43 |  | 0.1 | 1.64 | [7 empty] | 0 | 0 | 0 | 0 | 0 | 0
|  | Hall | 1 | 1 | 31.29 |  | 0.1 | 3.13 | [7 empty] | 0 | 0 | 0 | 0 | 0 | 0
|  | CD File | 1 | 1 | 15.8 |  | 0.1 | 1.58 | [7 empty] | 0 | 0 | 0 | 0 | 0 | 0
|  | CD File Verandah | 1 | 1 | 5 |  | 0.1 | 0.5 | [7 empty] | 0 | 0 | 0 | 0 | 0 | 0
|  | CCTNS | 1 | 1 | 14.48 |  | 0.1 | 1.45 | [7 empty] | 0 | 0 | 0 | 0 | 0 | 0
|  | C/B | 1 | 1 | 9 |  | 0.1 | 0.9 | [7 empty] | 0 | 0 | 0 | 0 | 0 | 0
|  | Station Writer | 1 | 1 | 13.03 |  | 0.1 | 1.3 | [7 empty] | 0 | 0 | 0 | 0 | 0 | 0
|  | Arms Ammunication | 1 | 1 | 8.11 |  | 0.1 | 0.81 | [7 empty] | 0 | 0 | 0 | 0 | 0 | 0
|  | Property Record | 1 | 1 | 12.4 |  | 0.1 | 1.24 | [7 empty] | 0 | 0 | 0 | 0 | 0 | 0
|  | Property Record Lobby | 1 | 1 | 11.09 |  | 0.1 | 1.11 | [7 empty] | 0 | 0 | 0 | 0 | 0 | 0
|  | Second Floor | 0 | 0 | 0 |  | 0 | 0 | [7 empty] | 0 | 0 | 0 | 0 | 0 | 0
|  | Staircase Lift / lobby | 1 | 1 | 13.536 |  | 0.1 | 1.35 | [7 empty] | 0 | 0 | 0 | 0 | 0 | 0
|  | Staircase Lift / lobby | 1 | 1 | 10.624 |  | 0.1 | 1.06 | [7 empty] | 0 | 0 | 0 | 0 | 0 | 0
|  | Women Rest Room | 1 | 1 | 18.2 |  | 0.1 | 1.82 | [7 empty] | 0 | 0 | 0 | 0 | 0 | 0
|  | Women Rest Room Lobby | 1 | 1 | 5.92 |  | 0.1 | 0.59 | [7 empty] | 0 | 0 | 0 | 0 | 0 | 0
|  | Ins Crime Room | 1 | 1 | 18.2 |  | 0.1 | 1.82 | [7 empty] | 0 | 0 | 0 | 0 | 0 | 0
|  | Ins Crime Room Lobby | 1 | 1 | 5.92 |  | 0.1 | 0.59 | [7 empty] | 0 | 0 | 0 | 0 | 0 | 0
|  | Writer Room | 1 | 1 | 16.43 |  | 0.1 | 1.64 | [7 empty] | 0 | 0 | 0 | 0 | 0 | 0
|  | Hall | 1 | 1 | 31.29 |  | 0.1 | 3.13 | [7 empty] | 0 | 0 | 0 | 0 | 0 | 0
|  | Computer Room | 1 | 1 | 16.03 |  | 0.1 | 1.6 | [7 empty] | 0 | 0 | 0 | 0 | 0 | 0
|  | Computer Room Verandah | 1 | 1 | 5 |  | 0.1 | 0.5 | [7 empty] | 0 | 0 | 0 | 0 | 0 | 0
|  | SI room | 1 | 1 | 20.88 |  | 0.1 | 2.09 | [7 empty] | 0 | 0 | 0 | 0 | 0 | 0
|  | Record Room | 1 | 1 | 8.57 |  | 0.1 | 0.86 | [7 empty] | 0 | 0 | 0 | 0 | 0 | 0
|  | Interogation | 1 | 1 | 12.4 |  | 0.1 | 1.24 | [7 empty] | 0 | 0 | 0 | 0 | 0 | 0
|  | Interogation Lobby | 1 | 1 | 11.09 |  | 0.1 | 1.11 | [7 empty] | 0 | 0 | 0 | 0 | 0 | 0
|  | Thiord Floor | 0 | 0 | 0 |  | 0 | 0 | [7 empty] | 0 | 0 | 0 | 0 | 0 | 0
|  | Staircase Lift / lobby | 1 | 1 | 13.536 |  | 0.1 | 1.35 | [7 empty] | 0 | 0 | 0 | 0 | 0 | 0
|  | Staircase Lift / lobby | 1 | 1 | 10.624 |  | 0.1 | 1.06 | [7 empty] | 0 | 0 | 0 | 0 | 0 | 0
|  | Men Rest Room | 1 | 1 | 18.2 |  | 0.1 | 1.82 | [7 empty] | 0 | 0 | 0 | 0 | 0 | 0
|  | Men Rest Room Lobby | 1 | 1 | 5.92 |  | 0.1 | 0.59 | [7 empty] | 0 | 0 | 0 | 0 | 0 | 0
|  | Ins Traffic Room | 1 | 1 | 18.2 |  | 0.1 | 1.82 | [7 empty] | 0 | 0 | 0 | 0 | 0 | 0
|  | Ins TrafficRoom Lobby | 1 | 1 | 5.92 |  | 0.1 | 0.59 | [7 empty] | 0 | 0 | 0 | 0 | 0 | 0
|  | Writer Room | 1 | 1 | 16.43 |  | 0.1 | 1.64 | [7 empty] | 0 | 0 | 0 | 0 | 0 | 0
|  | Hall | 1 | 1 | 31.29 |  | 0.1 | 3.13 | [7 empty] | 0 | 0 | 0 | 0 | 0 | 0
|  | Store | 1 | 1 | 13.23 |  | 0.1 | 1.32 | [7 empty] | 0 | 0 | 0 | 0 | 0 | 0
|  | Meeting Hall | 1 | 1 | 26.14 |  | 0.1 | 2.61 | [7 empty] | 0 | 0 | 0 | 0 | 0 | 0
|  | C/B | 1 | 1 | 9 |  | 0.1 | 0.9 | [7 empty] | 0 | 0 | 0 | 0 | 0 | 0
|  | Men Rest Room | 1 | 1 | 15.52 |  | 0.1 | 1.55 | [7 empty] | 0 | 0 | 0 | 0 | 0 | 0
|  | C/B | 1 | 1 | 9 |  | 0.1 | 0.9 | [7 empty] | 0 | 0 | 0 | 0 | 0 | 0
|  | Balcony Entrance | 1 | 1 | 7.72 |  | 0.1 | 0.77 | [7 empty] | 0 | 0 | 0 | 0 | 0 | 0
|  | Fourth Floor | [13 empty] | 0 | 0 | 0 | 0 | 0 | 0
|  | Lift MACHINE Room | 1 | 1 | 17.71 |  | 0.1 | 1.77 | [7 empty] | 0 | 0 | 0 | 0 | 0 | 0
[16 empty] | 0 | 0 | 0 | 0 | 0 | 0
[16 empty] | 0 | 0 | 0 | 0 | 0 | 0
|  | Add sundries | [5 empty] | 0.18 | 478.82 | [6 empty] | 0 | 0 | 0 | 0 | 0 | 0
[8 empty] | 479 | 479 | [6 empty] | 0 | 0 | 0 | 0 | 0 | 0
[6 empty] | Say | 479 | Sqm |  |  |  | Vitrified Tiles flooring ( colour) | 29.1.2 | 479 | Sqm | 0 | 0 | 0 | 0 | 0 | 479
Glazed tiles using Grout (Tile Joint Filler) | 29.8 | #REF! | [13 empty] | 0 | 0 | 0 | 0 | 0 | 0
|  | Groun floor / Stilt Floor | 0 | 0 | 0 | 0 | [9 empty] | 0 | 0 | 0 | 0 | 0 | 0
|  | Ph.Toilet | 1 | 1 | 5.4 |  | 1.5 | 8.1 |  |  | 617.1936 |  |  |  |  | 0 | 0 | 0 | 0 | 0 | 0
|  | SLD | -1 | 1 | 1 |  | 1.5 | -1.5 | [7 empty] | 0 | 0 | 0 | 0 | 0 | 0
|  | Toilet | 1 | 1 | 5.7 |  | 1.5 | 8.55 | [7 empty] | 0 | 0 | 0 | 0 | 0 | 0
|  | TD | -1 | 1 | 0.75 |  | 1.5 | -1.13 | [7 empty] | 0 | 0 | 0 | 0 | 0 | 0
|  | Toilet Passage | 1 | 1 | 9.69 |  | 1.5 | 14.54 | [7 empty] | 0 | 0 | 0 | 0 | 0 | 0
|  | O | -1 | 1 | 1 |  | 1.5 | -1.5 | [7 empty] | 0 | 0 | 0 | 0 | 0 | 0
|  | First Floor | 0 | 0 | 0 |  |  | 0 | [7 empty] | 0 | 0 | 0 | 0 | 0 | 0
|  | SI Room Toilet | 1 | 1 | 6.3 |  | 1.5 | 9.45 | [7 empty] | 0 | 0 | 0 | 0 | 0 | 0
|  | TD | -1 | 1 | 0.75 |  | 1.5 | -1.13 | [7 empty] | 0 | 0 | 0 | 0 | 0 | 0
|  | SI Room Toilet Passage | 1 | 1 | 5.24 |  | 1.5 | 7.86 | [7 empty] | 0 | 0 | 0 | 0 | 0 | 0
|  | O | -1 | 1 | 1 |  | 1.5 | -1.5 | [7 empty] | 0 | 0 | 0 | 0 | 0 | 0
|  | INS Room Toilet | 1 | 1 | 6.3 |  | 1.5 | 9.45 | [7 empty] | 0 | 0 | 0 | 0 | 0 | 0
|  | TD | -1 | 1 | 0.75 |  | 1.5 | -1.13 | [7 empty] | 0 | 0 | 0 | 0 | 0 | 0
|  | INS Room Toilet Passage | 1 | 1 | 5.24 |  | 1.5 | 7.86 | [7 empty] | 0 | 0 | 0 | 0 | 0 | 0
|  | O | -1 | 1 | 1 |  | 1.5 | -1.5 | [7 empty] | 0 | 0 | 0 | 0 | 0 | 0
|  | Common Toilet | 1 | 1 | 5.4 |  | 1.5 | 8.1 | [7 empty] | 0 | 0 | 0 | 0 | 0 | 0
|  | TD | -1 | 11 | 0.75 |  | 1.5 | -12.38 | [7 empty] | 0 | 0 | 0 | 0 | 0 | 0
|  | Passage | 1 | 1 | 5.2 |  | 1.5 | 7.8 | [7 empty] | 0 | 0 | 0 | 0 | 0 | 0
|  | O | -1 | 1 | 1 |  | 1.5 | -1.5 | [7 empty] | 0 | 0 | 0 | 0 | 0 | 0
|  | Common Toilet-II | 1 | 1 | 5.77 |  | 1.5 | 8.66 | [7 empty] | 0 | 0 | 0 | 0 | 0 | 0
|  | TD | -1 | 11 | 0.75 |  | 1.5 | -12.38 | [7 empty] | 0 | 0 | 0 | 0 | 0 | 0
|  | Passage | 1 | 1 | 5.5 |  | 1.5 | 8.25 | [7 empty] | 0 | 0 | 0 | 0 | 0 | 0
|  | O | -1 | 1 | 1 |  | 1.5 | -1.5 | [7 empty] | 0 | 0 | 0 | 0 | 0 | 0
|  | 0 | 0 | 0 | 0 |  |  | 0 | [7 empty] | 0 | 0 | 0 | 0 | 0 | 0
|  | Second Floor | 0 | 0 | 0 |  |  | 0 | [7 empty] | 0 | 0 | 0 | 0 | 0 | 0
|  | Women Rest Room Toilet | 1 | 1 | 6.3 |  | 1.5 | 9.45 | [7 empty] | 0 | 0 | 0 | 0 | 0 | 0
|  | TD | -1 | 1 | 0.75 |  | 1.5 | -1.13 | [7 empty] | 0 | 0 | 0 | 0 | 0 | 0
|  | Women Rest Room Toilet Passage | 1 | 1 | 5.24 |  | 1.5 | 7.86 | [7 empty] | 0 | 0 | 0 | 0 | 0 | 0
|  | O | -1 | 1 | 1 |  | 1.5 | -1.5 | [7 empty] | 0 | 0 | 0 | 0 | 0 | 0
|  | INS Room Toilet | 1 | 1 | 6.3 |  | 1.5 | 9.45 | [7 empty] | 0 | 0 | 0 | 0 | 0 | 0
|  | TD | -1 | 1 | 0.75 |  | 1.5 | -1.13 | [7 empty] | 0 | 0 | 0 | 0 | 0 | 0
|  | INS Room Toilet Passage | 1 | 1 | 5.24 |  | 1.5 | 7.86 | [7 empty] | 0 | 0 | 0 | 0 | 0 | 0
|  | O | -1 | 1 | 1 |  | 1.5 | -1.5 | [7 empty] | 0 | 0 | 0 | 0 | 0 | 0
|  | Lock up Women & Men | 1 | 2 | 4.4 |  | 1.5 | 13.2 | [7 empty] | 0 | 0 | 0 | 0 | 0 | 0
|  | TD | -1 | 2 | 0.75 |  | 1.5 | -2.25 | [7 empty] | 0 | 0 | 0 | 0 | 0 | 0
|  | Common Toilet | 1 | 1 | 5.4 |  | 1.5 | 8.1 | [7 empty] | 0 | 0 | 0 | 0 | 0 | 0
|  | TD | -1 | 11 | 0.75 |  | 1.5 | -12.38 | [7 empty] | 0 | 0 | 0 | 0 | 0 | 0
|  | Passage | 1 | 1 | 5.2 |  | 1.5 | 7.8 | [7 empty] | 0 | 0 | 0 | 0 | 0 | 0
|  | O | -1 | 1 | 1 |  | 1.5 | -1.5 | [7 empty] | 0 | 0 | 0 | 0 | 0 | 0
|  | Common Toilet-II | 1 | 1 | 5.77 |  | 1.5 | 8.66 | [7 empty] | 0 | 0 | 0 | 0 | 0 | 0
|  | TD | -1 | 11 | 0.75 |  | 1.5 | -12.38 | [7 empty] | 0 | 0 | 0 | 0 | 0 | 0
|  | Passage | 1 | 1 | 5.5 |  | 1.5 | 8.25 | [7 empty] | 0 | 0 | 0
|  | O | -1 | 1 | 1 |  | 1.5 | -1.5 | [7 empty] | 0 | 0 | 0
|  | 0 | 0 | 0 | 0 |  |  | 0 | [7 empty] | 0 | 0 | 0
|  | Third Floor | 0 | 0 | 0 |  |  | 0 | [7 empty] | 0 | 0 | 0
|  | Mn Rest Room Toilet | 1 | 1 | 6.3 |  | 1.5 | 9.45 | [7 empty] | 0 | 0 | 0
|  | TD | -1 | 1 | 0.75 |  | 1.5 | -1.13 | [7 empty] | 0 | 0 | 0
|  | Men Rest Room Toilet Passage | 1 | 1 | 5.24 |  | 1.5 | 7.86 | [7 empty] | 0 | 0 | 0
|  | O | -1 | 1 | 1 |  | 1.5 | -1.5 | [7 empty] | 0 | 0 | 0
|  | INS Room Toilet | 1 | 1 | 6.3 |  | 1.5 | 9.45 | [7 empty] | 0 | 0 | 0
|  | TD | -1 | 1 | 0.75 |  | 1.5 | -1.13 | [7 empty] | 0 | 0 | 0
|  | INS Room Toilet Passage | 1 | 1 | 5.24 |  | 1.5 | 7.86 | [7 empty] | 0 | 0 | 0
|  | O | -1 | 1 | 1 |  | 1.5 | -1.5 | [7 empty] | 0 | 0 | 0
|  | Mn Rest Room Toilet | 1 | 1 | 5.4 |  | 1.5 | 8.1 | [7 empty] | 0 | 0 | 0
|  | TD | -1 | 11 | 0.75 |  | 1.5 | -12.38 | [7 empty] | 0 | 0 | 0
|  | Mn Rest Room bath | 1 | 1 | 5.47 |  | 1.5 | 8.21 | [7 empty] | 0 | 0 | 0
|  | TD | -1 | 11 | 0.75 |  | 1.5 | -12.38 | [7 empty] | 0 | 0 | 0
|  | Passage | 1 | 1 | 9.11 |  | 1.5 | 13.67 | [7 empty] | 0 | 0 | 0
|  | Passage | 1 | 1 | 3.43 |  | 1.5 | 5.15 | [7 empty] | 0 | 0 | 0
|  | Urinal | 1 | 1 | 3.6 |  | 1.5 | 5.4 | [7 empty] | 0 | 0 | 0
|  | TD-1 | -1 | 1 | 0.9 |  | 1.5 | -1.35 | [7 empty] | 0 | 0 | 0
|  | Common Toilet-II | 1 | 1 | 5.77 |  | 1.5 | 8.66 | [7 empty] | 0 | 0 | 0
|  | TD | -1 | 11 | 0.75 |  | 1.5 | -12.38 | [7 empty] | 0 | 0 | 0
|  | Passage | 1 | 1 | 6.34 |  | 1.5 | 9.51 | [7 empty] | 0 | 0 | 0
|  | w/b | 1 | 1 | 3.11 |  | 1.5 | 4.67 | [7 empty] | 0 | 0 | 0
|  | D | -1 | 1 | 1 |  | 1.5 | -1.5 | [7 empty] | 0 | 0 | 0
|  | Add sundries | [5 empty] | 0.03 | 159.57 | [6 empty] | 0 | 0 | 0 | 0 | 0 | 0
[8 empty] | 159.6 | 159.6 | [6 empty] | 0 | 0 | 0 | 0 | 0 | 0
[6 empty] | Say | 159.6 | Sqm |  |  |  | Glazed tiles using Grout (Tile Joint Filler) | 29.8 | 159.6 | Sqm | 0 | 0 | 0 | 0 | 0 | 159.6
Floor ceramic tiles (Anti-skid) using Grout (Tile Joint Filler). | 29.9 | #REF! | [13 empty] | 0 | 0 | 0 | 0 | 0 | 0
|  | Groun floor / Stilt Floor | [13 empty] | 0 | 0 | 0 | 0 | 0 | 0
|  | Ph.Toilet | 1 | 1 | 1.5 | 1.2 |  | 1.8 | [7 empty] | 0 | 0 | 0 | 0 | 0 | 0
|  | SLD | 1 | 1 | 0.115 | 1 |  | 0.12 | [7 empty] | 0 | 0 | 0 | 0 | 0 | 0
|  | Toilet | 1 | 1 | 1.5 | 1.35 |  | 2.03 | [7 empty] | 0 | 0 | 0 | 0 | 0 | 0
|  | TD | 1 | 1 | 0.115 | 0.75 |  | 0.09 | [7 empty] | 0 | 0 | 0 | 0 | 0 | 0
|  | Toilet Passage | 1 | 1 | 1.28 | 3.565 |  | 4.56 | [7 empty] | 0 | 0 | 0 | 0 | 0 | 0
|  | O | 1 | 1 | 0.23 | 1 |  | 0.23 | [7 empty] | 0 | 0 | 0 | 0 | 0 | 0
|  | First Floor | [5 empty] | 0 | [7 empty] | 0 | 0 | 0 | 0 | 0 | 0
|  | SI Room Toilet | 1 | 1 | 1.65 | 1.5 |  | 2.48 | [7 empty] | 0 | 0 | 0 | 0 | 0 | 0
|  | TD | 1 | 1 | 0.115 | 0.75 |  | 0.09 | [7 empty] | 0 | 0 | 0 | 0 | 0 | 0
|  | SI Room Toilet Passage | 1 | 1 | 1.12 | 1.5 |  | 1.68 | [7 empty] | 0 | 0 | 0 | 0 | 0 | 0
|  | O | 1 | 1 | 0.23 | 1 |  | 0.23 | [7 empty] | 0 | 0 | 0 | 0 | 0 | 0
|  | INS Room Toilet | 1 | 1 | 1.65 | 1.5 |  | 2.48 | [7 empty] | 0 | 0 | 0 | 0 | 0 | 0
|  | TD | 1 | 1 | 0.115 | 0.75 |  | 0.09 | [7 empty] | 0 | 0 | 0 | 0 | 0 | 0
|  | INS Room Toilet Passage | 1 | 1 | 1.12 | 1.5 |  | 1.68 | [7 empty] | 0 | 0 | 0 | 0 | 0 | 0
|  | O | 1 | 1 | 0.23 | 1 |  | 0.23 | [7 empty] | 0 | 0 | 0 | 0 | 0 | 0
|  | Lock up Women & Men | 1 | 2 | 1 | 1.2 |  | 2.4 | [7 empty] | 0 | 0 | 0 | 0 | 0 | 0
|  | TD | 1 | 2 | 0.115 | 0.75 |  | 0.17 | [7 empty] | 0 | 0 | 0 | 0 | 0 | 0
|  | Common Toilet | 1 | 1 | 1.5 | 1.2 |  | 1.8 | [7 empty] | 0 | 0 | 0 | 0 | 0 | 0
|  | TD | 1 | 11 | 0.115 | 0.75 |  | 0.95 | [7 empty] | 0 | 0 | 0 | 0 | 0 | 0
|  | Passage | 1 | 1 | 1.5 | 1.1 |  | 1.65 | [7 empty] | 0 | 0 | 0 | 0 | 0 | 0
|  | O | 1 | 1 | 0.115 | 0.9 |  | 0.1 | [7 empty] | 0 | 0 | 0 | 0 | 0 | 0
|  | Common Toilet-II | 1 | 1 | 1.65 | 1.235 |  | 2.04 | [7 empty] | 0 | 0 | 0 | 0 | 0 | 0
|  | TD | 1 | 11 | 0.115 | 0.75 |  | 0.95 | [7 empty] | 0 | 0 | 0 | 0 | 0 | 0
|  | Passage | 1 | 1 | 1.65 | 1.1 |  | 1.82 | [7 empty] | 0 | 0 | 0 | 0 | 0 | 0
|  | O | 1 | 1 | 0.115 | 0.9 |  | 0.1 | [7 empty] | 0 | 0 | 0 | 0 | 0 | 0
[8 empty] | 0 | [7 empty] | 0 | 0 | 0 | 0 | 0 | 0
|  | Second Floor | [5 empty] | 0 | [7 empty] | 0 | 0 | 0 | 0 | 0 | 0
|  | Women Rest Room Toilet | 1 | 1 | 1.65 | 1.5 |  | 2.48 | [7 empty] | 0 | 0 | 0 | 0 | 0 | 0
|  | TD | 1 | 1 | 0.115 | 0.75 |  | 0.09 | [7 empty] | 0 | 0 | 0 | 0 | 0 | 0
|  | Women Rest Room Toilet Passage | 1 | 1 | 1.12 | 1.5 |  | 1.68 | [7 empty] | 0 | 0 | 0 | 0 | 0 | 0
|  | O | 1 | 1 | 0.23 | 1 |  | 0.23 | [7 empty] | 0 | 0 | 0 | 0 | 0 | 0
|  | INS Room Toilet | 1 | 1 | 1.65 | 1.5 |  | 2.48 | [7 empty] | 0 | 0 | 0 | 0 | 0 | 0
|  | TD | 1 | 1 | 0.115 | 0.75 |  | 0.09 | [7 empty] | 0 | 0 | 0 | 0 | 0 | 0
|  | INS Room Toilet Passage | 1 | 1 | 1.12 | 1.5 |  | 1.68 | [7 empty] | 0 | 0 | 0 | 0 | 0 | 0
|  | O | 1 | 1 | 0.23 | 1 |  | 0.23 | [7 empty] | 0 | 0 | 0 | 0 | 0 | 0
|  | Lock up Women & Men | 1 | 2 | 1 | 1.2 |  | 2.4 | [7 empty] | 0 | 0 | 0 | 0 | 0 | 0
|  | TD | 1 | 2 | 0.115 | 0.75 |  | 0.17 | [7 empty] | 0 | 0 | 0 | 0 | 0 | 0
|  | Common Toilet | 1 | 1 | 1.5 | 1.2 |  | 1.8 | [7 empty] | 0 | 0 | 0 | 0 | 0 | 0
|  | TD | 1 | 11 | 0.115 | 0.75 |  | 0.95 | [7 empty] | 0 | 0 | 0 | 0 | 0 | 0
|  | Passage | 1 | 1 | 1.5 | 1.1 |  | 1.65 | [7 empty] | 0 | 0 | 0 | 0 | 0 | 0
|  | O | 1 | 1 | 0.115 | 0.9 |  | 0.1 | [7 empty] | 0 | 0 | 0 | 0 | 0 | 0
|  | Common Toilet-II | 1 | 1 | 1.65 | 1.235 |  | 2.04 | [7 empty] | 0 | 0 | 0 | 0 | 0 | 0
|  | TD | 1 | 11 | 0.115 | 0.75 |  | 0.95 | [7 empty] | 0 | 0 | 0 | 0 | 0 | 0
|  | Passage | 1 | 1 | 1.65 | 1.1 |  | 1.82 | [7 empty] | 0 | 0 | 0 | 0 | 0 | 0
|  | O | 1 | 1 | 0.115 | 0.9 |  | 0.1 | [7 empty] | 0 | 0 | 0 | 0 | 0 | 0
[8 empty] | 0 | [7 empty] | 0 | 0 | 0 | 0 | 0 | 0
|  | Third Floor | [5 empty] | 0 | [7 empty] | 0 | 0 | 0 | 0 | 0 | 0
|  | Mn Rest Room Toilet | 1 | 1 | 1.65 | 1.5 |  | 2.48 | [7 empty] | 0 | 0 | 0 | 0 | 0 | 0
|  | TD | 1 | 1 | 0.115 | 0.75 |  | 0.09 | [7 empty] | 0 | 0 | 0 | 0 | 0 | 0
|  | Men Rest Room Toilet Passage | 1 | 1 | 1.12 | 1.5 |  | 1.68 | [7 empty] | 0 | 0 | 0 | 0 | 0 | 0
|  | O | 1 | 1 | 0.23 | 1 |  | 0.23 | [7 empty] | 0 | 0 | 0 | 0 | 0 | 0
|  | INS Room Toilet | 1 | 1 | 1.65 | 1.5 |  | 2.48 | [7 empty] | 0 | 0 | 0 | 0 | 0 | 0
|  | TD | 1 | 1 | 0.115 | 0.75 |  | 0.09 | [7 empty] | 0 | 0 | 0 | 0 | 0 | 0
|  | INS Room Toilet Passage | 1 | 1 | 1.12 | 1.5 |  | 1.68 | [7 empty] | 0 | 0 | 0 | 0 | 0 | 0
|  | O | 1 | 1 | 0.23 | 1 |  | 0.23 | [7 empty] | 0 | 0 | 0 | 0 | 0 | 0
|  | Mn Rest Room Toilet | 1 | 1 | 1.5 | 1.2 |  | 1.8 | [7 empty] | 0 | 0 | 0 | 0 | 0 | 0
|  | TD | 1 | 11 | 0.115 | 0.75 |  | 0.95 | [7 empty] | 0 | 0 | 0 | 0 | 0 | 0
|  | Mn Rest Room bath | 1 | 1 | 1.5 | 1.235 |  | 1.85 | [7 empty] | 0 | 0 | 0 | 0 | 0 | 0
|  | TD | 1 | 11 | 0.115 | 0.75 |  | 0.95 | [7 empty] | 0 | 0 | 0 | 0 | 0 | 0
|  | Passage | 1 | 1 | 2.27 | 2.285 |  | 5.19 | [7 empty] | 0 | 0 | 0 | 0 | 0 | 0
|  | Passage | 1 | 1 | 0.715 | 1 |  | 0.72 | [7 empty] | 0 | 0 | 0 | 0 | 0 | 0
|  | Urinal | 1 | 1 | 1.2 | 0.6 |  | 0.72 | [7 empty] | 0 | 0 | 0 | 0 | 0 | 0
|  | TD-1 | 1 | 1 | 0.115 | 0.9 |  | 0.1 | [7 empty] | 0 | 0 | 0 | 0 | 0 | 0
|  | Common Toilet-II | 1 | 1 | 1.65 | 1.235 |  | 2.04 | [7 empty] | 0 | 0 | 0 | 0 | 0 | 0
|  | TD | 1 | 11 | 0.115 | 0.75 |  | 0.95 | [7 empty] | 0 | 0 | 0 | 0 | 0 | 0
|  | Passage | 1 | 1 | 2.27 | 0.9 |  | 2.04 | [7 empty] | 0 | 0 | 0 | 0 | 0 | 0
|  | w/b | 1 | 1 | 0.955 | 0.6 |  | 0.57 | [7 empty] | 0 | 0 | 0 | 0 | 0 | 0
|  | D | 1 | 1 | 0.23 | 0.9 |  | 0.21 | [7 empty] | 0 | 0 | 0 | 0 | 0 | 0
|  | Add sundries | [5 empty] | 0.04 | 77.76 | [6 empty] | 0 | 0 | 0 | 0 | 0 | 0
[8 empty] | 77.8 | 77.8 | [6 empty] | 0 | 0 | 0 | 0 | 0 | 0
[6 empty] | Say | 77.8 | Sqm |  |  |  | Floor ceramic tiles (Anti-skid) using Grout (Tile Joint Filler). | 29.9 | 77.8 | Sqm | 0 | 0 | 0 | 0 | 0 | 77.8
Ellispattern | 30 | #REF! | [13 empty] | 0 | 0 | 0 | 0 | 0 | 0
|  | Parking Area Stilt Portion | 1 | 1 | 15.88 | 4.23 |  | 67.1724 | [7 empty] | 0 | 0 | 0 | 0 | 0 | 0
|  | Rear Side Parking Area Stilt Portion | 1 | 1 | 14.575 | 6.325 |  | 92.1869 | [7 empty] | 0 | 0 | 0 | 0 | 0 | 0
|  | Left Side Parking Area Stilt Portion | 1 | 1 | 4.23 | 9.555 |  | 40.4177 | [7 empty] | 0 | 0 | 0 | 0 | 0 | 0
|  | Lockup Men Women | 2 | 2 | 4.5 | 2.5 |  | 45 | [7 empty] | 0 | 0 | 0 | 0 | 0 | 0
|  | Add sundries | [5 empty] | 0.22307 | 244.7769 | [6 empty] | 0 | 0 | 0 | 0 | 0 | 0
[8 empty] | 245 | 245 | [6 empty] | 0 | 0 | 0 | 0 | 0 | 0
[6 empty] | Say | 245 | Sqm |  |  |  | Ellispattern | 30 | 245 | Sqm | 0 | 0 | 0 | 0 | 0 | 245
Weathering course | 31 | #REF! | [13 empty] | 0 | 0 | 0 | 0 | 0 | 0
|  | First Floor Ins & SI | 1 | 2 | 1.65 | 1.5 | 0.3 | 1.485 | [7 empty] | 0 | 0 | 0 | 0 | 0 | 0
|  | First Floor Common Toilet | 1 | 1 | 1.5 | 1.5 | 0.3 | 0.675 | [7 empty] | 0 | 0 | 0 | 0 | 0 | 0
|  | First Floor Common Toilet | 1 | 1 | 1.65 | 1.235 | 0.3 | 0.61133 | [7 empty] | 0 | 0 | 0 | 0 | 0 | 0
|  | Second Floor Ins & Women Rest Room | 1 | 2 | 1.65 | 1.5 | 0.3 | 1.485 | [7 empty] | 0 | 0 | 0 | 0 | 0 | 0
|  | Second Floor Common Toilet | 1 | 1 | 1.5 | 1.5 | 0.3 | 0.675 | [7 empty] | 0 | 0 | 0 | 0 | 0 | 0
|  | Second Floor Common Toilet | 1 | 1 | 1.65 | 1.235 | 0.3 | 0.61133 | [7 empty] | 0 | 0 | 0 | 0 | 0 | 0
|  | Third Floor Ins & men Rest Room | 1 | 2 | 1.65 | 1.5 | 0.3 | 1.485 | [7 empty] | 0 | 0 | 0 | 0 | 0 | 0
|  | Third Floor Common Toilet | 1 | 1 | 3.885 | 3.9 | 0.3 | 4.5454 | [7 empty] | 0 | 0 | 0 | 0 | 0 | 0
[8 empty] | 0 | [7 empty] | 0 | 0 | 0 | 0 | 0 | 0
|  | Add sundries | [5 empty] | 0.0269 | 11.5731 | [6 empty] | 0 | 0 | 0 | 0 | 0 | 0
[8 empty] | 11.6 | 11.6 | [6 empty] | 0 | 0 | 0 | 0 | 0 | 0
[6 empty] | Say | 11.6 | Cum |  |  |  | Weathering course | 31 | 11.6 | Cum | 0 | 0 | 0 | 0 | 0 | 11.6
Finshing the top of Terrace floor with one course of solar reflective Ceramic tiles without base concrete | 32.1.1 | #REF! | [13 empty] | 0 | 0 | 0 | 0 | 0 | 0
|  | Roof area-1 | 1 | 1 | 18.345 | 6.63 |  | 121.6273 | [7 empty] | 0 | 0 | 0 | 0 | 0 | 0
|  | Roof area-2 | 1 | 1 | 9.885 | 1.959 |  | 19.3647 | [7 empty] | 0 | 0 | 0 | 0 | 0 | 0
|  | Roof area-3 | 1 | 1 | 18.345 | 1.3 |  | 23.8485 | [7 empty] | 0 | 0 | 0 | 0 | 0 | 0
|  | Roof area-4 | 1 | 1 | 4 | 5.53 |  | 22.12 | [7 empty] | 0 | 0 | 0 | 0 | 0 | 0
|  | Roof area-5 | 1 | 1 | 7.23 | 5.53 |  | 39.9819 | [7 empty] | 0 | 0 | 0 | 0 | 0 | 0
|  | Head room Roof | 1 | 1 | 6.655 | 2.77 |  | 18.4344 | [7 empty] | 0 | 0 | 0 | 0 | 0 | 0
|  | Lift Room Top | 1 | 1 | 6.655 | 2.3 |  | 15.3065 | [7 empty] | 0 | 0 | 0 | 0 | 0 | 0
|  | Skerting | [5 empty] | 0 | [7 empty] | 0 | 0 | 0 | 0 | 0 | 0
|  | Alround | 1 | 1 | 95.51 |  | 0.1 | 9.551 | [7 empty] | 0 | 0 | 0 | 0 | 0 | 0
[16 empty] | 0 | 0 | 0 | 0 | 0 | 0
|  | Add sundries | [5 empty] | 0.065685 | 270.2343 | [6 empty] | 0 | 0 | 0 | 0 | 0 | 0
[8 empty] | 270.3 | 270.3 | [6 empty] | 0 | 0 | 0 | 0 | 0 | 0
[6 empty] | Say | 270.3 | Sqm |  |  |  | Finshing the top of Terrace floor with one course of solar reflective Ceramic tiles without base concrete | 32.1.1 | 270.3 | Sqm | 0 | 0 | 0 | 0 | 0 | 270.3
Plastering in C.M. 1:5, 12 mm tk. | 33 | #REF! | [13 empty] | 0 | 0 | 0 | 0 | 0 | 0
|  | Inside Plastrering | [13 empty] | 0 | 0 | 0 | 0 | 0 | 0
|  | Rooms Inside plastering | [13 empty] | 0 | 0 | 0 | 0 | 0 | 0
|  | Inner Plastering | [13 empty] | 0 | 0 | 0 | 0 | 0 | 0
|  | Stilt Floor | [13 empty] | 0 | 0 | 0 | 0 | 0 | 0
|  | Ph Toilet | 1 | 1 | 7.2 |  | 3.175 | 22.86 |  | 1.5 | 2.1 |  |  |  |  | 0 | 0 | 0 | 0 | 0 | 0
|  | D/f SLD | -1 | 1 | 1 |  | 2.1 | -2.1 | [7 empty] | 0 | 0 | 0 | 0 | 0 | 0
|  | Toilet | 1 | 1 | 5.7 |  | 3.175 | 18.0975 |  | 1.5 | 1.35 |  |  |  |  | 0 | 0 | 0 | 0 | 0 | 0
|  | D/f TD | -1 | 1 | 0.75 |  | 2.1 | -1.575 | [7 empty] | 0 | 0 | 0 | 0 | 0 | 0
|  | Passage | 1 | 1 | 9.872 |  | 3.175 | 31.3436 |  | 1.28 | 3.656 |  |  |  |  | 0 | 0 | 0 | 0 | 0 | 0
|  | D/f SLD | -1 | 1 | 1 |  | 2.1 | -2.1 | [7 empty] | 0 | 0 | 0 | 0 | 0 | 0
|  | D/f TD | -1 | 1 | 0.75 |  | 2.1 | -1.575 | [7 empty] | 0 | 0 | 0 | 0 | 0 | 0
|  | D/f O | -1 | 1 | 1 |  | 2.1 | -2.1 | [7 empty] | 0 | 0 | 0 | 0 | 0 | 0
|  | D/f LD | -1 | 1 | 1.2 |  | 2.1 | -2.52 | [7 empty] | 0 | 0 | 0 | 0 | 0 | 0
|  | Lift well | 1 | 1 | 9.6 |  | 16.65 | 159.84 |  | 2.3 | 2.5 |  |  |  |  | 0 | 0 | 0 | 0 | 0 | 0
|  | Entrance Lobby | 1 | 1 | 21.283 |  | 3.18 | 67.6799 |  | 2.3 | 2.5 |  |  |  |  | 0 | 0 | 0 | 0 | 0 | 0
|  | Stair Case | 1 | 1 | 10.952 |  | 13.65 | 149.4948 | [7 empty] | 0 | 0 | 0 | 0 | 0 | 0
|  | Stilt Floor Outer | 1 | 1 | 42.799 |  | 3.18 | 136.1008 | [7 empty] | 0 | 0 | 0 | 0 | 0 | 0
|  | Deduction For Joinery | [5 empty] | 0 | [7 empty] | 0 | 0 | 0 | 0 | 0 | 0
|  | MD | -2 | 1 | 1.8 |  | 2.4 | -8.64 | [7 empty] | 0 | 0 | 0 | 0 | 0 | 0
|  | MD-1 | -2 | 1 | 1.8 |  | 2.1 | -7.56 | [7 empty] | 0 | 0 | 0 | 0 | 0 | 0
|  | LD | -2 | 1 | 1.2 |  | 2.1 | -5.04 | [7 empty] | 0 | 0 | 0 | 0 | 0 | 0
|  | SLD | -2 | 1 | 1 |  | 2.1 | -4.2 | [7 empty] | 0 | 0 | 0 | 0 | 0 | 0
|  | TD | -2 | 1 | 0.75 |  | 2.1 | -3.15 | [7 empty] | 0 | 0 | 0 | 0 | 0 | 0
|  | SFW | -2 | 1 | 1.8 |  | 1.8 | -6.48 | [7 empty] | 0 | 0 | 0 | 0 | 0 | 0
|  | FW-1 | -2 | 2 | 1.8 |  | 1.8 | -12.96 | [7 empty] | 0 | 0 | 0 | 0 | 0 | 0
|  | FW-2 | -2 | 1 | 1.5 |  | 1.8 | -5.4 | [7 empty] | 0 | 0 | 0 | 0 | 0 | 0
|  | W1A | -2 | 1 | 1.5 |  | 1.35 | -4.05 | [7 empty] | 0 | 0 | 0 | 0 | 0 | 0
|  | W3 | -2 | 1 | 1 |  | 1.35 | -2.7 | [7 empty] | 0 | 0 | 0 | 0 | 0 | 0
|  | V3 | -2 | 3 | 0.9 |  | 0.75 | -4.05 | [7 empty] | 0 | 0 | 0 | 0 | 0 | 0
|  | First Floor | [5 empty] | 0 | [7 empty] | 0 | 0 | 0 | 0 | 0 | 0
|  | Staircase Lift / lobby | 1 | 1 | 13.536 |  | 3.18 | 43.0445 |  | 4.325 | 2.443 |  |  |  |  | 0 | 0 | 0 | 0 | 0 | 0
|  | Staircase Lift / lobby | 1 | 1 | 10.624 |  | 3.18 | 33.7843 |  | 2.455 | 2.857 |  |  |  |  | 0 | 0 | 0 | 0 | 0 | 0
|  | SI Room | 1 | 1 | 18.2 |  | 3.18 | 57.876 |  | 4 | 5.1 |  |  |  |  | 0 | 0 | 0 | 0 | 0 | 0
|  | SI Room Lobby | 1 | 1 | 5.92 |  | 3.18 | 18.8256 |  | 1.23 | 1.73 |  |  |  |  | 0 | 0 | 0 | 0 | 0 | 0
|  | Ins L & O Room | 1 | 1 | 18.2 |  | 3.18 | 57.876 |  | 4 | 5.1 |  |  |  |  | 0 | 0 | 0 | 0 | 0 | 0
|  | Ins L & O Room Lobby | 1 | 1 | 5.92 |  | 3.18 | 18.8256 |  | 1.23 | 1.73 |  |  |  |  | 0 | 0 | 0 | 0 | 0 | 0
|  | Writer Room | 1 | 1 | 16.43 |  | 3.18 | 52.2474 |  | 3.115 | 5.1 |  |  |  |  | 0 | 0 | 0 | 0 | 0 | 0
|  | Hall | 1 | 1 | 31.29 |  | 3.18 | 99.5022 |  | 9.885 | 5.76 |  |  |  |  | 0 | 0 | 0 | 0 | 0 | 0
|  | CD File | 1 | 1 | 15.8 |  | 3.18 | 50.244 |  | 4 | 3.9 |  |  |  |  | 0 | 0 | 0 | 0 | 0 | 0
|  | CD File Verandah | 1 | 1 | 5 |  | 3.18 | 15.9 |  | 1.5 | 1 |  |  |  |  | 0 | 0 | 0 | 0 | 0 | 0
|  | CCTNS | 1 | 1 | 14.48 |  | 3.18 | 46.0464 |  | 3.34 | 3.9 |  |  |  |  | 0 | 0 | 0 | 0 | 0 | 0
|  | C/B | 1 | 1 | 9 |  | 3.18 | 28.62 |  | 0.6 | 3.9 |  |  |  |  | 0 | 0 | 0 | 0 | 0 | 0
|  | Station Writer | 1 | 1 | 13.03 |  | 3.18 | 41.4354 |  | 2.5 | 4.015 |  |  |  |  | 0 | 0 | 0 | 0 | 0 | 0
|  | Arms Ammunication | 1 | 1 | 8.11 |  | 3.18 |  |  | 1.735 | 2.32 |  |  |  |  | 0 | 0 | 0 | 0 | 0 | 0
|  | Property Record | 1 | 1 | 12.4 |  | 3.18 | 39.432 |  | 3.765 | 2.435 |  |  |  |  | 0 | 0 | 0 | 0 | 0 | 0
|  | Property Record Lobby | 1 | 1 | 11.09 |  | 3.18 | 35.2662 |  | 3.965 | 1.58 |  |  |  |  | 0 | 0 | 0 | 0 | 0 | 0
|  | Lockup Men and Women | 1 | 2 | 13 |  | 3.18 | 82.68 |  | 4 | 2.5 |  |  |  |  | 0 | 0 | 0 | 0 | 0 | 0
|  | Toilets area |  |  | 0 |  |  | 0 | [7 empty] | 0 | 0 | 0 | 0 | 0 | 0
|  | SI Room Toilet | 1 | 1 | 6.3 |  | 3.18 | 20.034 |  | 1.65 | 1.5 |  |  |  |  | 0 | 0 | 0 | 0 | 0 | 0
|  | SI Room Toilet Passage | 1 | 1 | 5.24 |  | 3.18 | 16.6632 |  | 1.12 | 1.5 |  |  |  |  | 0 | 0 | 0 | 0 | 0 | 0
|  | O | -1 | 1 | 2.46 |  | 3.18 | -7.8228 |  | 0.23 | 1 |  |  |  |  | 0 | 0 | 0 | 0 | 0 | 0
|  | INS Room Toilet | 1 | 1 | 6.3 |  | 3.18 | 20.034 |  | 1.65 | 1.5 |  |  |  |  | 0 | 0 | 0 | 0 | 0 | 0
|  | INS Room Toilet Passage | 1 | 1 | 5.24 |  | 3.18 | 16.6632 |  | 1.12 | 1.5 |  |  |  |  | 0 | 0 | 0 | 0 | 0 | 0
|  | O | -1 | 1 | 2.46 |  | 3.18 | -7.8228 |  | 0.23 | 1 |  |  |  |  | 0 | 0 | 0 | 0 | 0 | 0
|  | Lock up Women & Men | 1 | 2 | 4.4 |  | 3.18 | 27.984 |  | 1 | 1.2 |  |  |  |  | 0 | 0 | 0 | 0 | 0 | 0
|  | Common Toilet | 1 | 1 | 5.4 |  | 3.18 | 17.172 |  | 1.5 | 1.2 |  |  |  |  | 0 | 0 | 0 | 0 | 0 | 0
|  | Passage | 1 | 1 | 5.2 |  | 3.18 | 16.536 |  | 1.5 | 1.1 |  |  |  |  | 0 | 0 | 0 | 0 | 0 | 0
|  | O | -1 | 1 | 2.03 |  | 3.18 | -6.4554 |  | 0.115 | 0.9 |  |  |  |  | 0 | 0 | 0 | 0 | 0 | 0
|  | Common Toilet-II | 1 | 1 | 5.77 |  | 3.18 | 18.3486 |  | 1.65 | 1.235 |  |  |  |  | 0 | 0 | 0 | 0 | 0 | 0
|  | Passage | 1 | 1 | 5.5 |  | 3.18 | 17.49 |  | 1.65 | 1.1 |  |  |  |  | 0 | 0 | 0 | 0 | 0 | 0
|  | O | -1 | 1 | 2.03 |  | 3.18 | -6.4554 |  | 0.115 | 0.9 |  |  |  |  | 0 | 0 | 0 | 0 | 0 | 0
|  | Deduction For Joinery | [13 empty] | 0 | 0 | 0 | 0 | 0 | 0
|  | MD-1 | -2 | 1 | 1.8 |  | 2.1 | -7.56 | [7 empty] | 0 | 0 | 0 | 0 | 0 | 0
|  | OD | -2 | 1 | 1 |  | 2.1 | -4.2 | [7 empty] | 0 | 0 | 0 | 0 | 0 | 0
|  | OD-1 | -2 | 2 | 0.75 |  | 2.1 | -6.3 | [7 empty] | 0 | 0 | 0 | 0 | 0 | 0
|  | D | -2 | 5 | 1 |  | 2.1 | -21 | [7 empty] | 0 | 0 | 0 | 0 | 0 | 0
|  | D1 | -2 | 2 | 0.9 |  | 2.1 | -7.56 | [7 empty] | 0 | 0 | 0 | 0 | 0 | 0
|  | D3 | -2 | 2 | 0.75 |  | 1.35 | -4.05 | [7 empty] | 0 | 0 | 0 | 0 | 0 | 0
|  | LD | -2 | 1 | 1.2 |  | 2.1 | -5.04 | [7 empty] | 0 | 0 | 0 | 0 | 0 | 0
|  | GD | -2 | 2 | 1 |  | 2.1 | -8.4 | [7 empty] | 0 | 0 | 0 | 0 | 0 | 0
|  | TD | -2 | 4 | 0.75 |  | 2.1 | -12.6 | [7 empty] | 0 | 0 | 0 | 0 | 0 | 0
|  | FW | -1 | 2 | 0.813 |  | 1.8 | -2.9268 | [7 empty] | 0 | 0 | 0 | 0 | 0 | 0
|  | FW-3 | -1 | 1 | 2 |  | 1.8 | -3.6 | [7 empty] | 0 | 0 | 0 | 0 | 0 | 0
|  | FW-4 | -1 | 2 | 1.2 |  | 1.8 | -4.32 | [7 empty] | 0 | 0 | 0 | 0 | 0 | 0
|  | SW | -1 | 1 | 1.8 |  | 1.35 | -2.43 | [7 empty] | 0 | 0 | 0 | 0 | 0 | 0
|  | W | -1 | 1 | 1.8 |  | 1.35 | -2.43 | [7 empty] | 0 | 0 | 0 | 0 | 0 | 0
|  | W1 | -1 | 1 | 1.5 |  | 1.35 | -2.025 | [7 empty] | 0 | 0 | 0 | 0 | 0 | 0
|  | W2 | -1 | 10 | 1.2 |  | 1.35 | -16.2 | [7 empty] | 0 | 0 | 0 | 0 | 0 | 0
|  | W3 | -1 | 4 | 1 |  | 1.35 | -5.4 | [7 empty] | 0 | 0 | 0 | 0 | 0 | 0
|  | V | -1 | 2 | 1 |  | 0.6 | -1.2 | [7 empty] | 0 | 0 | 0 | 0 | 0 | 0
|  | V1 | -1 | 2 | 0.6 |  | 0.6 | -0.72 | [7 empty] | 0 | 0 | 0 | 0 | 0 | 0
|  | V3 | -1 | 4 | 0.9 |  | 0.75 | -2.7 | [7 empty] | 0 | 0 | 0 | 0 | 0 | 0
|  | Second Floor | [5 empty] | 0 | [7 empty] | 0 | 0 | 0 | 0 | 0 | 0
|  | Staircase Lift / lobby | 1 | 1 | 13.536 |  | 3.18 | 43.0445 |  | 4.325 | 2.443 |  |  |  |  | 0 | 0 | 0 | 0 | 0 | 0
|  | Staircase Lift / lobby | 1 | 1 | 10.624 |  | 3.18 | 33.7843 |  | 2.455 | 2.857 |  |  |  |  | 0 | 0 | 0 | 0 | 0 | 0
|  | Women Rest Room | 1 | 1 | 18.2 |  | 3.18 | 57.876 |  | 4 | 5.1 |  |  |  |  | 0 | 0 | 0 | 0 | 0 | 0
|  | Women Rest Room Lobby | 1 | 1 | 5.92 |  | 3.18 | 18.8256 |  | 1.23 | 1.73 |  |  |  |  | 0 | 0 | 0 | 0 | 0 | 0
|  | Ins Crime Room | 1 | 1 | 18.2 |  | 3.18 | 57.876 |  | 4 | 5.1 |  |  |  |  | 0 | 0 | 0 | 0 | 0 | 0
|  | Ins Crime Room Lobby | 1 | 1 | 5.92 |  | 3.18 | 18.8256 |  | 1.23 | 1.73 |  |  |  |  | 0 | 0 | 0 | 0 | 0 | 0
|  | Writer Room | 1 | 1 | 16.43 |  | 3.18 | 52.2474 |  | 3.115 | 5.1 |  |  |  |  | 0 | 0 | 0 | 0 | 0 | 0
|  | Hall | 1 | 1 | 31.29 |  | 3.18 | 99.5022 |  | 9.885 | 5.76 |  |  |  |  | 0 | 0 | 0 | 0 | 0 | 0
|  | Computer Room | 1 | 1 | 16.03 |  | 3.18 | 50.9754 |  | 4.115 | 3.9 |  |  |  |  | 0 | 0 | 0 | 0 | 0 | 0
|  | Computer Room Verandah | 1 | 1 | 5 |  | 3.18 | 15.9 |  | 1.5 | 1 |  |  |  |  | 0 | 0 | 0 | 0 | 0 | 0
|  | SI room | 1 | 1 | 20.88 |  | 3.18 | 66.3984 |  | 6.54 | 3.9 |  |  |  |  | 0 | 0 | 0 | 0 | 0 | 0
|  | Record Room | 1 | 1 | 8.57 |  | 3.18 | 27.2526 |  | 1.965 | 2.32 |  |  |  |  | 0 | 0 | 0 | 0 | 0 | 0
|  | Interogation | 1 | 1 | 12.4 |  | 3.18 | 39.432 |  | 3.765 | 2.435 |  |  |  |  | 0 | 0 | 0 | 0 | 0 | 0
|  | Interogation Lobby | 1 | 1 | 11.09 |  | 3.18 | 35.2662 |  | 3.965 | 1.58 |  |  |  |  | 0 | 0 | 0 | 0 | 0 | 0
|  | Toilets area |  |  | 0 |  |  | 0 | [7 empty] | 0 | 0 | 0 | 0 | 0 | 0
|  | Women Rest Room Toilet | 1 | 1 | 6.3 |  | 3.18 | 20.034 |  | 1.65 | 1.5 |  |  |  |  | 0 | 0 | 0 | 0 | 0 | 0
|  | Women Rest Room Toilet Passage | 1 | 1 | 5.24 |  | 3.18 | 16.6632 |  | 1.12 | 1.5 |  |  |  |  | 0 | 0 | 0 | 0 | 0 | 0
|  | O | -1 | 1 | 2.46 |  | 3.18 | -7.8228 |  | 0.23 | 1 |  |  |  |  | 0 | 0 | 0 | 0 | 0 | 0
|  | INS Room Toilet | 1 | 1 | 6.3 |  | 3.18 | 20.034 |  | 1.65 | 1.5 |  |  |  |  | 0 | 0 | 0 | 0 | 0 | 0
|  | INS Room Toilet Passage | 1 | 1 | 5.24 |  | 3.18 | 16.6632 |  | 1.12 | 1.5 |  |  |  |  | 0 | 0 | 0 | 0 | 0 | 0
|  | O | -1 | 1 | 2.46 |  | 3.18 | -7.8228 |  | 0.23 | 1 |  |  |  |  | 0 | 0 | 0 | 0 | 0 | 0
|  | Lock up Women & Men | 1 | 2 | 4.4 |  | 3.18 | 27.984 |  | 1 | 1.2 |  |  |  |  | 0 | 0 | 0 | 0 | 0 | 0
|  | Common Toilet | 1 | 1 | 5.4 |  | 3.18 | 17.172 |  | 1.5 | 1.2 |  |  |  |  | 0 | 0 | 0 | 0 | 0 | 0
|  | Passage | 1 | 1 | 5.2 |  | 3.18 | 16.536 |  | 1.5 | 1.1 |  |  |  |  | 0 | 0 | 0 | 0 | 0 | 0
|  | O | -1 | 1 | 2.03 |  | 3.18 | -6.4554 |  | 0.115 | 0.9 |  |  |  |  | 0 | 0 | 0 | 0 | 0 | 0
|  | Common Toilet-II | 1 | 1 | 5.77 |  | 3.18 | 18.3486 |  | 1.65 | 1.235 |  |  |  |  | 0 | 0 | 0 | 0 | 0 | 0
|  | Passage | 1 | 1 | 5.5 |  | 3.18 | 17.49 |  | 1.65 | 1.1 |  |  |  |  | 0 | 0 | 0 | 0 | 0 | 0
|  | O | -1 | 1 | 2.03 |  | 3.18 | -6.4554 |  | 0.115 | 0.9 |  |  |  |  | 0 | 0 | 0 | 0 | 0 | 0
|  | Deduction For Joinery | [5 empty] | 0 | [7 empty] | 0 | 0 | 0 | 0 | 0 | 0
|  | MD-1 | [5 empty] | 0 | [7 empty] | 0 | 0 | 0 | 0 | 0 | 0
|  | D | -2 | 6 | 1 |  | 2.1 | -25.2 | [7 empty] | 0 | 0 | 0 | 0 | 0 | 0
|  | D1 | -2 | 2 | 0.9 |  | 2.1 | -7.56 | [7 empty] | 0 | 0 | 0 | 0 | 0 | 0
|  | D3 | -2 | 2 | 0.75 |  | 1.35 | -4.05 | [7 empty] | 0 | 0 | 0 | 0 | 0 | 0
|  | LD | -2 | 1 | 1.2 |  | 2.1 | -5.04 | [7 empty] | 0 | 0 | 0 | 0 | 0 | 0
|  | GD | -2 | 1 | 1 |  | 2.1 | -4.2 | [7 empty] | 0 | 0 | 0 | 0 | 0 | 0
|  | TD | -2 | 4 | 0.75 |  | 2.1 | -12.6 | [7 empty] | 0 | 0 | 0 | 0 | 0 | 0
|  | FW | -1 | 2 | 0.813 |  | 1.8 | -2.9268 | [7 empty] | 0 | 0 | 0 | 0 | 0 | 0
|  | FW-3 | -1 | 1 | 2 |  | 1.8 | -3.6 | [7 empty] | 0 | 0 | 0 | 0 | 0 | 0
|  | FW-4 | -1 | 2 | 1.2 |  | 1.8 | -4.32 | [7 empty] | 0 | 0 | 0 | 0 | 0 | 0
|  | SW | -1 | 1 | 1.8 |  | 1.35 | -2.43 | [7 empty] | 0 | 0 | 0 | 0 | 0 | 0
|  | W | -1 | 1 | 1.8 |  | 1.35 | -2.43 | [7 empty] | 0 | 0 | 0 | 0 | 0 | 0
|  | W2 | -1 | 13 | 1.2 |  | 1.35 | -21.06 | [7 empty] | 0 | 0 | 0 | 0 | 0 | 0
|  | W3 | -1 | 4 | 1 |  | 1.35 | -5.4 | [7 empty] | 0 | 0 | 0 | 0 | 0 | 0
|  | SLW | -1 | 2 | 2.1 |  | 1.35 | -5.67 | [7 empty] | 0 | 0 | 0 | 0 | 0 | 0
|  | RV | -1 | 2 | 1.35 |  | 0.6 | -1.62 | [7 empty] | 0 | 0 | 0 | 0 | 0 | 0
|  | RV1 | -1 | 1 | 0.9 |  | 0.6 | -0.54 | [7 empty] | 0 | 0 | 0 | 0 | 0 | 0
|  | V | -1 | 2 | 1 |  | 0.6 | -1.2 | [7 empty] | 0 | 0 | 0 | 0 | 0 | 0
|  | V1 | -1 | 2 | 0.6 |  | 0.6 | -0.72 | [7 empty] | 0 | 0 | 0 | 0 | 0 | 0
|  | V3 | -1 | 4 | 0.9 |  | 0.75 | -2.7 | [7 empty] | 0 | 0 | 0 | 0 | 0 | 0
|  | Thiord Floor | 0 | 0 | 0 | 0 |  | 0 | [7 empty] | 0 | 0 | 0 | 0 | 0 | 0
|  | Staircase Lift / lobby | 1 | 1 | 13.536 |  | 3.18 | 43.0445 |  | 4.325 | 2.443 |  |  |  |  | 0 | 0 | 0 | 0 | 0 | 0
|  | Staircase Lift / lobby | 1 | 1 | 10.624 |  | 3.18 | 33.7843 |  | 2.455 | 2.857 |  |  |  |  | 0 | 0 | 0 | 0 | 0 | 0
|  | Men Rest Room | 1 | 1 | 18.2 |  | 3.18 | 57.876 |  | 4 | 5.1 |  |  |  |  | 0 | 0 | 0 | 0 | 0 | 0
|  | Men Rest Room Lobby | 1 | 1 | 5.92 |  | 3.18 | 18.8256 |  | 1.23 | 1.73 |  |  |  |  | 0 | 0 | 0 | 0 | 0 | 0
|  | Ins Traffic Room | 1 | 1 | 18.2 |  | 3.18 | 57.876 |  | 4 | 5.1 |  |  |  |  | 0 | 0 | 0 | 0 | 0 | 0
|  | Ins TrafficRoom Lobby | 1 | 1 | 5.92 |  | 3.18 | 18.8256 |  | 1.23 | 1.73 |  |  |  |  | 0 | 0 | 0 | 0 | 0 | 0
|  | Writer Room | 1 | 1 | 16.43 |  | 3.18 | 52.2474 |  | 3.115 | 5.1 |  |  |  |  | 0 | 0 | 0 | 0 | 0 | 0
|  | Hall | 1 | 1 | 31.29 |  | 3.18 | 99.5022 |  | 9.885 | 5.76 |  |  |  |  | 0 | 0 | 0 | 0 | 0 | 0
|  | Store | 1 | 1 | 13.23 |  | 3.18 | 42.0714 |  | 4.115 | 2.5 |  |  |  |  | 0 | 0 | 0 | 0 | 0 | 0
|  | Meeting Hall | 1 | 1 | 26.14 |  | 3.18 | 83.1252 |  | 9.17 | 3.9 |  |  |  |  | 0 | 0 | 0 | 0 | 0 | 0
|  | C/B | 1 | 1 | 9 |  | 3.18 | 28.62 |  | 0.6 | 3.9 |  |  |  |  | 0 | 0 | 0 | 0 | 0 | 0
|  | Men Rest Room | 1 | 1 | 15.52 |  | 3.18 | 49.3536 |  | 3.86 | 3.9 |  |  |  |  | 0 | 0 | 0 | 0 | 0 | 0
|  | C/B | 1 | 1 | 9 |  | 3.18 | 28.62 |  | 0.6 | 3.9 |  |  |  |  | 0 | 0 | 0 | 0 | 0 | 0
|  | Balcony Entrance | 1 | 1 | 7.72 |  | 3.18 | 24.5496 |  | 1.36 | 2.5 |  |  |  |  | 0 | 0 | 0 | 0 | 0 | 0
|  | Lift MACHINE Room | 1 | 1 | 17.71 |  | 3.18 | 56.3178 |  | 6.555 | 2.3 |  |  |  |  | 0 | 0 | 0 | 0 | 0 | 0
|  | Toilets area |  |  | 0 |  |  | 0 | [7 empty] | 0 | 0 | 0 | 0 | 0 | 0
|  | Mn Rest Room Toilet | 1 | 1 | 6.3 |  | 3.18 | 20.034 |  | 1.65 | 1.5 |  |  |  |  | 0 | 0 | 0 | 0 | 0 | 0
|  | Men Rest Room Toilet Passage | 1 | 1 | 5.24 |  | 3.18 | 16.6632 |  | 1.12 | 1.5 |  |  |  |  | 0 | 0 | 0 | 0 | 0 | 0
|  | O | 1 | 1 | 2.46 |  | 3.18 | 7.8228 |  | 0.23 | 1 |  |  |  |  | 0 | 0 | 0 | 0 | 0 | 0
|  | INS Room Toilet | 1 | 1 | 6.3 |  | 3.18 | 20.034 |  | 1.65 | 1.5 |  |  |  |  | 0 | 0 | 0 | 0 | 0 | 0
|  | INS Room Toilet Passage | 1 | 1 | 5.24 |  | 3.18 | 16.6632 |  | 1.12 | 1.5 |  |  |  |  | 0 | 0 | 0 | 0 | 0 | 0
|  | O | 1 | 1 | 2.46 |  | 3.18 | 7.8228 |  | 0.23 | 1 |  |  |  |  | 0 | 0 | 0 | 0 | 0 | 0
|  | Mn Rest Room Toilet | 1 | 1 | 5.4 |  | 3.18 | 17.172 |  | 1.5 | 1.2 |  |  |  |  | 0 | 0 | 0 | 0 | 0 | 0
|  | Mn Rest Room bath | 1 | 1 | 5.47 |  | 3.18 | 17.3946 |  | 1.5 | 1.235 |  |  |  |  | 0 | 0 | 0 | 0 | 0 | 0
|  | Passage | 1 | 1 | 9.11 |  | 3.18 | 28.9698 |  | 2.27 | 2.285 |  |  |  |  | 0 | 0 | 0 | 0 | 0 | 0
|  | Passage | 1 | 1 | 3.43 |  | 3.18 | 10.9074 |  | 0.715 | 1 |  |  |  |  | 0 | 0 | 0 | 0 | 0 | 0
|  | Urinal | 1 | 1 | 3.6 |  | 3.18 | 11.448 |  | 1.2 | 0.6 |  |  |  |  | 0 | 0 | 0 | 0 | 0 | 0
|  | Common Toilet-II | 1 | 1 | 5.77 |  | 3.18 | 18.3486 |  | 1.65 | 1.235 |  |  |  |  | 0 | 0 | 0 | 0 | 0 | 0
|  | Passage | 1 | 1 | 6.34 |  | 3.18 | 20.1612 |  | 2.27 | 0.9 |  |  |  |  | 0 | 0 | 0 | 0 | 0 | 0
|  | w/b | 1 | 1 | 3.11 |  | 3.18 | 9.8898 |  | 0.955 | 0.6 |  |  |  |  | 0 | 0 | 0 | 0 | 0 | 0
|  | Deduction For Joinery | [5 empty] | 0 | [7 empty] | 0 | 0 | 0 | 0 | 0 | 0
|  | MD-1 | -2 | 1 | 1.8 |  | 2.1 | -7.56 | [7 empty] | 0 | 0 | 0 | 0 | 0 | 0
|  | OD-1 | -2 | 1 | 0.75 |  | 2.1 | -3.15 | [7 empty] | 0 | 0 | 0 | 0 | 0 | 0
|  | D | -2 | 5 | 1 |  | 2.1 | -21 | [7 empty] | 0 | 0 | 0 | 0 | 0 | 0
|  | D0 | -2 | 1 | 1 |  | 2.1 | -4.2 | [7 empty] | 0 | 0 | 0 | 0 | 0 | 0
|  | LD | -2 | 1 | 1.2 |  | 2.1 | -5.04 | [7 empty] | 0 | 0 | 0 | 0 | 0 | 0
|  | GD | -2 | 1 | 1 |  | 2.1 | -4.2 | [7 empty] | 0 | 0 | 0 | 0 | 0 | 0
|  | TD | -2 | 5 | 0.75 |  | 2.1 | -15.75 | [7 empty] | 0 | 0 | 0 | 0 | 0 | 0
|  | TD-1 | -2 | 1 | 0.9 |  | 2.1 | -3.78 | [7 empty] | 0 | 0 | 0 | 0 | 0 | 0
|  | FW | -1 | 2 | 0.813 |  | 1.8 | -2.9268 | [7 empty] | 0 | 0 | 0 | 0 | 0 | 0
|  | FW-3 | -1 | 1 | 2 |  | 1.8 | -3.6 | [7 empty] | 0 | 0 | 0 | 0 | 0 | 0
|  | FW-4 | -1 | 2 | 1.2 |  | 1.8 | -4.32 | [7 empty] | 0 | 0 | 0 | 0 | 0 | 0
|  | SW | -1 | 1 | 1.8 |  | 1.35 | -2.43 | [7 empty] | 0 | 0 | 0 | 0 | 0 | 0
|  | W | -1 | 1 | 1.8 |  | 1.35 | -2.43 | [7 empty] | 0 | 0 | 0 | 0 | 0 | 0
|  | W2 | -1 | 13 | 1.2 |  | 1.35 | -21.06 | [7 empty] | 0 | 0 | 0 | 0 | 0 | 0
|  | W3 | -1 | 5 | 1 |  | 1.35 | -6.75 | [7 empty] | 0 | 0 | 0 | 0 | 0 | 0
|  | SLW | -1 | 2 | 2.1 |  | 1.35 | -5.67 | [7 empty] | 0 | 0 | 0 | 0 | 0 | 0
|  | RV | -1 | 3 | 1.35 |  | 0.6 | -2.43 | [7 empty] | 0 | 0 | 0 | 0 | 0 | 0
|  | V3 | -1 | 5 | 0.9 |  | 0.75 | -3.375 | [7 empty] | 0 | 0 | 0 | 0 | 0 | 0
|  | RVT | -1 | 2 | 0.9 |  | 0.75 | -1.35 | [7 empty] | 0 | 0 | 0 | 0 | 0 | 0
[8 empty] | 0 | [7 empty] | 0 | 0 | 0 | 0 | 0 | 0
|  | Fourth Floor | [5 empty] | 0 | [7 empty] | 0 | 0 | 0 | 0 | 0 | 0
|  | Head Room | 1 | 1 | 18.85 |  | 2.75 | 51.8375 |  | 6.655 | 2.77 |  |  |  |  | 0 | 0 | 0 | 0 | 0 | 0
|  | Lift Machine Room | 1 | 1 | 17.91 |  | 2.75 | 49.2525 |  | 6.655 | 2.3 |  |  |  |  | 0 | 0 | 0 | 0 | 0 | 0
|  | Deduction For Joinery | [5 empty] | 0 | [7 empty] | 0 | 0 | 0 | 0 | 0 | 0
|  | OD-1 | -2 | 1 | 0.75 |  | 2.1 | -3.15 | [7 empty] | 0 | 0 | 0 | 0 | 0 | 0
|  | DT | -2 | 1 | 1 |  | 2.1 | -4.2 | [7 empty] | 0 | 0 | 0 | 0 | 0 | 0
|  | SW | -1 | 1 | 1.8 |  | 1.35 | -2.43 | [7 empty] | 0 | 0 | 0 | 0 | 0 | 0
|  | W1 | -1 | 1 | 1.5 |  | 1.35 | -2.025 | [7 empty] | 0 | 0 | 0 | 0 | 0 | 0
|  | W2 | -1 | 1 | 1.2 |  | 1.35 | -1.62 | [7 empty] | 0 | 0 | 0 | 0 | 0 | 0
|  | W3 | -1 | 1 | 1 |  | 1.35 | -1.35 | [7 empty] | 0 | 0 | 0 | 0 | 0 | 0
|  | SLW | -1 | 0 | 2.1 |  | 1.35 | 0 | [7 empty] | 0 | 0 | 0 | 0 | 0 | 0
|  | Inner Parapet | 1 | 1 | 84.45 |  | 1.2 | 101.34 | [7 empty] | 0 | 0 | 0 | 0 | 0 | 0
[16 empty] | 0 | 0 | 0 | 0 | 0 | 0
|  | Add sundries | [5 empty] | 0.55914 | 2883.4409 | [6 empty] | 0 | 0 | 0 | 0 | 0 | 0
[8 empty] | 2884 | 2884 | [6 empty] | 0 | 0 | 0 | 0 | 0 | 0
|  | Total-A |  |  |  | Say | 2884 | Sqm | [7 empty] | 0 | 0 | 0 | 0 | 0 | 0
|  | Outer Plastering | [13 empty] | 0 | 0 | 0 | 0 | 0 | 0
|  | Allround Outer Plastering FF to Third Floor | 1 | 1 | 86.29 |  | 11.85 | 1022.5365 | 13.5 | [6 empty] | 0 | 0 | 0 | 0 | 0 | 0
|  | Stilt floor Basement Plastering | 1 | 1 | 86.29 |  | 0.57 | 49.1853 | [7 empty] | 0 | 0 | 0 | 0 | 0 | 0
|  | Stilt floor Column plastering | 1 | 2 | 15.48 |  | 0.9 | 27.864 | [7 empty] | 0 | 0 | 0 | 0 | 0 | 0
|  | For C1 Round Column Dia 0.3 Radius = 0.15 | 4 | 3.14 | 0.3 |  | 3 | 11.304 | [7 empty] | 0 | 0 | 0 | 0 | 0 | 0
|  | For C2 | 11 | 1 | 1.22 |  | 3 | 40.26 | [7 empty] | 0 | 0 | 0 | 0 | 0 | 0
|  | For C3 | 10 | 1 | 1.36 |  | 3 | 40.8 | [7 empty] | 0 | 0 | 0 | 0 | 0 | 0
|  | For C4 | 7 | 1 | 1.5 |  | 3 | 31.5 | [7 empty] | 0 | 0 | 0 | 0 | 0 | 0
|  | D/F Joineries | [5 empty] | 0 | [7 empty] | 0 | 0 | 0 | 0 | 0 | 0
|  | SFW | -1 | 1 | 1.8 |  | 1.8 | -3.24 | [7 empty] | 0 | 0 | 0 | 0 | 0 | 0
|  | FW | -1 | 6 | 0.813 |  | 1.8 | -8.7804 | [7 empty] | 0 | 0 | 0 | 0 | 0 | 0
|  | FW-1 | -1 | 2 | 1.8 |  | 1.8 | -6.48 | [7 empty] | 0 | 0 | 0 | 0 | 0 | 0
|  | FW-2 | -1 | 1 | 1.5 |  | 1.8 | -2.7 | [7 empty] | 0 | 0 | 0 | 0 | 0 | 0
|  | FW-3 | -1 | 3 | 2 |  | 1.8 | -10.8 | [7 empty] | 0 | 0 | 0 | 0 | 0 | 0
|  | FW-4 | -1 | 6 | 1.2 |  | 1.8 | -12.96 | [7 empty] | 0 | 0 | 0 | 0 | 0 | 0
|  | W1A | -1 | 1 | 1.5 |  | 1.35 | -2.025 | [7 empty] | 0 | 0 | 0 | 0 | 0 | 0
|  | SW | -1 | 4 | 1.8 |  | 1.35 | -9.72 | [7 empty] | 0 | 0 | 0 | 0 | 0 | 0
|  | W | -1 | 3 | 1.8 |  | 1.35 | -7.29 | [7 empty] | 0 | 0 | 0 | 0 | 0 | 0
|  | W1 | -1 | 2 | 1.5 |  | 1.35 | -4.05 | [7 empty] | 0 | 0 | 0 | 0 | 0 | 0
|  | W2 | -1 | 37 | 1.2 |  | 1.35 | -59.94 | [7 empty] | 0 | 0 | 0 | 0 | 0 | 0
|  | W3 | -1 | 15 | 1 |  | 1.35 | -20.25 | [7 empty] | 0 | 0 | 0 | 0 | 0 | 0
|  | SLW | -1 | 4 | 2.1 |  | 1.35 | -11.34 | [7 empty] | 0 | 0 | 0 | 0 | 0 | 0
|  | RV | -1 | 5 | 1.35 |  | 0.6 | -4.05 | [7 empty] | 0 | 0 | 0 | 0 | 0 | 0
|  | RV1 | -1 | 1 | 0.9 |  | 0.6 | -0.54 | [7 empty] | 0 | 0 | 0 | 0 | 0 | 0
|  | V | -1 | 4 | 1 |  | 0.6 | -2.4 | [7 empty] | 0 | 0 | 0 | 0 | 0 | 0
|  | V1 | -1 | 4 | 0.6 |  | 0.6 | -1.44 | [7 empty] | 0 | 0 | 0 | 0 | 0 | 0
|  | V3 | -1 | 16 | 0.9 |  | 0.75 | -10.8 | [7 empty] | 0 | 0 | 0 | 0 | 0 | 0
|  | RVT | -1 | 2 | 0.9 |  | 0.75 | -1.35 | [7 empty] | 0 | 0 | 0 | 0 | 0 | 0
[8 empty] | 0 | [7 empty] | 0 | 0 | 0 | 0 | 0 | 0
|  | Add sundries | [5 empty] | 0.7056 | 1043.2944 | [6 empty] | 0 | 0 | 0 | 0 | 0 | 0
|  | Total-B | [5 empty] | 1044 | 1044 | [6 empty] | 0 | 0 | 0 | 0 | 0 | 0
[6 empty] | Say | 1044 | Sqm | [7 empty] | 0 | 0 | 0 | 0 | 0 | 0
|  | Total A+B |  | 2884 |  | Say | 3928 | Sqm |  | 3928 |  | Plastering in C.M. 1:5, 12 mm tk. | 33 | 3928 | Sqm | 0 | 0 | 0 | 0 | 0 | 3928
Plastering in C.M. 1:4, 12 mm tk. | 34 | #REF! | [13 empty] | 0 | 0 | 0 | 0 | 0 | 0
|  | Inspection chamber | 1 | 6 | 2.4 |  | 0.75 | 10.8 | [7 empty] | 0 | 0 | 0 | 0 | 0 | 0
|  | Add sundries | [5 empty] | 0.2 | 10.8 | [6 empty] | 0 | 0 | 0 | 0 | 0 | 0
[8 empty] | 11 | 11 | [6 empty] | 0 | 0 | 0 | 0 | 0 | 0
[6 empty] | Say | 11 | Sqm | [7 empty] | 0 | 0 | 0 | 0 | 0 | 0
[16 empty] | 0 | 0 | 0 | 0 | 0 | 0
Spl. Ceiling plastering in C.M. 1:3, 10 mm tk. | 35 | #REF! | [13 empty] | 0 | 0 | 0 | 0 | 0 | 0
| 0 | #REF! | [13 empty] | 0 | 0 | 0 | 0 | 0 | 0
|  | Roof beam Two Side Plastering | [13 empty] | 0 | 0 | 0 | 0 | 0 | 0
| 0 | Roof beam | 0 | 0 | 0 | 0 | 0 | 0 | [7 empty] | 0 | 0 | 0 | 0 | 0 | 0
| 0 | Horizontal beam | 0 | 0 | 0 | 0 | 0 | 0 | [7 empty] | 0 | 0 | 0 | 0 | 0 | 0
| 0 | D1 to F1 & D2 to F2 | 2 | 2 | 3.655 |  | 0.255 | 3.7281 | [7 empty] | 0 | 0 | 0 | 0 | 0 | 0
| 0 | A1 to B1 , A5 to B5 , A6 to B6 & A7 to B7 | 2 | 4 | 4.23 |  | 0.255 | 8.6292 | [7 empty] | 0 | 0 | 0 | 0 | 0 | 0
| 0 | A8 to H8 | 2 | 1 | 18.575 |  | 0.255 | 9.4733 | [7 empty] | 0 | 0 | 0 | 0 | 0 | 0
| 0 | B5 to G5 | 2 | 1 | 10.35 |  | 0.255 | 5.2785 | [7 empty] | 0 | 0 | 0 | 0 | 0 | 0
| 0 | B3 to G3 | 2 | 1 | 10.35 |  | 0.325 | 6.7275 | [7 empty] | 0 | 0 | 0 | 0 | 0 | 0
| 0 | B7 to G7 | 2 | 1 | 10.35 |  | 0.475 | 9.8325 | [7 empty] | 0 | 0 | 0 | 0 | 0 | 0
| 0 | B4 to F4 | 2 | 1 | 6.885 |  | 0.255 | 3.5113 | [7 empty] | 0 | 0 | 0 | 0 | 0 | 0
| 0 | OTS Cross Beam | 2 | 1 | 4.23 |  | 0.255 | 2.1573 | [7 empty] | 0 | 0 | 0 | 0 | 0 | 0
| 0 | OTS Cross Beam | 2 | 1 | 3.995 |  | 0.255 | 2.0375 | [7 empty] | 0 | 0 | 0 | 0 | 0 | 0
| 0 | G3 to H3 , G5 to H5 , G6 to H6 & G7 to H7 | 2 | 4 | 3.995 |  | 0.255 | 8.1498 | [7 empty] | 0 | 0 | 0 | 0 | 0 | 0
| 0 | Cross beams | 2 | 1 | 1.735 |  | 0.255 | 0.88485 | [7 empty] | 0 | 0 | 0 | 0 | 0 | 0
| 0 | Cross beams | 2 | 1 | 3.765 |  | 0.255 | 1.9202 | [7 empty] | 0 | 0 | 0 | 0 | 0 | 0
| 0 | Vertical beam | 0 | 0 | 0 |  | -0.125 | 0 | [7 empty] | 0 | 0 | 0 | 0 | 0 | 0
| 0 | A3 To A5 | 2 | 1 | 5.53 |  | 0.325 | 3.5945 | [7 empty] | 0 | 0 | 0 | 0 | 0 | 0
| 0 | A5 To A8 | 2 | 1 | 10.12 |  | 0.255 | 5.1612 | [7 empty] | 0 | 0 | 0 | 0 | 0 | 0
| 0 | B3 To B8 | 2 | 1 | 15.65 |  | 0.255 | 7.9815 | [7 empty] | 0 | 0 | 0 | 0 | 0 | 0
| 0 | Cross beams | 2 | 1 | 4.13 |  | 0.255 | 2.1063 | [7 empty] | 0 | 0 | 0 | 0 | 0 | 0
| 0 | Cross beams | 2 | 1 | 4.13 |  | 0.325 | 2.6845 | [7 empty] | 0 | 0 | 0 | 0 | 0 | 0
| 0 | C4 to C5 | 2 | 1 | 2.53 |  | 0.325 | 1.6445 | [7 empty] | 0 | 0 | 0 | 0 | 0 | 0
| 0 | C5 to C7 & F5 to F7 | 2 | 2 | 5.99 |  | 0.475 | 11.381 | [7 empty] | 0 | 0 | 0 | 0 | 0 | 0
| 0 | F3 to F5 | 2 | 1 | 5.53 |  | 0.325 | 3.5945 | [7 empty] | 0 | 0 | 0 | 0 | 0 | 0
| 0 | E7 to E8 | 2 | 1 | 4.13 |  | 0.255 | 2.1063 | [7 empty] | 0 | 0 | 0 | 0 | 0 | 0
| 0 | G3 to G7 | 2 | 1 | 11.52 |  | 0.325 | 7.488 | [7 empty] | 0 | 0 | 0 | 0 | 0 | 0
| 0 | G7 to G8 | 2 | 1 | 4.13 |  | 0.325 | 2.6845 | [7 empty] | 0 | 0 | 0 | 0 | 0 | 0
| 0 | H3 To H8 | 2 | 1 | 15.65 |  | 0.325 | 10.1725 | [7 empty] | 0 | 0 | 0 | 0 | 0 | 0
| 0 | D1 to D3 , F1 to F3 | 2 | 2 | 4.69 |  | 0.255 | 4.7838 | [7 empty] | 0 | 0 | 0 | 0 | 0 | 0
| 0 | Cross beams | 2 | 1 | 2.77 |  | 0.255 | 1.4127 | [7 empty] | 0 | 0 | 0 | 0 | 0 | 0
| 0 | 0 | 0 | 0 | 0 | 0 | 0 | 0 | [7 empty] | 0 | 0 | 0 | 0 | 0 | 0
|  | Roof beam Bottom Plastering | [13 empty] | 0 | 0 | 0 | 0 | 0 | 0
| 0 | Roof beam | 0 | 0 | 0 | 0 | 0 | 0 | [7 empty] | 0 | 0 | 0 | 0 | 0 | 0
| 0 | Horizontal beam | 0 | 0 | 0 | 0 | 0 | 0 | [7 empty] | 0 | 0 | 0 | 0 | 0 | 0
| 0 | D1 to F1 & D2 to F2 | 1 | 2 | 3.655 | 0.23 |  | 1.6813 | [7 empty] | 0 | 0 | 0 | 0 | 0 | 0
| 0 | A1 to B1 , A5 to B5 , A6 to B6 & A7 to B7 | 1 | 4 | 4.23 | 0.23 |  | 3.8916 | [7 empty] | 0 | 0 | 0 | 0 | 0 | 0
| 0 | A8 to H8 | 1 | 1 | 18.575 | 0.23 |  | 4.2723 | [7 empty] | 0 | 0 | 0 | 0 | 0 | 0
| 0 | B5 to G5 | 1 | 1 | 10.35 | 0.23 |  | 2.3805 | [7 empty] | 0 | 0 | 0 | 0 | 0 | 0
| 0 | B3 to G3 | 1 | 1 | 10.35 | 0.23 |  | 2.3805 | [7 empty] | 0 | 0 | 0 | 0 | 0 | 0
| 0 | B7 to G7 | 1 | 1 | 10.35 | 0.23 |  | 2.3805 | [7 empty] | 0 | 0 | 0 | 0 | 0 | 0
| 0 | B4 to F4 | 1 | 1 | 6.885 | 0.23 |  | 1.5836 | [7 empty] | 0 | 0 | 0 | 0 | 0 | 0
| 0 | OTS Cross Beam | 1 | 1 | 4.23 | 0.23 |  | 0.9729 | [7 empty] | 0 | 0 | 0 | 0 | 0 | 0
| 0 | OTS Cross Beam | 1 | 1 | 3.995 | 0.23 |  | 0.91885 | [7 empty] | 0 | 0 | 0 | 0 | 0 | 0
| 0 | G3 to H3 , G5 to H5 , G6 to H6 & G7 to H7 | 1 | 4 | 3.995 | 0.23 |  | 3.6754 | [7 empty] | 0 | 0 | 0 | 0 | 0 | 0
| 0 | Cross beams | 1 | 1 | 1.735 | 0.23 |  | 0.39905 | [7 empty] | 0 | 0 | 0 | 0 | 0 | 0
| 0 | Cross beams | 1 | 1 | 3.765 | 0.23 |  | 0.86595 | [7 empty] | 0 | 0 | 0 | 0 | 0 | 0
| 0 | Vertical beam | 0 | 0 | 0 | 0 |  | 0 | [7 empty] | 0 | 0 | 0 | 0 | 0 | 0
| 0 | A3 To A5 | 1 | 1 | 5.53 | 0.23 |  | 1.2719 | [7 empty] | 0 | 0 | 0 | 0 | 0 | 0
| 0 | A5 To A8 | 1 | 1 | 10.12 | 0.23 |  | 2.3276 | [7 empty] | 0 | 0 | 0 | 0 | 0 | 0
| 0 | B3 To B8 | 1 | 1 | 15.65 | 0.23 |  | 3.5995 | [7 empty] | 0 | 0 | 0 | 0 | 0 | 0
| 0 | Cross beams | 1 | 1 | 4.13 | 0.23 |  | 0.9499 | [7 empty] | 0 | 0 | 0 | 0 | 0 | 0
| 0 | Cross beams | 1 | 1 | 4.13 | 0.23 |  | 0.9499 | [7 empty] | 0 | 0 | 0 | 0 | 0 | 0
| 0 | C4 to C5 | 1 | 1 | 2.53 | 0.23 |  | 0.5819 | [7 empty] | 0 | 0 | 0 | 0 | 0 | 0
| 0 | C5 to C7 & F5 to F7 | 1 | 2 | 5.99 | 0.23 |  | 2.7554 | [7 empty] | 0 | 0 | 0 | 0 | 0 | 0
| 0 | F3 to F5 | 1 | 1 | 5.53 | 0.23 |  | 1.2719 | [7 empty] | 0 | 0 | 0 | 0 | 0 | 0
| 0 | E7 to E8 | 1 | 1 | 4.13 | 0.23 |  | 0.9499 | [7 empty] | 0 | 0 | 0 | 0 | 0 | 0
| 0 | G3 to G7 | 1 | 1 | 11.52 | 0.23 |  | 2.6496 | [7 empty] | 0 | 0 | 0 | 0 | 0 | 0
| 0 | G7 to G8 | 1 | 1 | 4.13 | 0.23 |  | 0.9499 | [7 empty] | 0 | 0 | 0 | 0 | 0 | 0
| 0 | H3 To H8 | 1 | 1 | 15.65 | 0.23 |  | 3.5995 | [7 empty] | 0 | 0 | 0 | 0 | 0 | 0
| 0 | D1 to D3 , F1 to F3 | 1 | 2 | 4.69 | 0.23 |  | 2.1574 | [7 empty] | 0 | 0 | 0 | 0 | 0 | 0
| 0 | Cross beams | 1 | 1 | 2.77 | 0.23 |  | 0.6371 | [7 empty] | 0 | 0 | 0 | 0 | 0 | 0
| 0 | 0 | 0 | 0 | 0 | 0 | 0 | 0 | [7 empty] | 0 | 0 | 0 | 0 | 0 | 0
| 0 | 0 | 0 | 0 | 0 | 0 | 0 | 0 | [7 empty] | 0 | 0 | 0 | 0 | 0 | 0
| 0 | Roof Slab | 0 | 0 | 0 | 0 | 0 | 0 | [7 empty] | 0 | 0 | 0 | 0 | 0 | 0
| 0 | SI Room Below Roof | 1 | 1 | 4 | 5.1 |  | 20.4 | [7 empty] | 0 | 0 | 0 | 0 | 0 | 0
| 0 | SI Room Toilet Below Roof | 1 | 1 | 4 | 1.5 |  | 6 | [7 empty] | 0 | 0 | 0 | 0 | 0 | 0
| 0 | Lock up Women Below Roof | 1 | 1 | 4 | 2.5 |  | 10 | [7 empty] | 0 | 0 | 0 | 0 | 0 | 0
| 0 | CD Files/Store Below Roof | 1 | 1 | 4 | 3.9 |  | 15.6 | [7 empty] | 0 | 0 | 0 | 0 | 0 | 0
| 0 | Toilet Below Roof | 1 | 1 | 1.5 | 3.9 |  | 5.85 | [7 empty] | 0 | 0 | 0 | 0 | 0 | 0
| 0 | Computer / CCTNS Below Roof | 1 | 1 | 3.695 | 3.9 |  | 14.4105 | [7 empty] | 0 | 0 | 0 | 0 | 0 | 0
| 0 | Station Writer Below Roof | 1 | 1 | 2.5 | 3.9 |  | 9.75 | [7 empty] | 0 | 0 | 0 | 0 | 0 | 0
| 0 | Arms Ammunication Below Roof | 1 | 1 | 1.735 | 2.32 |  | 4.0252 | [7 empty] | 0 | 0 | 0 | 0 | 0 | 0
| 0 | Arms Ammunication Below Roof | 1 | 1 | 1.735 | 1.35 |  | 2.3423 | [7 empty] | 0 | 0 | 0 | 0 | 0 | 0
| 0 | Property Record Below Roof | 1 | 1 | 3.765 | 2.435 |  | 9.1678 | [7 empty] | 0 | 0 | 0 | 0 | 0 | 0
| 0 | Toilet Below Roof | 1 | 1 | 3.765 | 1.235 |  | 4.6498 | [7 empty] | 0 | 0 | 0 | 0 | 0 | 0
| 0 | Lock up Men Below Roof | 1 | 1 | 4 | 2.55 |  | 10.2 | [7 empty] | 0 | 0 | 0 | 0 | 0 | 0
| 0 | INS Room Below Roof | 1 | 1 | 4 | 5.1 |  | 20.4 | [7 empty] | 0 | 0 | 0 | 0 | 0 | 0
| 0 | INS Room Toilet Below Roof | 1 | 1 | 4 | 1.5 |  | 6 | [7 empty] | 0 | 0 | 0 | 0 | 0 | 0
| 0 | Writer Below Roof | 1 | 1 | 3 | 5.3 |  | 15.9 | [7 empty] | 0 | 0 | 0 | 0 | 0 | 0
| 0 | Stair Case Lobby-1 Below Roof | 1 | 1 | 2.525 | 2.77 |  | 6.9943 | [7 empty] | 0 | 0 | 0 | 0 | 0 | 0
| 0 | Stair Case Lobby-1 Below Roof | 1 | 1 | 4.325 | 2.3 |  | 9.9475 | [7 empty] | 0 | 0 | 0 | 0 | 0 | 0
| 0 | Hall Below Roof | 1 | 1 | 2.1 | 5.76 |  | 12.096 | [7 empty] | 0 | 0 | 0 | 0 | 0 | 0
| 0 | Hall Below Roof | 1 | 1 | 4.325 | 5.76 |  | 24.912 | [7 empty] | 0 | 0 | 0 | 0 | 0 | 0
| 0 | Hall Below Roof | 1 | 1 | 3 | 5.76 |  | 17.28 | [7 empty] | 0 | 0 | 0 | 0 | 0 | 0
|  | Portico | 1 | 1 | 3.425 | 3.635 |  | 12.4499 | [7 empty] | 0 | 0 | 0 | 0 | 0 | 0
|  | Portico | 1 | 1 | 3.425 | 0.71 |  | 2.4317 | [7 empty] | 0 | 0 | 0 | 0 | 0 | 0
[16 empty] | 0 | 0 | 0 | 0 | 0 | 0
| 0 | Staircase | 0 | 0 | 0 | 0 | 0 | [8 empty] | 0 | 0 | 0 | 0 | 0 | 0
| 0 | Waist slab-1 | 1 | 1 | 3.6 | 1.2 |  | 4.32 | [7 empty] | 0 | 0 | 0 | 0 | 0 | 0
| 0 | Landing slab | 1 | 1 | 3.23 | 1.2 |  | 3.876 | [7 empty] | 0 | 0 | 0 | 0 | 0 | 0
| 0 | Waist slab-2 | 1 | 1 | 3.4 | 1.2 |  | 4.08 | [7 empty] | 0 | 0 | 0 | 0 | 0 | 0
[16 empty] | 0 | 0 | 0 | 0 | 0 | 0
| 0 | #REF! | [13 empty] | 0 | 0 | 0 | 0 | 0 | 0
| 0 | 0 | 0 | 0 | 0 | 0 | 0 | [8 empty] | 0 | 0 | 0 | 0 | 0 | 0
| 0 | Staircase | 0 | 0 | 0 | 0 | 0 | 0 | [7 empty] | 0 | 0 | 0 | 0 | 0 | 0
| 0 | Waist slab-3 | 1 | 1 | 3.75 | 1.2 |  | 4.5 | [7 empty] | 0 | 0 | 0 | 0 | 0 | 0
| 0 | Landing slab | 1 | 1 | 3.23 | 1.2 |  | 3.876 | [7 empty] | 0 | 0 | 0 | 0 | 0 | 0
| 0 | Waist slab-4 | 1 | 1 | 3.4 | 1.2 |  | 4.08 | [7 empty] | 0 | 0 | 0 | 0 | 0 | 0
| 0 | 0 | 0 | 0 | 0 | 0 | 0 | 0 | [7 empty] | 0 | 0 | 0 | 0 | 0 | 0
| 0 | Roof beam Two Side Plastering | 0 | 0 | 0 | 0 | 0 | 0 | [7 empty] | 0 | 0 | 0 | 0 | 0 | 0
| 0 | Horizontal beam | 0 | 0 | 0 | 0 | 0 | 0 | [7 empty] | 0 | 0 | 0 | 0 | 0 | 0
| 0 | A1 to B1 , A5 to B5 , A6 to B6 & A7 to B7 | 2 | 4 | 4.23 |  | 0.255 | 8.6292 | [7 empty] | 0 | 0 | 0 | 0 | 0 | 0
| 0 | A8 to H8 | 2 | 1 | 18.575 |  | 0.255 | 9.4733 | [7 empty] | 0 | 0 | 0 | 0 | 0 | 0
| 0 | B5 to G5 | 2 | 1 | 10.35 |  | 0.255 | 5.2785 | [7 empty] | 0 | 0 | 0 | 0 | 0 | 0
| 0 | B3 to G3 | 2 | 1 | 10.35 |  | 0.325 | 6.7275 | [7 empty] | 0 | 0 | 0 | 0 | 0 | 0
| 0 | B7 to G7 | 2 | 1 | 10.35 |  | 0.475 | 9.8325 | [7 empty] | 0 | 0 | 0 | 0 | 0 | 0
| 0 | B4 to F4 | 2 | 1 | 6.885 |  | 0.255 | 3.5113 | [7 empty] | 0 | 0 | 0 | 0 | 0 | 0
| 0 | OTS Cross Beam | 2 | 1 | 4.23 |  | 0.255 | 2.1573 | [7 empty] | 0 | 0 | 0 | 0 | 0 | 0
| 0 | OTS Cross Beam | 2 | 1 | 3.995 |  | 0.255 | 2.0375 | [7 empty] | 0 | 0 | 0 | 0 | 0 | 0
| 0 | G3 to H3 , G5 to H5 , G6 to H6 & G7 to H7 | 2 | 4 | 3.995 |  | 0.255 | 8.1498 | [7 empty] | 0 | 0 | 0 | 0 | 0 | 0
| 0 | Cross beams | 2 | 1 | 1.735 |  | 0.255 | 0.88485 | [7 empty] | 0 | 0 | 0 | 0 | 0 | 0
| 0 | Cross beams | 2 | 1 | 3.765 |  | 0.255 | 1.9202 | [7 empty] | 0 | 0 | 0 | 0 | 0 | 0
| 0 | Vertical beam | 0 | 0 | 0 |  | -0.125 | 0 | [7 empty] | 0 | 0 | 0 | 0 | 0 | 0
| 0 | A3 To A5 | 2 | 1 | 5.53 |  | 0.325 | 3.5945 | [7 empty] | 0 | 0 | 0 | 0 | 0 | 0
| 0 | A5 To A8 | 2 | 1 | 10.12 |  | 0.255 | 5.1612 | [7 empty] | 0 | 0 | 0 | 0 | 0 | 0
| 0 | B3 To B8 | 2 | 1 | 15.65 |  | 0.255 | 7.9815 | [7 empty] | 0 | 0 | 0 | 0 | 0 | 0
| 0 | Cross beams | 2 | 1 | 4.13 |  | 0.255 | 2.1063 | [7 empty] | 0 | 0 | 0 | 0 | 0 | 0
| 0 | Cross beams | 2 | 1 | 4.13 |  | 0.325 | 2.6845 | [7 empty] | 0 | 0 | 0 | 0 | 0 | 0
| 0 | C4 to C5 | 2 | 1 | 2.53 |  | 0.325 | 1.6445 | [7 empty] | 0 | 0 | 0 | 0 | 0 | 0
| 0 | C5 to C7 & F5 to F7 | 2 | 2 | 5.99 |  | 0.475 | 11.381 | [7 empty] | 0 | 0 | 0 | 0 | 0 | 0
| 0 | F3 to F5 | 2 | 1 | 5.53 |  | 0.325 | 3.5945 | [7 empty] | 0 | 0 | 0 | 0 | 0 | 0
| 0 | E7 to E8 | 2 | 1 | 4.13 |  | 0.255 | 2.1063 | [7 empty] | 0 | 0 | 0 | 0 | 0 | 0
| 0 | G3 to G7 | 2 | 1 | 11.52 |  | 0.325 | 7.488 | [7 empty] | 0 | 0 | 0 | 0 | 0 | 0
| 0 | G7 to G8 | 2 | 1 | 4.13 |  | 0.325 | 2.6845 | [7 empty] | 0 | 0 | 0 | 0 | 0 | 0
| 0 | H3 To H8 | 2 | 1 | 15.65 |  | 0.325 | 10.1725 | [7 empty] | 0 | 0 | 0 | 0 | 0 | 0
| 0 | Cross beams | 2 | 1 | 2.77 |  | 0.255 | 1.4127 | [7 empty] | 0 | 0 | 0 | 0 | 0 | 0
| 0 | 0 | 0 | 0 | 0 | 0 | 0 | [8 empty] | 0 | 0 | 0 | 0 | 0 | 0
|  | Roof beam Bottom Plastering | 0 | 0 | 0 | 0 | 0 | 0 | [7 empty] | 0 | 0 | 0 | 0 | 0 | 0
|  | Horizontal beam | 0 | 0 | 0 | 0 | 0 | 0 | [7 empty] | 0 | 0 | 0 | 0 | 0 | 0
|  | A1 to B1 , A5 to B5 , A6 to B6 & A7 to B7 | 1 | 4 | 4.23 | 0.23 |  | 3.8916 | [7 empty] | 0 | 0 | 0 | 0 | 0 | 0
| 0 | A8 to H8 | 1 | 1 | 18.575 | 0.23 |  | 4.2723 | [7 empty] | 0 | 0 | 0 | 0 | 0 | 0
| 0 | B5 to G5 | 1 | 1 | 10.35 | 0.23 |  | 2.3805 | [7 empty] | 0 | 0 | 0 | 0 | 0 | 0
| 0 | B3 to G3 | 1 | 1 | 10.35 | 0.23 |  | 2.3805 | [7 empty] | 0 | 0 | 0 | 0 | 0 | 0
| 0 | B7 to G7 | 1 | 1 | 10.35 | 0.23 |  | 2.3805 | [7 empty] | 0 | 0 | 0 | 0 | 0 | 0
| 0 | B4 to F4 | 1 | 1 | 6.885 | 0.23 |  | 1.5836 | [7 empty] | 0 | 0 | 0 | 0 | 0 | 0
| 0 | OTS Cross Beam | 1 | 1 | 4.23 | 0.23 |  | 0.9729 | [7 empty] | 0 | 0 | 0 | 0 | 0 | 0
| 0 | OTS Cross Beam | 1 | 1 | 3.995 | 0.23 |  | 0.91885 | [7 empty] | 0 | 0 | 0 | 0 | 0 | 0
| 0 | G3 to H3 , G5 to H5 , G6 to H6 & G7 to H7 | 1 | 4 | 3.995 | 0.23 |  | 3.6754 | [7 empty] | 0 | 0 | 0 | 0 | 0 | 0
| 0 | Cross beams | 1 | 1 | 1.735 | 0.23 |  | 0.39905 | [7 empty] | 0 | 0 | 0 | 0 | 0 | 0
| 0 | Cross beams | 1 | 1 | 3.765 | 0.23 |  | 0.86595 | [7 empty] | 0 | 0 | 0 | 0 | 0 | 0
| 0 | Vertical beam | 0 | 0 | 0 | 0 |  | 0 | [7 empty] | 0 | 0 | 0 | 0 | 0 | 0
| 0 | A3 To A5 | 1 | 1 | 5.53 | 0.23 |  | 1.2719 | [7 empty] | 0 | 0 | 0 | 0 | 0 | 0
| 0 | A5 To A8 | 1 | 1 | 10.12 | 0.23 |  | 2.3276 | [7 empty] | 0 | 0 | 0 | 0 | 0 | 0
| 0 | B3 To B8 | 1 | 1 | 15.65 | 0.23 |  | 3.5995 | [7 empty] | 0 | 0 | 0 | 0 | 0 | 0
| 0 | Cross beams | 1 | 1 | 4.13 | 0.23 |  | 0.9499 | [7 empty] | 0 | 0 | 0 | 0 | 0 | 0
| 0 | Cross beams | 1 | 1 | 4.13 | 0.23 |  | 0.9499 | [7 empty] | 0 | 0 | 0 | 0 | 0 | 0
| 0 | C4 to C5 | 1 | 1 | 2.53 | 0.23 |  | 0.5819 | [7 empty] | 0 | 0 | 0 | 0 | 0 | 0
| 0 | C5 to C7 & F5 to F7 | 1 | 2 | 5.99 | 0.23 |  | 2.7554 | [7 empty] | 0 | 0 | 0 | 0 | 0 | 0
| 0 | F3 to F5 | 1 | 1 | 5.53 | 0.23 |  | 1.2719 | [7 empty] | 0 | 0 | 0 | 0 | 0 | 0
| 0 | E7 to E8 | 1 | 1 | 4.13 | 0.23 |  | 0.9499 | [7 empty] | 0 | 0 | 0 | 0 | 0 | 0
| 0 | G3 to G7 | 1 | 1 | 11.52 | 0.23 |  | 2.6496 | [7 empty] | 0 | 0 | 0 | 0 | 0 | 0
| 0 | G7 to G8 | 1 | 1 | 4.13 | 0.23 |  | 0.9499 | [7 empty] | 0 | 0 | 0 | 0 | 0 | 0
| 0 | H3 To H8 | 1 | 1 | 15.65 | 0.23 |  | 3.5995 | [7 empty] | 0 | 0 | 0 | 0 | 0 | 0
| 0 | Cross beams | 1 | 1 | 2.77 | 0.23 |  | 0.6371 | [7 empty] | 0 | 0 | 0 | 0 | 0 | 0
| 0 | 0 | 0 | 0 | 0 | 0 | 0 | 0 | [7 empty] | 0 | 0 | 0 | 0 | 0 | 0
| 0 | Roof Slab | 0 | 0 | 0 | 0 | 0 | 0 | [7 empty] | 0 | 0 | 0 | 0 | 0 | 0
| 0 | SI Room Below Roof | 1 | 1 | 4 | 5.1 |  | 20.4 | [7 empty] | 0 | 0 | 0 | 0 | 0 | 0
| 0 | SI Room Toilet Below Roof | 1 | 1 | 4 | 1.5 |  | 6 | [7 empty] | 0 | 0 | 0 | 0 | 0 | 0
| 0 | Lock up Women Below Roof | 1 | 1 | 4 | 2.5 |  | 10 | [7 empty] | 0 | 0 | 0 | 0 | 0 | 0
| 0 | CD Files/Store Below Roof | 1 | 1 | 4 | 3.9 |  | 15.6 | [7 empty] | 0 | 0 | 0 | 0 | 0 | 0
| 0 | Toilet Below Roof | 1 | 1 | 1.5 | 3.9 |  | 5.85 | [7 empty] | 0 | 0 | 0 | 0 | 0 | 0
| 0 | Computer / CCTNS Below Roof | 1 | 1 | 3.695 | 3.9 |  | 14.4105 | [7 empty] | 0 | 0 | 0 | 0 | 0 | 0
| 0 | Station Writer Below Roof | 1 | 1 | 2.5 | 3.9 |  | 9.75 | [7 empty] | 0 | 0 | 0 | 0 | 0 | 0
| 0 | Arms Ammunication Below Roof | 1 | 1 | 1.735 | 2.32 |  | 4.0252 | [7 empty] | 0 | 0 | 0 | 0 | 0 | 0
| 0 | Arms Ammunication Below Roof | 1 | 1 | 1.735 | 1.35 |  | 2.3423 | [7 empty] | 0 | 0 | 0 | 0 | 0 | 0
| 0 | Property Record Below Roof | 1 | 1 | 3.765 | 2.435 |  | 9.1678 | [7 empty] | 0 | 0 | 0 | 0 | 0 | 0
| 0 | Toilet Below Roof | 1 | 1 | 3.765 | 1.235 |  | 4.6498 | [7 empty] | 0 | 0 | 0 | 0 | 0 | 0
| 0 | Lock up Men Below Roof | 1 | 1 | 4 | 2.55 |  | 10.2 | [7 empty] | 0 | 0 | 0 | 0 | 0 | 0
| 0 | INS Room Below Roof | 1 | 1 | 4 | 5.1 |  | 20.4 | [7 empty] | 0 | 0 | 0 | 0 | 0 | 0
| 0 | INS Room Toilet Below Roof | 1 | 1 | 4 | 1.5 |  | 6 | [7 empty] | 0 | 0 | 0 | 0 | 0 | 0
| 0 | Writer Below Roof | 1 | 1 | 3 | 5.3 |  | 15.9 | [7 empty] | 0 | 0 | 0 | 0 | 0 | 0
| 0 | Stair Case Lobby-1 Below Roof | 1 | 1 | 2.525 | 2.77 |  | 6.9943 | [7 empty] | 0 | 0 | 0 | 0 | 0 | 0
| 0 | Stair Case Lobby-1 Below Roof | 1 | 1 | 4.325 | 2.3 |  | 9.9475 | [7 empty] | 0 | 0 | 0 | 0 | 0 | 0
| 0 | Hall | 1 | 1 | 2.1 | 5.76 |  | 12.096 | [7 empty] | 0 | 0 | 0 | 0 | 0 | 0
| 0 | Hall | 1 | 1 | 4.325 | 5.76 |  | 24.912 | [7 empty] | 0 | 0 | 0 | 0 | 0 | 0
| 0 | Hall | 1 | 1 | 3 | 5.76 |  | 17.28 | [7 empty] | 0 | 0 | 0 | 0 | 0 | 0
| 0 | #REF! | [13 empty] | 0 | 0 | 0 | 0 | 0 | 0
| 0 | Waist slab-5 | 1 | 1 | 3.75 | 1.2 |  | 4.5 | [7 empty] | 0 | 0 | 0 | 0 | 0 | 0
| 0 | Landing slab | 1 | 1 | 3.16 | 1.2 |  | 3.792 | [7 empty] | 0 | 0 | 0 | 0 | 0 | 0
| 0 | Waist slab-6 | 1 | 1 | 3.4 | 1.2 |  | 4.08 | [7 empty] | 0 | 0 | 0 | 0 | 0 | 0
| 0 | 0 | 0 | 0 | 0 | 0 | 0 | [8 empty] | 0 | 0 | 0 | 0 | 0 | 0
| 0 | Roof beam Two Side Plastering | 0 | 0 | 0 | 0 | 0 | 0 | [7 empty] | 0 | 0 | 0 | 0 | 0 | 0
| 0 | Horizontal beam | 0 | 0 | 0 | 0 | 0 | 0 | [7 empty] | 0 | 0 | 0 | 0 | 0 | 0
| 0 | A1 to B1 , A5 to B5 , A6 to B6 & A7 to B7 | 2 | 4 | 4.23 |  | 0.255 | 8.6292 | [7 empty] | 0 | 0 | 0 | 0 | 0 | 0
| 0 | A8 to H8 | 2 | 1 | 18.575 |  | 0.255 | 9.4733 | [7 empty] | 0 | 0 | 0 | 0 | 0 | 0
| 0 | B5 to G5 | 2 | 1 | 10.35 |  | 0.255 | 5.2785 | [7 empty] | 0 | 0 | 0 | 0 | 0 | 0
| 0 | B3 to G3 | 2 | 1 | 10.35 |  | 0.325 | 6.7275 | [7 empty] | 0 | 0 | 0 | 0 | 0 | 0
| 0 | B7 to G7 | 2 | 1 | 10.35 |  | 0.475 | 9.8325 | [7 empty] | 0 | 0 | 0 | 0 | 0 | 0
| 0 | B4 to F4 | 2 | 1 | 6.885 |  | 0.255 | 3.5113 | [7 empty] | 0 | 0 | 0 | 0 | 0 | 0
| 0 | OTS Cross Beam | 2 | 1 | 4.23 |  | 0.255 | 2.1573 | [7 empty] | 0 | 0 | 0 | 0 | 0 | 0
| 0 | OTS Cross Beam | 2 | 1 | 3.995 |  | 0.255 | 2.0375 | [7 empty] | 0 | 0 | 0 | 0 | 0 | 0
| 0 | G3 to H3 , G5 to H5 , G6 to H6 & G7 to H7 | 2 | 4 | 3.995 |  | 0.255 | 8.1498 | [7 empty] | 0 | 0 | 0 | 0 | 0 | 0
| 0 | Cross beams | 2 | 1 | 1.735 |  | 0.255 | 0.88485 | [7 empty] | 0 | 0 | 0 | 0 | 0 | 0
| 0 | Cross beams | 2 | 1 | 3.765 |  | 0.255 | 1.9202 | [7 empty] | 0 | 0 | 0 | 0 | 0 | 0
| 0 | Vertical beam | 0 | 0 | 0 |  | -0.125 | 0 | [7 empty] | 0 | 0 | 0 | 0 | 0 | 0
| 0 | A3 To A5 | 2 | 1 | 5.53 |  | 0.325 | 3.5945 | [7 empty] | 0 | 0 | 0 | 0 | 0 | 0
| 0 | A5 To A8 | 2 | 1 | 10.12 |  | 0.255 | 5.1612 | [7 empty] | 0 | 0 | 0 | 0 | 0 | 0
| 0 | B3 To B8 | 2 | 1 | 15.65 |  | 0.255 | 7.9815 | [7 empty] | 0 | 0 | 0 | 0 | 0 | 0
| 0 | Cross beams | 2 | 1 | 4.13 |  | 0.255 | 2.1063 | [7 empty] | 0 | 0 | 0 | 0 | 0 | 0
| 0 | Cross beams | 2 | 1 | 4.13 |  | 0.325 | 2.6845 | [7 empty] | 0 | 0 | 0 | 0 | 0 | 0
| 0 | C4 to C5 | 2 | 1 | 2.53 |  | 0.325 | 1.6445 | [7 empty] | 0 | 0 | 0 | 0 | 0 | 0
| 0 | C5 to C7 & F5 to F7 | 2 | 2 | 5.99 |  | 0.475 | 11.381 | [7 empty] | 0 | 0 | 0 | 0 | 0 | 0
| 0 | F3 to F5 | 2 | 1 | 5.53 |  | 0.325 | 3.5945 | [7 empty] | 0 | 0 | 0 | 0 | 0 | 0
| 0 | E7 to E8 | 2 | 1 | 4.13 |  | 0.255 | 2.1063 | [7 empty] | 0 | 0 | 0 | 0 | 0 | 0
| 0 | G3 to G7 | 2 | 1 | 11.52 |  | 0.325 | 7.488 | [7 empty] | 0 | 0 | 0 | 0 | 0 | 0
| 0 | G7 to G8 | 2 | 1 | 4.13 |  | 0.325 | 2.6845 | [7 empty] | 0 | 0 | 0 | 0 | 0 | 0
| 0 | H3 To H8 | 2 | 1 | 15.65 |  | 0.325 | 10.1725 | [7 empty] | 0 | 0 | 0 | 0 | 0 | 0
| 0 | Cross beams | 2 | 1 | 2.77 |  | 0.255 | 1.4127 | [7 empty] | 0 | 0 | 0 | 0 | 0 | 0
| 0 | 0 | 0 | 0 | 0 | 0 | 0 | 0 | [7 empty] | 0 | 0 | 0 | 0 | 0 | 0
| 0 | Roof beam Bottom Plastering | 0 | 0 | 0 | 0 | 0 | 0 | [7 empty] | 0 | 0 | 0 | 0 | 0 | 0
| 0 | Horizontal beam | 0 | 0 | 0 | 0 | 0 | 0 | [7 empty] | 0 | 0 | 0 | 0 | 0 | 0
| 0 | A1 to B1 , A5 to B5 , A6 to B6 & A7 to B7 | 1 | 4 | 4.23 | 0.23 |  | 3.8916 | [7 empty] | 0 | 0 | 0 | 0 | 0 | 0
| 0 | A8 to H8 | 1 | 1 | 18.575 | 0.23 |  | 4.2723 | [7 empty] | 0 | 0 | 0 | 0 | 0 | 0
| 0 | B5 to G5 | 1 | 1 | 10.35 | 0.23 |  | 2.3805 | [7 empty] | 0 | 0 | 0 | 0 | 0 | 0
| 0 | B3 to G3 | 1 | 1 | 10.35 | 0.23 |  | 2.3805 | [7 empty] | 0 | 0 | 0 | 0 | 0 | 0
| 0 | B7 to G7 | 1 | 1 | 10.35 | 0.23 |  | 2.3805 | [7 empty] | 0 | 0 | 0 | 0 | 0 | 0
| 0 | B4 to F4 | 1 | 1 | 6.885 | 0.23 |  | 1.5836 | [7 empty] | 0 | 0 | 0 | 0 | 0 | 0
| 0 | OTS Cross Beam | 1 | 1 | 4.23 | 0.23 |  | 0.9729 | [7 empty] | 0 | 0 | 0 | 0 | 0 | 0
| 0 | OTS Cross Beam | 1 | 1 | 3.995 | 0.23 |  | 0.91885 | [7 empty] | 0 | 0 | 0 | 0 | 0 | 0
| 0 | G3 to H3 , G5 to H5 , G6 to H6 & G7 to H7 | 1 | 4 | 3.995 | 0.23 |  | 3.6754 | [7 empty] | 0 | 0 | 0 | 0 | 0 | 0
| 0 | Cross beams | 1 | 1 | 1.735 | 0.23 |  | 0.39905 | [7 empty] | 0 | 0 | 0 | 0 | 0 | 0
| 0 | Cross beams | 1 | 1 | 3.765 | 0.23 |  | 0.86595 | [7 empty] | 0 | 0 | 0 | 0 | 0 | 0
| 0 | Vertical beam | 0 | 0 | 0 | 0 |  | 0 | [7 empty] | 0 | 0 | 0 | 0 | 0 | 0
| 0 | A3 To A5 | 1 | 1 | 5.53 | 0.23 |  | 1.2719 | [7 empty] | 0 | 0 | 0 | 0 | 0 | 0
| 0 | A5 To A8 | 1 | 1 | 10.12 | 0.23 |  | 2.3276 | [7 empty] | 0 | 0 | 0 | 0 | 0 | 0
| 0 | B3 To B8 | 1 | 1 | 15.65 | 0.23 |  | 3.5995 | [7 empty] | 0 | 0 | 0 | 0 | 0 | 0
| 0 | Cross beams | 1 | 1 | 4.13 | 0.23 |  | 0.9499 | [7 empty] | 0 | 0 | 0 | 0 | 0 | 0
| 0 | Cross beams | 1 | 1 | 4.13 | 0.23 |  | 0.9499 | [7 empty] | 0 | 0 | 0 | 0 | 0 | 0
| 0 | C4 to C5 | 1 | 1 | 2.53 | 0.23 |  | 0.5819 | [7 empty] | 0 | 0 | 0 | 0 | 0 | 0
| 0 | C5 to C7 & F5 to F7 | 1 | 2 | 5.99 | 0.23 |  | 2.7554 | [7 empty] | 0 | 0 | 0 | 0 | 0 | 0
| 0 | F3 to F5 | 1 | 1 | 5.53 | 0.23 |  | 1.2719 | [7 empty] | 0 | 0 | 0 | 0 | 0 | 0
| 0 | E7 to E8 | 1 | 1 | 4.13 | 0.23 |  | 0.9499 | [7 empty] | 0 | 0 | 0 | 0 | 0 | 0
| 0 | G3 to G7 | 1 | 1 | 11.52 | 0.23 |  | 2.6496 | [7 empty] | 0 | 0 | 0 | 0 | 0 | 0
| 0 | G7 to G8 | 1 | 1 | 4.13 | 0.23 |  | 0.9499 | [7 empty] | 0 | 0 | 0 | 0 | 0 | 0
| 0 | H3 To H8 | 1 | 1 | 15.65 | 0.23 |  | 3.5995 | [7 empty] | 0 | 0 | 0 | 0 | 0 | 0
| 0 | Cross beams | 1 | 1 | 2.77 | 0.23 |  | 0.6371 | [7 empty] | 0 | 0 | 0 | 0 | 0 | 0
| 0 | 0 | 0 | 0 | 0 | 0 | 0 | 0 | [7 empty] | 0 | 0 | 0 | 0 | 0 | 0
| 0 | 0 | 0 | 0 | 0 | 0 | 0 | 0 | [7 empty] | 0 | 0 | 0 | 0 | 0 | 0
| 0 | Roof Slab | 0 | 0 | 0 | 0 | 0 | 0 | [7 empty] | 0 | 0 | 0 | 0 | 0 | 0
| 0 | Women Rest Room | 1 | 1 | 4 | 5.1 |  | 20.4 | [7 empty] | 0 | 0 | 0 | 0 | 0 | 0
| 0 | Women Rest Room Toilet | 1 | 1 | 4 | 1.5 |  | 6 | [7 empty] | 0 | 0 | 0 | 0 | 0 | 0
| 0 | Lock up Women | 1 | 1 | 4 | 2.5 |  | 10 | [7 empty] | 0 | 0 | 0 | 0 | 0 | 0
| 0 | Computer Room | 1 | 1 | 4 | 3.9 |  | 15.6 | [7 empty] | 0 | 0 | 0 | 0 | 0 | 0
| 0 | Toilet | 1 | 1 | 1.5 | 3.9 |  | 5.85 | [7 empty] | 0 | 0 | 0 | 0 | 0 | 0
| 0 | SI Room | 1 | 1 | 3.695 | 3.9 |  | 14.4105 | [7 empty] | 0 | 0 | 0 | 0 | 0 | 0
| 0 | SI Room | 1 | 1 | 2.5 | 3.9 |  | 9.75 | [7 empty] | 0 | 0 | 0 | 0 | 0 | 0
| 0 | Record Room | 1 | 1 | 1.735 | 2.32 |  | 4.0252 | [7 empty] | 0 | 0 | 0 | 0 | 0 | 0
| 0 | Record Room | 1 | 1 | 1.735 | 1.35 |  | 2.3423 | [7 empty] | 0 | 0 | 0 | 0 | 0 | 0
| 0 | Introgation | 1 | 1 | 3.765 | 2.435 |  | 9.1678 | [7 empty] | 0 | 0 | 0 | 0 | 0 | 0
| 0 | Toilet | 1 | 1 | 3.765 | 1.235 |  | 4.6498 | [7 empty] | 0 | 0 | 0 | 0 | 0 | 0
| 0 | Lock up Men | 1 | 1 | 4 | 2.55 |  | 10.2 | [7 empty] | 0 | 0 | 0 | 0 | 0 | 0
| 0 | INS Room | 1 | 1 | 4 | 5.1 |  | 20.4 | [7 empty] | 0 | 0 | 0 | 0 | 0 | 0
| 0 | INS Room Toilet | 1 | 1 | 4 | 1.5 |  | 6 | [7 empty] | 0 | 0 | 0 | 0 | 0 | 0
| 0 | Writer | 1 | 1 | 3 | 5.3 |  | 15.9 | [7 empty] | 0 | 0 | 0 | 0 | 0 | 0
| 0 | Stair Case Lobby-1 | 1 | 1 | 2.525 | 2.77 |  | 6.9943 | [7 empty] | 0 | 0 | 0 | 0 | 0 | 0
| 0 | Stair Case Lobby-1 | 1 | 1 | 4.325 | 2.3 |  | 9.9475 | [7 empty] | 0 | 0 | 0 | 0 | 0 | 0
| 0 | Hall | 1 | 1 | 2.1 | 5.76 |  | 12.096 | [7 empty] | 0 | 0 | 0 | 0 | 0 | 0
| 0 | Hall | 1 | 1 | 4.325 | 5.76 |  | 24.912 | [7 empty] | 0 | 0 | 0 | 0 | 0 | 0
| 0 | Hall | 1 | 1 | 3 | 5.76 |  | 17.28 | [7 empty] | 0 | 0 | 0 | 0 | 0 | 0
| 0 | 0 | 0 | 0 | 0 | 0 | 0 | [8 empty] | 0 | 0 | 0 | 0 | 0 | 0
| 0 | #REF! | [13 empty] | 0 | 0 | 0 | 0 | 0 | 0
| 0 | 0 | 0 | 0 | 0 | 0 | 0 | [8 empty] | 0 | 0 | 0 | 0 | 0 | 0
| 0 | Waist slab-7 | 1 | 1 | 3.75 | 1.2 | 0.15 | 0.675 | [7 empty] | 0 | 0 | 0 | 0 | 0 | 0
| 0 | Landing slab | 1 | 1 | 3.23 | 1.2 | 0.15 | 0.5814 | [7 empty] | 0 | 0 | 0 | 0 | 0 | 0
| 0 | Waist slab-8 | 1 | 1 | 3.7 | 1.2 | 0.15 | 0.666 | [7 empty] | 0 | 0 | 0 | 0 | 0 | 0
| 0 | Staircase steps | 0.5 | 19 | 1.2 | 0.3 | 0.157 | 0.53694 | [7 empty] | 0 | 0 | 0 | 0 | 0 | 0
| 0 | 0 | 0 | 0 | 0 | 0 | 0 | [8 empty] | 0 | 0 | 0 | 0 | 0 | 0
| 0 | Roof beam Two Side Plastering | 0 | 0 | 0 | 0 | 0 | 0 | [7 empty] | 0 | 0 | 0 | 0 | 0 | 0
| 0 | Horizontal beam | 0 | 0 | 0 | 0 | 0 | 0 | [7 empty] | 0 | 0 | 0 | 0 | 0 | 0
| 0 | A1 to B1 , A5 to B5 , A6 to B6 & A7 to B7 | 2 | 4 | 4.23 |  | 0.255 | 8.6292 | [7 empty] | 0 | 0 | 0 | 0 | 0 | 0
| 0 | A8 to H8 | 2 | 1 | 18.575 |  | 0.255 | 9.4733 | [7 empty] | 0 | 0 | 0 | 0 | 0 | 0
| 0 | B5 to G5 | 2 | 1 | 10.35 |  | 0.255 | 5.2785 | [7 empty] | 0 | 0 | 0 | 0 | 0 | 0
| 0 | B3 to G3 | 2 | 1 | 10.35 |  | 0.325 | 6.7275 | [7 empty] | 0 | 0 | 0 | 0 | 0 | 0
| 0 | B7 to G7 | 2 | 1 | 10.35 |  | 0.475 | 9.8325 | [7 empty] | 0 | 0 | 0 | 0 | 0 | 0
| 0 | B4 to F4 | 2 | 1 | 6.885 |  | 0.255 | 3.5113 | [7 empty] | 0 | 0 | 0 | 0 | 0 | 0
| 0 | OTS Cross Beam | 2 | 1 | 4.23 |  | 0.255 | 2.1573 | [7 empty] | 0 | 0 | 0 | 0 | 0 | 0
| 0 | OTS Cross Beam | 2 | 1 | 3.995 |  | 0.255 | 2.0375 | [7 empty] | 0 | 0 | 0 | 0 | 0 | 0
| 0 | G3 to H3 , G5 to H5 , G6 to H6 & G7 to H7 | 2 | 4 | 3.995 |  | 0.255 | 8.1498 | [7 empty] | 0 | 0 | 0 | 0 | 0 | 0
| 0 | Cross beams | 2 | 1 | 1.735 |  | 0.255 | 0.88485 | [7 empty] | 0 | 0 | 0 | 0 | 0 | 0
| 0 | Cross beams | 2 | 1 | 3.765 |  | 0.255 | 1.9202 | [7 empty] | 0 | 0 | 0 | 0 | 0 | 0
| 0 | Vertical beam | 0 | 0 | 0 |  | -0.125 | 0 | [7 empty] | 0 | 0 | 0 | 0 | 0 | 0
| 0 | A3 To A5 | 2 | 1 | 5.53 |  | 0.325 | 3.5945 | [7 empty] | 0 | 0 | 0 | 0 | 0 | 0
| 0 | A5 To A8 | 2 | 1 | 10.12 |  | 0.255 | 5.1612 | [7 empty] | 0 | 0 | 0 | 0 | 0 | 0
| 0 | B3 To B8 | 2 | 1 | 15.65 |  | 0.255 | 7.9815 | [7 empty] | 0 | 0 | 0 | 0 | 0 | 0
| 0 | Cross beams | 2 | 1 | 4.13 |  | 0.255 | 2.1063 | [7 empty] | 0 | 0 | 0 | 0 | 0 | 0
| 0 | Cross beams | 2 | 1 | 4.13 |  | 0.325 | 2.6845 | [7 empty] | 0 | 0 | 0 | 0 | 0 | 0
| 0 | C4 to C5 | 2 | 1 | 2.53 |  | 0.325 | 1.6445 | [7 empty] | 0 | 0 | 0 | 0 | 0 | 0
| 0 | C5 to C7 & F5 to F7 | 2 | 2 | 5.99 |  | 0.475 | 11.381 | [7 empty] | 0 | 0 | 0 | 0 | 0 | 0
| 0 | F3 to F5 | 2 | 1 | 5.53 |  | 0.325 | 3.5945 | [7 empty] | 0 | 0 | 0 | 0 | 0 | 0
| 0 | E7 to E8 | 2 | 1 | 4.13 |  | 0.255 | 2.1063 | [7 empty] | 0 | 0 | 0 | 0 | 0 | 0
| 0 | G3 to G7 | 2 | 1 | 11.52 |  | 0.325 | 7.488 | [7 empty] | 0 | 0 | 0 | 0 | 0 | 0
| 0 | G7 to G8 | 2 | 1 | 4.13 |  | 0.325 | 2.6845 | [7 empty] | 0 | 0 | 0 | 0 | 0 | 0
| 0 | H3 To H8 | 2 | 1 | 15.65 |  | 0.325 | 10.1725 | [7 empty] | 0 | 0 | 0 | 0 | 0 | 0
| 0 | Cross beams | 2 | 1 | 2.77 |  | 0.255 | 1.4127 | [7 empty] | 0 | 0 | 0 | 0 | 0 | 0
| 0 | 0 | 0 | 0 | 0 | 0 | 0 | 0 | [7 empty] | 0 | 0 | 0 | 0 | 0 | 0
| 0 | Roof beam Bottom Plastering | 0 | 0 | 0 | 0 | 0 | 0 | [7 empty] | 0 | 0 | 0 | 0 | 0 | 0
| 0 | Horizontal beam | 0 | 0 | 0 | 0 | 0 | 0 | [7 empty] | 0 | 0 | 0 | 0 | 0 | 0
| 0 | A1 to B1 , A5 to B5 , A6 to B6 & A7 to B7 | 1 | 4 | 4.23 | 0.23 |  | 3.8916 | [7 empty] | 0 | 0 | 0 | 0 | 0 | 0
| 0 | A8 to H8 | 1 | 1 | 18.575 | 0.23 |  | 4.2723 | [7 empty] | 0 | 0 | 0 | 0 | 0 | 0
| 0 | B5 to G5 | 1 | 1 | 10.35 | 0.23 |  | 2.3805 | [7 empty] | 0 | 0 | 0 | 0 | 0 | 0
| 0 | B3 to G3 | 1 | 1 | 10.35 | 0.23 |  | 2.3805 | [7 empty] | 0 | 0 | 0 | 0 | 0 | 0
| 0 | B7 to G7 | 1 | 1 | 10.35 | 0.23 |  | 2.3805 | [7 empty] | 0 | 0 | 0 | 0 | 0 | 0
| 0 | B4 to F4 | 1 | 1 | 6.885 | 0.23 |  | 1.5836 | [7 empty] | 0 | 0 | 0 | 0 | 0 | 0
| 0 | OTS Cross Beam | 1 | 1 | 4.23 | 0.23 |  | 0.9729 | [7 empty] | 0 | 0 | 0 | 0 | 0 | 0
| 0 | OTS Cross Beam | 1 | 1 | 3.995 | 0.23 |  | 0.91885 | [7 empty] | 0 | 0 | 0 | 0 | 0 | 0
| 0 | G3 to H3 , G5 to H5 , G6 to H6 & G7 to H7 | 1 | 4 | 3.995 | 0.23 |  | 3.6754 | [7 empty] | 0 | 0 | 0 | 0 | 0 | 0
| 0 | Cross beams | 1 | 1 | 1.735 | 0.23 |  | 0.39905 | [7 empty] | 0 | 0 | 0 | 0 | 0 | 0
| 0 | Cross beams | 1 | 1 | 3.765 | 0.23 |  | 0.86595 | [7 empty] | 0 | 0 | 0 | 0 | 0 | 0
| 0 | Vertical beam | 0 | 0 | 0 | 0 |  | 0 | [7 empty] | 0 | 0 | 0 | 0 | 0 | 0
| 0 | A3 To A5 | 1 | 1 | 5.53 | 0.23 |  | 1.2719 | [7 empty] | 0 | 0 | 0 | 0 | 0 | 0
| 0 | A5 To A8 | 1 | 1 | 10.12 | 0.23 |  | 2.3276 | [7 empty] | 0 | 0 | 0 | 0 | 0 | 0
| 0 | B3 To B8 | 1 | 1 | 15.65 | 0.23 |  | 3.5995 | [7 empty] | 0 | 0 | 0 | 0 | 0 | 0
| 0 | Cross beams | 1 | 1 | 4.13 | 0.23 |  | 0.9499 | [7 empty] | 0 | 0 | 0 | 0 | 0 | 0
| 0 | Cross beams | 1 | 1 | 4.13 | 0.23 |  | 0.9499 | [7 empty] | 0 | 0 | 0 | 0 | 0 | 0
| 0 | C4 to C5 | 1 | 1 | 2.53 | 0.23 |  | 0.5819 | [7 empty] | 0 | 0 | 0 | 0 | 0 | 0
| 0 | C5 to C7 & F5 to F7 | 1 | 2 | 5.99 | 0.23 |  | 2.7554 | [7 empty] | 0 | 0 | 0 | 0 | 0 | 0
| 0 | F3 to F5 | 1 | 1 | 5.53 | 0.23 |  | 1.2719 | [7 empty] | 0 | 0 | 0 | 0 | 0 | 0
| 0 | E7 to E8 | 1 | 1 | 4.13 | 0.23 |  | 0.9499 | [7 empty] | 0 | 0 | 0 | 0 | 0 | 0
| 0 | G3 to G7 | 1 | 1 | 11.52 | 0.23 |  | 2.6496 | [7 empty] | 0 | 0 | 0 | 0 | 0 | 0
| 0 | G7 to G8 | 1 | 1 | 4.13 | 0.23 |  | 0.9499 | [7 empty] | 0 | 0 | 0 | 0 | 0 | 0
| 0 | H3 To H8 | 1 | 1 | 15.65 | 0.23 |  | 3.5995 | [7 empty] | 0 | 0 | 0 | 0 | 0 | 0
| 0 | Cross beams | 1 | 1 | 2.77 | 0.23 |  | 0.6371 | [7 empty] | 0 | 0 | 0 | 0 | 0 | 0
[16 empty] | 0 | 0 | 0 | 0 | 0 | 0
| 0 | Roof Slab | 0 | 0 | 0 | 0 | 0 | 0 | [7 empty] | 0 | 0 | 0 | 0 | 0 | 0
| 0 | Men Rest Room | 1 | 1 | 4 | 5.1 |  | 20.4 | [7 empty] | 0 | 0 | 0 | 0 | 0 | 0
| 0 | Men Rest Room Toilet | 1 | 1 | 4 | 1.5 |  | 6 | [7 empty] | 0 | 0 | 0 | 0 | 0 | 0
| 0 | Store | 1 | 1 | 4 | 2.5 |  | 10 | [7 empty] | 0 | 0 | 0 | 0 | 0 | 0
| 0 | Meeting Hall | 1 | 1 | 4 | 3.9 |  | 15.6 | [7 empty] | 0 | 0 | 0 | 0 | 0 | 0
| 0 | Meeting Hall | 1 | 1 | 1.5 | 3.9 |  | 5.85 | [7 empty] | 0 | 0 | 0 | 0 | 0 | 0
| 0 | Meeting Hall | 1 | 1 | 3.695 | 3.9 |  | 14.4105 | [7 empty] | 0 | 0 | 0 | 0 | 0 | 0
| 0 | Men Rest Room | 1 | 1 | 2.5 | 3.9 |  | 9.75 | [7 empty] | 0 | 0 | 0 | 0 | 0 | 0
| 0 | Men Rest Room | 1 | 1 | 1.735 | 2.32 |  | 4.0252 | [7 empty] | 0 | 0 | 0 | 0 | 0 | 0
| 0 | Men Rest Room Toilet | 1 | 1 | 1.735 | 1.35 |  | 2.3423 | [7 empty] | 0 | 0 | 0 | 0 | 0 | 0
| 0 | Men Rest Room Toilet | 1 | 1 | 3.765 | 2.435 |  | 9.1678 | [7 empty] | 0 | 0 | 0 | 0 | 0 | 0
| 0 | Hall | 1 | 1 | 1.13 | 2.5 |  | 2.825 | [7 empty] | 0 | 0 | 0 | 0 | 0 | 0
| 0 | INS Room | 1 | 1 | 4 | 5.1 |  | 20.4 | [7 empty] | 0 | 0 | 0 | 0 | 0 | 0
| 0 | INS Room Toilet | 1 | 1 | 4 | 1.5 |  | 6 | [7 empty] | 0 | 0 | 0 | 0 | 0 | 0
| 0 | Writer | 1 | 1 | 3 | 5.3 |  | 15.9 | [7 empty] | 0 | 0 | 0 | 0 | 0 | 0
| 0 | Stair Case Lobby-1 | 1 | 1 | 2.525 | 2.77 |  | 6.9943 | [7 empty] | 0 | 0 | 0 | 0 | 0 | 0
| 0 | Stair Case Lobby-1 | 1 | 1 | 4.325 | 2.3 |  | 9.9475 | [7 empty] | 0 | 0 | 0 | 0 | 0 | 0
| 0 | Hall | 1 | 1 | 2.1 | 5.76 |  | 12.096 | [7 empty] | 0 | 0 | 0 | 0 | 0 | 0
| 0 | Hall | 1 | 1 | 4.325 | 5.76 |  | 24.912 | [7 empty] | 0 | 0 | 0 | 0 | 0 | 0
| 0 | Hall | 1 | 1 | 3 | 5.76 |  | 17.28 | [7 empty] | 0 | 0 | 0 | 0 | 0 | 0
| 0 | #REF! | [13 empty] | 0 | 0 | 0 | 0 | 0 | 0
| 0 | Roof beam Two Side Plastering | 0 | 0 | 0 | 0 | 0 | 0 | [7 empty] | 0 | 0 | 0 | 0 | 0 | 0
| 0 | Horizontal beam | 0 | 0 | 0 | 0 | 0 | 0 | [7 empty] | 0 | 0 | 0 | 0 | 0 | 0
| 0 | B3 to F3 | 2 | 1 | 6.885 |  | 0.325 | 4.4752 | [7 empty] | 0 | 0 | 0 | 0 | 0 | 0
| 0 | B4 to F4 | 2 | 1 | 6.885 |  | 0.255 | 3.5113 | [7 empty] | 0 | 0 | 0 | 0 | 0 | 0
| 0 | B5 to F5 | 2 | 1 | 6.885 |  | 0.255 | 3.5113 | [7 empty] | 0 | 0 | 0 | 0 | 0 | 0
| 0 | 0 | 0 | 0 | 0 | [10 empty] | 0 | 0 | 0 | 0 | 0 | 0
| 0 | Vertical beam | 0 | 0 | 0 |  |  | 0 | [7 empty] | 0 | 0 | 0 | 0 | 0 | 0
| 0 | B3 to B5 | 2 | 1 | 5.53 |  | 0.255 | 2.8203 | [7 empty] | 0 | 0 | 0 | 0 | 0 | 0
| 0 | C4 to C5 | 2 | 1 | 2.53 |  | 0.325 | 1.6445 | [7 empty] | 0 | 0 | 0 | 0 | 0 | 0
| 0 | Cross Beam | 2 | 1 | 3 |  | 0.255 | 1.53 | [7 empty] | 0 | 0 | 0 | 0 | 0 | 0
| 0 | F3 to F5 | 2 | 1 | 5.53 |  | 0.325 | 3.5945 | [7 empty] | 0 | 0 | 0 | 0 | 0 | 0
| 0 | 0 | 0 | 0 | 0 | 0 | 0 | [8 empty] | 0 | 0 | 0 | 0 | 0 | 0
| 0 | Roof beam Bottom Plastering | 0 | 0 | 0 | 0 | 0 | 0 | [7 empty] | 0 | 0 | 0 | 0 | 0 | 0
| 0 | Horizontal beam | 0 | 0 | 0 | 0 | 0 | 0 | [7 empty] | 0 | 0 | 0 | 0 | 0 | 0
| 0 | B3 to F3 | 1 | 1 | 6.885 | 0.23 |  | 1.5836 | [7 empty] | 0 | 0 | 0 | 0 | 0 | 0
| 0 | B4 to F4 | 1 | 1 | 6.885 | 0.23 |  | 1.5836 | [7 empty] | 0 | 0 | 0 | 0 | 0 | 0
| 0 | B5 to F5 | 1 | 1 | 6.885 | 0.23 |  | 1.5836 | [7 empty] | 0 | 0 | 0 | 0 | 0 | 0
| 0 | 0 | 0 | 0 | 0 | 0 | 0 | [8 empty] | 0 | 0 | 0 | 0 | 0 | 0
| 0 | Vertical beam | 0 | 0 | 0 | 0 | 0 | 0 | [7 empty] | 0 | 0 | 0 | 0 | 0 | 0
| 0 | B3 to B5 | 1 | 1 | 5.53 | 0.23 |  | 1.2719 | [7 empty] | 0 | 0 | 0 | 0 | 0 | 0
| 0 | C4 to C5 | 1 | 1 | 2.53 | 0.23 |  | 0.5819 | [7 empty] | 0 | 0 | 0 | 0 | 0 | 0
| 0 | Cross Beam | 1 | 1 | 3 | 0.23 |  | 0.69 | [7 empty] | 0 | 0 | 0 | 0 | 0 | 0
| 0 | F3 to F5 | 1 | 1 | 5.53 | 0.23 |  | 1.2719 | [7 empty] | 0 | 0 | 0 | 0 | 0 | 0
|  | 0 | 0 | 0 | 0 | 0 | 0 | [8 empty] | 0 | 0 | 0 | 0 | 0 | 0
[16 empty] | 0 | 0 | 0 | 0 | 0 | 0
| 0 | Roof slab | 0 | 0 | 0 | 0 | 0 | 0 | [7 empty] | 0 | 0 | 0 | 0 | 0 | 0
| 0 | Head Room | 1 | 1 | 3.9 | 2.77 |  | 10.803 | [7 empty] | 0 | 0 | 0 | 0 | 0 | 0
| 0 | Lobby | 1 | 1 | 2.525 | 2.77 |  | 6.9943 | [7 empty] | 0 | 0 | 0 | 0 | 0 | 0
| 0 | Lift Room | 1 | 1 | 2.1 | 2.3 |  | 4.83 | [7 empty] | 0 | 0 | 0 | 0 | 0 | 0
| 0 | Lift Machine Room | 1 | 1 | 4.325 | 2.3 |  | 9.9475 | [7 empty] | 0 | 0 | 0 | 0 | 0 | 0
| 0 | 0 | 0 | 0 | 0 | 0 | 0 | [8 empty] | 0 | 0 | 0 | 0 | 0 | 0
| 0 | Water Tank | 0 | 0 | 0 | 0 | 0 | [8 empty] | 0 | 0 | 0 | 0 | 0 | 0
| 0 | water tank alround | 1 | 1 | 15.84 |  | 1 | 15.84 | [7 empty] | 0 | 0 | 0 | 0 | 0 | 0
| 0 | water tank base | 1 | 1 | 4.46 | 3.45 |  | 15.387 | [7 empty] | 0 | 0 | 0 | 0 | 0 | 0
| 0 | water tank ceiling | 1 | 1 | 4.46 | 3.45 |  | 15.387 | [7 empty] | 0 | 0 | 0 | 0 | 0 | 0
[16 empty] | 0 | 0 | 0 | 0 | 0 | 0
[16 empty] | 0 | 0 | 0 | 0 | 0 | 0
|  | sunshade for Window Bottom Plastering | [13 empty] | 0 | 0 | 0 | 0 | 0 | 0
[16 empty] | 0 | 0 | 0 | 0 | 0 | 0
|  | SFW | -1 | 1 | 2.26 | 0.6 |  | -1.356 | [7 empty] | 0 | 0 | 0 | 0 | 0 | 0
|  | FW | -1 | 6 | 1.273 | 0.6 |  | -4.5828 | [7 empty] | 0 | 0 | 0 | 0 | 0 | 0
|  | FW-1 | -1 | 2 | 2.26 | 0.6 |  | -2.712 | [7 empty] | 0 | 0 | 0 | 0 | 0 | 0
|  | FW-2 | -1 | 1 | 1.96 | 0.6 |  | -1.176 | [7 empty] | 0 | 0 | 0 | 0 | 0 | 0
|  | FW-3 | -1 | 3 | 2.46 | 0.6 |  | -4.428 | [7 empty] | 0 | 0 | 0 | 0 | 0 | 0
|  | FW-4 | -1 | 6 | 1.66 | 0.6 |  | -5.976 | [7 empty] | 0 | 0 | 0 | 0 | 0 | 0
|  | W1A | -1 | 1 | 1.96 | 0.6 |  | -1.176 | [7 empty] | 0 | 0 | 0 | 0 | 0 | 0
|  | SW | -1 | 4 | 2.26 | 0.6 |  | -5.424 | [7 empty] | 0 | 0 | 0 | 0 | 0 | 0
|  | W | -1 | 3 | 2.26 | 0.6 |  | -4.068 | [7 empty] | 0 | 0 | 0 | 0 | 0 | 0
|  | W1 | -1 | 2 | 1.96 | 0.6 |  | -2.352 | [7 empty] | 0 | 0 | 0 | 0 | 0 | 0
|  | W2 | -1 | 37 | 1.66 | 0.6 |  | -36.852 | [7 empty] | 0 | 0 | 0 | 0 | 0 | 0
|  | W3 | -1 | 15 | 1.46 | 0.6 |  | -13.14 | [7 empty] | 0 | 0 | 0 | 0 | 0 | 0
|  | SLW | -1 | 4 | 2.56 | 0.6 |  | -6.144 | [7 empty] | 0 | 0 | 0 | 0 | 0 | 0
|  | RV | -1 | 5 | 1.81 | 0.6 |  | -5.43 | [7 empty] | 0 | 0 | 0 | 0 | 0 | 0
|  | RV1 | -1 | 1 | 1.36 | 0.6 |  | -0.816 | [7 empty] | 0 | 0 | 0 | 0 | 0 | 0
|  | V | -1 | 4 | 1.46 | 0.6 |  | -3.504 | [7 empty] | 0 | 0 | 0 | 0 | 0 | 0
|  | V1 | -1 | 4 | 1.06 | 0.6 |  | -2.544 | [7 empty] | 0 | 0 | 0 | 0 | 0 | 0
|  | V3 | -1 | 16 | 1.36 | 0.6 |  | -13.056 | [7 empty] | 0 | 0 | 0 | 0 | 0 | 0
|  | RVT | -1 | 2 | 1.36 | 0.6 |  | -1.632 | [7 empty] | 0 | 0 | 0 | 0 | 0 | 0
[16 empty] | 0 | 0 | 0 | 0 | 0 | 0
[16 empty] | 0 | 0 | 0 | 0 | 0 | 0
|  | Add sundries | [5 empty] | 0.73906 | 1618.2609 | [6 empty] | 0 | 0 | 0 | 0 | 0 | 0
[8 empty] | 1619 | 1619 | [6 empty] | 0 | 0 | 0 | 0 | 0 | 0
[6 empty] | Say | 1619 | Sqm |  |  |  | Spl. Ceiling plastering in C.M. 1:3, 10 mm tk. | 35 | 1619 | Sqm | 0 | 0 | 0 | 0 | 0 | 1619
[16 empty] | 0 | 0 | 0 | 0 | 0 | 0
Cement mortar Border in C.M. 1:5, 12 mm tk. | 36 | #REF! | [13 empty] | 0 | 0 | 0 | 0 | 0 | 0
a. 150 mm wide |  | #REF! | [13 empty] | 0 | 0 | 0 | 0 | 0 | 0
|  | Parapet Top building alround in GF,FF, SF,TF | 1 | 4 | 86.29 |  |  | 345.16 | [7 empty] | 0 | 0 | 0 | 0 | 0 | 0
|  | Add sundries | [5 empty] | 0.04 | 345.16 | [6 empty] | 0 | 0 | 0 | 0 | 0 | 0
[8 empty] | 345.2 | 345.2 | [6 empty] | 0 | 0 | 0 | 0 | 0 | 0
[6 empty] | Say | 345.2 | Rmt |  |  |  | a. 150 mm wide | 0 | 345.2 | Rmt | 0 | 0 | 0 | 0 | 0 | 345.2
b. 75 mm wide |  | #REF! | [13 empty] | 0 | 0 | 0 | 0 | 0 | 0
|  | Parapet Top building alround in GF,FF, SF,TF | 1 | 4 | 86.29 |  |  | 345.16 | [7 empty] | 0 | 0 | 0 | 0 | 0 | 0
|  | Add sundries | [5 empty] | 0.04 | 345.16 | [6 empty] | 0 | 0 | 0 | 0 | 0 | 0
[8 empty] | 345.2 | 345.2 | [6 empty] | 0 | 0 | 0 | 0 | 0 | 0
[6 empty] | Say | 345.2 | Rmt |  |  |  | b. 75 mm wide | 0 | 345.2 | Rmt | 0 | 0 | 0 | 0 | 0 | 345.2
c. 50 mm wide |  | #REF! | [13 empty] | 0 | 0 | 0 | 0 | 0 | 0
|  | Parapet Top building alround in GF,FF, SF,TF | 1 | 4 | 86.29 |  |  | 345.16 | [7 empty] | 0 | 0 | 0 | 0 | 0 | 0
|  | Add sundries | [5 empty] | 0.04 | 345.16 | [6 empty] | 0 | 0 | 0 | 0 | 0 | 0
[8 empty] | 345.2 | 345.2 | [6 empty] | 0 | 0 | 0 | 0 | 0 | 0
[6 empty] | Say | 345.2 | Rmt |  |  |  | c. 50 mm wide | 0 | 345.2 | Rmt | 0 | 0 | 0 | 0 | 0 | 345.2
Wallputty ( one coat) |  | #REF! | [13 empty] | 0 | 0 | 0 | 0 | 0 | 0
[16 empty] | 0 | 0 | 0 | 0 | 0 | 0
[16 empty] | 0 | 0 | 0 | 0 | 0 | 0
|  | Add sundries | [5 empty] | 0 | 0 | [6 empty] | 0 | 0 | 0 | 0 | 0 | 0
[8 empty] | 0 | 0 | [6 empty] | 0 | 0 | 0 | 0 | 0 | 0
[6 empty] | Say | 0 | Sqm |  |  |  | Wallputty ( one coat) | 0 | 0 | Sqm | 0 | 0 | 0 | 0 | 0 | 0
One coat white cement for new walls and other similar works. | 38.6 | #REF! | [13 empty] | 0 | 0 | 0 | 0 | 0 | 0
|  | As per Iitem No:34 Qty | [5 empty] | 11 | [7 empty] | 0 | 0 | 0 | 0 | 0 | 0
|  | As per Inner Plastering Qty | [5 empty] | 2884 | [7 empty] | 0 | 0 | 0 | 0 | 0 | 0
[8 empty] | 2895 | [7 empty] | 0 | 0 | 0 | 0 | 0 | 0
[6 empty] | Say | 2895 | Sqm |  |  |  | One coat white cement for new walls and other similar works. | 38.6 | 2895 | Sqm | 0 | 0 | 0 | 0 | 0 | 2895
Two coat of OBD over Two coat white cement for inner walls | 38.4.1 | #REF! | [13 empty] | 0 | 0 | 0 | 0 | 0 | 0
|  | As Per Primer Qty | [5 empty] | 2895 | [7 empty] | 0 | 0 | 0 | 0 | 0 | 0
[16 empty] | 0 | 0 | 0 | 0 | 0 | 0
[8 empty] | 2895 | [7 empty] | 0 | 0 | 0 | 0 | 0 | 0
[6 empty] | Say | 2895 | Sqm |  |  |  | Two coat of OBD over Two coat white cement for inner walls | 38.4.1 | 2895 | Sqm | 0 | 0 | 0 | 0 | 0 | 2895
Painting the new walls with two coats of approved best ready mixed plastic emulsion paint | 38.2 | #REF! | [13 empty] | 0 | 0 | 0 | 0 | 0 | 0
|  | As per Outer plastering qty | [5 empty] | 1044 | [7 empty] | 0 | 0 | 0 | 0 | 0 | 0
[8 empty] | 1044 | [7 empty] | 0 | 0 | 0 | 0 | 0 | 0
[6 empty] | Say | 1044 | Sqm |  |  |  | Painting the new walls with two coats of approved best ready mixed plastic emulsion paint | 38.2 | 1044 | Sqm | 0 | 0 | 0 | 0 | 0 | 1044
White washing 3 coats (slaked) | 38.2 | #REF! | [13 empty] | 0 | 0 | 0 | 0 | 0 | 0
|  | As per Ceiling Qty | [5 empty] | 1619 | [7 empty] | 0 | 0 | 0 | 0 | 0 | 0
[16 empty] | 0 | 0 | 0 | 0 | 0 | 0
[8 empty] | 1619 | [7 empty] | 0 | 0 | 0 | 0 | 0 | 0
[6 empty] | Say | 1619 | Sqm |  |  |  | White washing 3 coats (slaked) | 38.2 | 1619 | Sqm | 0 | 0 | 0 | 0 | 0 | 1619
Providing wooden Melamine polish for new wood work | 100.1 | #REF! | [8 empty] | 0 | 0 | 0 | 0 | 0 | 0 | 0 | 0 | 0 | 0 | 0
|  | MD | 1 | 1 | 1.8 | 2.25 | 2.4 | 9.72 |  |  | 0 | 0 | 0 | 0 | 0 | 0 | 0 | 0 | 0 | 0 | 0
|  | MD-1 | 1 | 4 | 1.8 | 2.25 | 2.1 | 34.02 | [7 empty] | 0 | 0 | 0 | 0 | 0 | 0
[8 empty] | 0.08 | [7 empty] | 0 | 0 | 0 | 0 | 0 | 0
[8 empty] | 43.82 | [7 empty] | 0 | 0 | 0 | 0 | 0 | 0
[6 empty] | Say | 43.82 | Sqm |  |  |  | Providing wooden Melamine polish for new wood work | 100.1 | 43.82 | Sqm | 0 | 0 | 0 | 0 | 0 | 43.82
Painting - New "wood work" | 40 | #REF! | [13 empty] | 0 | 0 | 0 | 0 | 0 | 0
|  | OD | 1 | 1 | 1 | 2.2 | 2.1 | 4.62 | [7 empty] | 0 | 0 | 0 | 0 | 0 | 0
|  | OD-1 | 1 | 4 | 0.75 | 2.2 | 2.1 | 13.86 | [7 empty] | 0 | 0 | 0 | 0 | 0 | 0
|  | D | 1 | 16 | 1 | 2.2 | 2.1 | 73.92 | [7 empty] | 0 | 0 | 0 | 0 | 0 | 0
|  | D0 | 1 | 1 | 1 | 2.2 | 2.1 | 4.62 | [7 empty] | 0 | 0 | 0 | 0 | 0 | 0
|  | D3 | 1 | 4 | 0.75 | 2.2 | 1.35 | 8.91 | [7 empty] | 0 | 0 | 0 | 0 | 0 | 0
|  | DT | 1 | 1 | 1 | 2.2 | 2.1 | 4.62 | [7 empty] | 0 | 0 | 0 | 0 | 0 | 0
[8 empty] | 0 | [7 empty] | 0 | 0 | 0 | 0 | 0 | 0
|  | Add sundries | [5 empty] | 0.45 | 110.55 | [6 empty] | 0 | 0 | 0 | 0 | 0 | 0
[8 empty] | 111 | 111 | [6 empty] | 0 | 0 | 0 | 0 | 0 | 0
[6 empty] | Say | 111 | Sqm |  |  |  | Painting - New "wood work" | 40 | 111 | Sqm | 0 | 0 | 0 | 0 | 0 | 111
Painting - New "iron work" | 41 | #REF! | [13 empty] | 0 | 0 | 0 | 0 | 0 | 0
|  | SFW | 1 | 1 | 1.8 | 1 | 1.8 | 3.24 | [7 empty] | 0 | 0 | 0 | 0 | 0 | 0
|  | FW | 1 | 6 | 0.813 | 1 | 1.8 | 8.7804 |  |  | 6 |  |  |  |  | 0 | 0 | 0 | 0 | 0 | 0
|  | FW-1 | 1 | 2 | 1.8 | 1 | 1.8 | 6.48 | [7 empty] | 0 | 0 | 0 | 0 | 0 | 0
|  | FW-2 | 1 | 1 | 1.5 | 1 | 1.8 | 2.7 |  |  | 1 |  |  |  |  | 0 | 0 | 0 | 0 | 0 | 0
|  | FW-3 | 1 | 3 | 2 | 1 | 1.8 | 10.8 |  |  | 3 |  |  |  |  | 0 | 0 | 0 | 0 | 0 | 0
|  | FW-4 | 1 | 6 | 1.2 | 1 | 1.8 | 12.96 |  |  | 6 |  |  |  |  | 0 | 0 | 0 | 0 | 0 | 0
|  | W1A | 1 | 1 | 1.5 | 1 | 1.35 | 2.025 |  |  | 1 |  |  |  |  | 0 | 0 | 0 | 0 | 0 | 0
|  | SW | 1 | 4 | 1.8 | 1 | 1.35 | 9.72 |  |  | 4 |  |  |  |  | 0 | 0 | 0 | 0 | 0 | 0
|  | W | 1 | 3 | 1.8 | 1 | 1.35 | 7.29 |  |  | 3 |  |  |  |  | 0 | 0 | 0 | 0 | 0 | 0
|  | W1 | 1 | 2 | 1.5 | 1 | 1.35 | 4.05 |  |  | 2 |  |  |  |  | 0 | 0 | 0 | 0 | 0 | 0
|  | W2 | 1 | 37 | 1.2 | 1 | 1.35 | 59.94 |  |  | 37 |  |  |  |  | 0 | 0 | 0 | 0 | 0 | 0
|  | W3 | 1 | 15 | 1 | 1 | 1.35 | 20.25 |  |  | 15 |  |  |  |  | 0 | 0 | 0 | 0 | 0 | 0
|  | SLW | 1 | 4 | 2.1 | 1 | 1.35 | 11.34 |  |  | 4 |  |  |  |  | 0 | 0 | 0 | 0 | 0 | 0
|  | RV | 1 | 5 | 1.35 | 1 | 0.6 | 4.05 |  |  | 5 |  |  |  |  | 0 | 0 | 0 | 0 | 0 | 0
|  | RV1 | 1 | 1 | 0.9 | 1 | 0.6 | 0.54 |  |  | 1 |  |  |  |  | 0 | 0 | 0 | 0 | 0 | 0
|  | V | 1 | 4 | 1 | 1 | 0.6 | 2.4 |  |  | 4 |  |  |  |  | 0 | 0 | 0 | 0 | 0 | 0
|  | V1 | 1 | 4 | 0.6 | 1 | 0.6 | 1.44 |  |  | 4 |  |  |  |  | 0 | 0 | 0 | 0 | 0 | 0
|  | V3 | 1 | 16 | 0.9 | 1 | 0.75 | 10.8 |  |  | 16 |  |  |  |  | 0 | 0 | 0 | 0 | 0 | 0
|  | RVT | 1 | 2 | 0.9 | 1 | 0.75 | 1.35 |  |  | 2 |  |  |  |  | 0 | 0 | 0 | 0 | 0 | 0
|  | D1 | 1 | 4 | 0.9 | 1 | 2.1 | 7.56 | [7 empty] | 0 | 0 | 0 | 0 | 0 | 0
|  | GD | 1 | 4 | 1 | 1 | 2.1 | 8.4 | [7 empty] | 0 | 0 | 0 | 0 | 0 | 0
[8 empty] | 0 |  |  | 0 |  |  |  |  | 0 | 0 | 0 | 0 | 0 | 0
|  | For pipe 32mm dia | 1 | 3.14 | 231 | 1 | 0.032 | 23.2109 |  |  | 114 |  |  |  |  | 0 | 0 | 0 | 0 | 0 | 0
|  | 25mm dia | 1 | 3.14 | 84 | 1 | 0.025 | 6.594 | [7 empty] | 0 | 0 | 0 | 0 | 0 | 0
|  | 75mm dia | 1 | 3.14 | 130 | 1 | 0.075 | 30.615 | [7 empty] | 0 | 0 | 0 | 0 | 0 | 0
|  | 110 mm dia | 1 | 3.14 | 130 | 1 | 0.11 | 44.902 | [7 empty] | 0 | 0 | 0 | 0 | 0 | 0
|  | Add sundries | [5 empty] | 0.06272 | 301.4373 | [6 empty] | 0 | 0 | 0 | 0 | 0 | 0
[8 empty] | 301.5 | 301.5 | [6 empty] | 0 | 0 | 0 | 0 | 0 | 0
[6 empty] | Say | 301.5 | Sqm |  |  |  | Painting - New "iron work" | 41 | 301.5 | Sqm | 0 | 0 | 0 | 0 | 0 | 301.5
Fabrication of Mild steel / RTS grills (without cement slurry) for all sizes of rods. | 43 | #REF! | [13 empty] | 0 | 0 | 0 | 0 | 0 | 0
|  | F&B |  |  | 28.7 | [10 empty] | 0 | 0 | 0 | 0 | 0 | 0
|  | F&B |  |  | 65.9 | [10 empty] | 0 | 0 | 0
|  | GF |  |  | 65.3 | [10 empty] | 0 | 0 | 0 | 0 | 0 | 0
|  | FF |  |  | 65.9 |  |  |  |  | 384.2 | [5 empty] | 0 | 0 | 0 | 0 | 0 | 0
|  | SF |  |  | 67.8 | [5 empty] | #REF! |  |  |  |  | 0 | 0 | 0 | 0 | 0 | 0
|  | TF |  |  | 64.1 |  |  |  |  | #REF! | #REF! |  |  |  |  | 0 | 0 | 0 | 0 | 0 | 0
|  | 4F |  |  | 26.5 |  |  |  |  | 110 | #REF! |  |  |  |  | 0 | 0 | 0 | 0 | 0 | 0
[16 empty] | 0 | 0 | 0 | 0 | 0 | 0
|  | As per Barbending schedule |  |  |  | Say | #REF! | MT |  | 44183 | 115 | Fabrication of Mild steel / RTS grills (without cement slurry) for all sizes of rods. | 43 | #REF! | MT | 0 | #REF! | 0 | #REF! | 0 | #REF!
[10 empty] | 441.83 | [5 empty] | 0 | 0 | 0 | 0 | 0 | 0
[16 empty] | 0 | 0 | 0 | 0 | 0 | 0
PVC SWR 110 mm dia with ISI mark type- A for Rain water down fall pipe | 44.6 | #REF! | [13 empty] | 0 | 0 | 0 | 0 | 0 | 0
|  | Terrace to Chamber (V) | 1 | 4 | 13.65 |  |  | 54.6 | [7 empty] | 0 | 0 | 0 | 0 | 0 | 0
|  | Head room terrace to Terrace (V) | 1 | 1 | 3.1 |  |  | 3.1 | [7 empty] | 0 | 0 | 0 | 0 | 0 | 0
|  | Lift room terrace to Head room (V) | 1 | 1 | 4.1 |  |  | 4.1 | [7 empty] | 0 | 0 | 0 | 0 | 0 | 0
|  | Chamber to RWH pit | 1 | 4 | 3 |  |  | 12 | [7 empty] | 0 | 0 | 0 | 0 | 0 | 0
|  | Add sundries | [5 empty] | 0.2 | 73.8 | [6 empty] | 0 | 0 | 0 | 0 | 0 | 0
[8 empty] | 74 | 74 | [6 empty] | 0 | 0 | 0 | 0 | 0 | 0
[6 empty] | Say | 74 | Rmt |  |  |  | PVC SWR 110 mm dia with ISI mark type- A for Rain water down fall pipe | 44.6 | 74 | Rmt | 0 | 0 | 0 | 0 | 0 | 74
[16 empty] | 0 | 0 | 0 | 0 | 0 | 0
[16 empty] | 0 | 0 | 0 | 0 | 0 | 0
S & F 20 mm dia Alu. Hanger Rod | 46 | #REF! | [13 empty] | 0 | 0 | 0 | 0 | 0 | 0
|  | FIRST FLOOR | [5 empty] | 0 | [7 empty] | 0 | 0 | 0 | 0 | 0 | 0
|  | SI ROOM | 1 | 1 |  | - | - | 1 | [7 empty] | 0 | 0 | 0 | 0 | 0 | 0
|  | SI TOILET | 1 | 1 |  | - | - | 1 | [7 empty] | 0 | 0 | 0 | 0 | 0 | 0
|  | INS ROOM | 1 | 1 |  | - | - | 1 | [7 empty] | 0 | 0 | 0 | 0 | 0 | 0
|  | INS TOILET | 1 | 1 |  | - | - | 1 | [7 empty] | 0 | 0 | 0 | 0 | 0 | 0
|  | COMMON TOILET PASSAGE | 1 | 1 |  | - | - | 1 | [7 empty] | 0 | 0 | 0 | 0 | 0 | 0
|  | COMMON TOILET PASSAGE | 1 | 1 |  | - | - | 1 | [7 empty] | 0 | 0 | 0 | 0 | 0 | 0
|  | SECOND FLOOR | [5 empty] | 0 | [7 empty] | 0 | 0 | 0 | 0 | 0 | 0
|  | WOMEN REST ROOM | 1 | 1 |  | - | - | 1 | [7 empty] | 0 | 0 | 0 | 0 | 0 | 0
|  | WOMEN REST ROOM TOILET | 1 | 1 |  | - | - | 1 | [7 empty] | 0 | 0 | 0 | 0 | 0 | 0
|  | INS CRIME | 1 | 1 |  | - | - | 1 | [7 empty] | 0 | 0 | 0 | 0 | 0 | 0
|  | INS CRIME TOILET | 1 | 1 |  | - | - | 1 | [7 empty] | 0 | 0 | 0 | 0 | 0 | 0
|  | SI ROOM | 1 | 1 |  | - | - | 1 | [7 empty] | 0 | 0 | 0 | 0 | 0 | 0
|  | COMMON TOILET PASSAGE | 1 | 1 |  | - | - | 1 | [7 empty] | 0 | 0 | 0 | 0 | 0 | 0
|  | COMMON TOILET PASSAGE | 1 | 1 |  | - | - | 1 | [7 empty] | 0 | 0 | 0 | 0 | 0 | 0
|  | THIRD FLOOR | [5 empty] | 0 | [7 empty] | 0 | 0 | 0 | 0 | 0 | 0
|  | MEN REST ROOM | 1 | 1 |  | - | - | 1 | [7 empty] | 0 | 0 | 0 | 0 | 0 | 0
|  | MEN REST ROOM TOILET | 1 | 1 |  | - | - | 1 | [7 empty] | 0 | 0 | 0 | 0 | 0 | 0
|  | MEN REST ROOM | 1 | 1 |  | - | - | 1 | [7 empty] | 0 | 0 | 0 | 0 | 0 | 0
|  | MEN REST ROOM TOILET | 1 | 1 |  | - | - | 1 | [7 empty] | 0 | 0 | 0 | 0 | 0 | 0
|  | INS TRAFIC | 1 | 1 |  | - | - | 1 | [7 empty] | 0 | 0 | 0 | 0 | 0 | 0
|  | INS TRAFIC TOILET | 1 | 1 |  | - | - | 1 | [7 empty] | 0 | 0 | 0 | 0 | 0 | 0
[8 empty] | 19 | [7 empty] | 0 | 0 | 0 | 0 | 0 | 0
[6 empty] | Say | 19 | Nos |  |  |  | S & F 20 mm dia Alu. Hanger Rod | 46 | 19 | Nos | 0 | 0 | 0 | 0 | 0 | 19
S & F Alu Towel rail 75 cm long | 47 | #REF! | [13 empty] | 0 | 0 | 0 | 0 | 0 | 0
|  | FIRST FLOOR | 0 | 0 | 0 | 0 | 0 | 0 | [7 empty] | 0 | 0 | 0 | 0 | 0 | 0
|  | SI ROOM | 1 | 1 | 0 | - | - | 1 | [7 empty] | 0 | 0 | 0 | 0 | 0 | 0
|  | SI TOILET | 1 | 1 | 0 | - | - | 1 | [7 empty] | 0 | 0 | 0 | 0 | 0 | 0
|  | INS ROOM | 1 | 1 | 0 | - | - | 1 | [7 empty] | 0 | 0 | 0 | 0 | 0 | 0
|  | INS TOILET | 1 | 1 | 0 | - | - | 1 | [7 empty] | 0 | 0 | 0 | 0 | 0 | 0
|  | COMMON TOILET PASSAGE | 1 | 1 | 0 | - | - | 1 | [7 empty] | 0 | 0 | 0 | 0 | 0 | 0
|  | COMMON TOILET PASSAGE | 1 | 1 | 0 | - | - | 1 | [7 empty] | 0 | 0 | 0 | 0 | 0 | 0
|  | SECOND FLOOR | 0 | 0 | 0 | 0 | 0 | 0 | [7 empty] | 0 | 0 | 0 | 0 | 0 | 0
|  | WOMEN REST ROOM | 1 | 1 | 0 | - | - | 1 | [7 empty] | 0 | 0 | 0 | 0 | 0 | 0
|  | WOMEN REST ROOM TOILET | 1 | 1 | 0 | - | - | 1 | [7 empty] | 0 | 0 | 0 | 0 | 0 | 0
|  | INS CRIME | 1 | 1 | 0 | - | - | 1 | [7 empty] | 0 | 0 | 0 | 0 | 0 | 0
|  | INS CRIME TOILET | 1 | 1 | 0 | - | - | 1 | [7 empty] | 0 | 0 | 0 | 0 | 0 | 0
|  | SI ROOM | 1 | 1 | 0 | - | - | 1 | [7 empty] | 0 | 0 | 0 | 0 | 0 | 0
|  | COMMON TOILET PASSAGE | 1 | 1 | 0 | - | - | 1 | [7 empty] | 0 | 0 | 0 | 0 | 0 | 0
|  | COMMON TOILET PASSAGE | 1 | 1 | 0 | - | - | 1 | [7 empty] | 0 | 0 | 0 | 0 | 0 | 0
|  | THIRD FLOOR | 0 | 0 | 0 | 0 | 0 | 0 | [7 empty] | 0 | 0 | 0 | 0 | 0 | 0
|  | MEN REST ROOM | 1 | 1 | 0 | - | - | 1 | [7 empty] | 0 | 0 | 0 | 0 | 0 | 0
|  | MEN REST ROOM TOILET | 1 | 1 | 0 | - | - | 1 | [7 empty] | 0 | 0 | 0 | 0 | 0 | 0
|  | MEN REST ROOM | 1 | 1 | 0 | - | - | 1 | [7 empty] | 0 | 0 | 0 | 0 | 0 | 0
|  | MEN REST ROOM TOILET | 1 | 1 | 0 | - | - | 1 | [7 empty] | 0 | 0 | 0 | 0 | 0 | 0
|  | INS TRAFIC | 1 | 1 | 0 | - | - | 1 | [7 empty] | 0 | 0 | 0 | 0 | 0 | 0
|  | INS TRAFIC TOILET | 1 | 1 | 0 | - | - | 1 | [7 empty] | 0 | 0 | 0 | 0 | 0 | 0
[16 empty] | 0 | 0 | 0 | 0 | 0 | 0
[8 empty] | 19 | [7 empty] | 0 | 0 | 0 | 0 | 0 | 0
[6 empty] | Say | 19 | Nos |  |  |  | S & F Alu Towel rail 75 cm long | 47 | 19 | Nos | 0 | 0 | 0 | 0 | 0 | 19
S & F 5 pin Coat stand | 48 | #REF! | [13 empty] | 0 | 0 | 0 | 0 | 0 | 0
|  | FIRST FLOOR | 0 | 0 | 0 | 0 | 0 | 0 | [7 empty] | 0 | 0 | 0 | 0 | 0 | 0
|  | SI ROOM | 1 | 1 | 0 | - | - | 1 | [7 empty] | 0 | 0 | 0 | 0 | 0 | 0
|  | SI TOILET | 1 | 1 | 0 | - | - | 1 | [7 empty] | 0 | 0 | 0 | 0 | 0 | 0
|  | INS ROOM | 1 | 1 | 0 | - | - | 1 | [7 empty] | 0 | 0 | 0 | 0 | 0 | 0
|  | INS TOILET | 1 | 1 | 0 | - | - | 1 | [7 empty] | 0 | 0 | 0 | 0 | 0 | 0
|  | COMMON TOILET PASSAGE | 1 | 1 | 0 | - | - | 1 | [7 empty] | 0 | 0 | 0 | 0 | 0 | 0
|  | COMMON TOILET PASSAGE | 1 | 1 | 0 | - | - | 1 | [7 empty] | 0 | 0 | 0 | 0 | 0 | 0
|  | SECOND FLOOR | 0 | 0 | 0 | 0 | 0 | 0 | [7 empty] | 0 | 0 | 0 | 0 | 0 | 0
|  | WOMEN REST ROOM | 1 | 1 | 0 | - | - | 1 | [7 empty] | 0 | 0 | 0 | 0 | 0 | 0
|  | WOMEN REST ROOM TOILET | 1 | 1 | 0 | - | - | 1 | [7 empty] | 0 | 0 | 0 | 0 | 0 | 0
|  | INS CRIME | 1 | 1 | 0 | - | - | 1 | [7 empty] | 0 | 0 | 0 | 0 | 0 | 0
|  | INS CRIME TOILET | 1 | 1 | 0 | - | - | 1 | [7 empty] | 0 | 0 | 0 | 0 | 0 | 0
|  | SI ROOM | 1 | 1 | 0 | - | - | 1 | [7 empty] | 0 | 0 | 0 | 0 | 0 | 0
|  | COMMON TOILET PASSAGE | 1 | 1 | 0 | - | - | 1 | [7 empty] | 0 | 0 | 0 | 0 | 0 | 0
|  | COMMON TOILET PASSAGE | 1 | 1 | 0 | - | - | 1 | [7 empty] | 0 | 0 | 0 | 0 | 0 | 0
|  | THIRD FLOOR | 0 | 0 | 0 | 0 | 0 | 0 | [7 empty] | 0 | 0 | 0 | 0 | 0 | 0
|  | MEN REST ROOM | 1 | 1 | 0 | - | - | 1 | [7 empty] | 0 | 0 | 0 | 0 | 0 | 0
|  | MEN REST ROOM TOILET | 1 | 1 | 0 | - | - | 1 | [7 empty] | 0 | 0 | 0 | 0 | 0 | 0
|  | MEN REST ROOM | 1 | 1 | 0 | - | - | 1 | [7 empty] | 0 | 0 | 0 | 0 | 0 | 0
|  | MEN REST ROOM TOILET | 1 | 1 | 0 | - | - | 1 | [7 empty] | 0 | 0 | 0 | 0 | 0 | 0
|  | INS TRAFIC | 1 | 1 | 0 | - | - | 1 | [7 empty] | 0 | 0 | 0 | 0 | 0 | 0
|  | INS TRAFIC TOILET | 1 | 1 | 0 | - | - | 1 | [7 empty] | 0 | 0 | 0 | 0 | 0 | 0
[16 empty] | 0 | 0 | 0 | 0 | 0 | 0
[8 empty] | 19 | [7 empty] | 0 | 0 | 0 | 0 | 0 | 0
[6 empty] | Say | 19 | Nos |  |  |  | S & F 5 pin Coat stand | 48 | 19 | Nos | 0 | 0 | 0 | 0 | 0 | 19
S & F chromium plated 8 guage Picture Hook | 49 | #REF! | [13 empty] | 0 | 0 | 0 | 0 | 0 | 0
|  | Ground floor or Stilt floor | [13 empty] | 0 | 0 | 0 | 0 | 0 | 0
|  | FW | 6 | 2 |  |  |  | 12 | [7 empty] | 0 | 0 | 0 | 0 | 0 | 0
|  | FW-1 | 2 | 2 |  |  |  | 4 | [7 empty] | 0 | 0 | 0 | 0 | 0 | 0
|  | FW-2 | 1 | 2 |  |  |  | 2 | [7 empty] | 0 | 0 | 0 | 0 | 0 | 0
|  | FW-3 | 3 | 2 |  |  |  | 6 | [7 empty] | 0 | 0 | 0 | 0 | 0 | 0
|  | FW-4 | 6 | 2 |  |  |  | 12 | [7 empty] | 0 | 0 | 0 | 0 | 0 | 0
|  | W1A | 1 | 2 |  |  |  | 2 | [7 empty] | 0 | 0 | 0 | 0 | 0 | 0
|  | SW | 4 | 2 |  |  |  | 8 | [7 empty] | 0 | 0 | 0 | 0 | 0 | 0
|  | W | 3 | 2 |  |  |  | 6 | [7 empty] | 0 | 0 | 0 | 0 | 0 | 0
|  | W1 | 2 | 2 |  |  |  | 4 | [7 empty] | 0 | 0 | 0 | 0 | 0 | 0
|  | W2 | 37 | 2 |  |  |  | 74 | [7 empty] | 0 | 0 | 0 | 0 | 0 | 0
|  | W3 | 15 | 2 |  |  |  | 30 | [7 empty] | 0 | 0 | 0 | 0 | 0 | 0
|  | SLW | 4 | 2 |  |  |  | 8 | [7 empty] | 0 | 0 | 0 | 0 | 0 | 0
[8 empty] | 168 | [7 empty] | 0 | 0 | 0 | 0 | 0 | 0
[6 empty] | Say | 168 | Nos |  |  |  | S & F chromium plated 8 guage Picture Hook | 49 | 168 | Nos | 0 | 0 | 0 | 0 | 0 | 168
Supply and planting avenue trees | 50.3 | #REF! | [13 empty] | 0 | 0 | 0 | 0 | 0 | 0
|  | Front portion | 1 | 5 |  |  |  | 5 | [7 empty] | 0 | 0 | 0 | 0 | 0 | 0
[6 empty] | Say | 5 | Nos |  |  |  | Supply and planting avenue trees | 50.3 | 5 | Nos | 0 | 0 | 0 | 0 | 0 | 5
Providing Tree guard | 50.4 | #REF! | [13 empty] | 0 | 0 | 0 | 0 | 0 | 0
|  | Front portion | 1 | 5 |  |  |  | 5 | [7 empty] | 0 | 0 | 0 | 0 | 0 | 0
[6 empty] | Say | 5 | Nos |  |  |  | Providing Tree guard | 50.4 | 5 | Nos | 0 | 0 | 0 | 0 | 0 | 5
PVC Water supply (ASTM) | 52 | #REF! | [13 empty] | 0 | 0 | 0 | 0 | 0 | 0
a. 32 mm dia PVC Water supply (ASTM) |  | #REF! | [13 empty] | 0 | 0 | 0 | 0 | 0 | 0
|  | OHT air vent V | 1 | 2 | 1.2 |  |  | 2.4 | [7 empty] | 0 | 0 | 0 | 0 | 0 | 0
|  | OHT Overflow V | 1 | 2 | 1.2 |  |  | 2.4 | [7 empty] | 0 | 0 | 0 | 0 | 0 | 0
|  | OHT to parapet alround G.F (H) | 1 | 1 | 86.26 |  |  | 86.26 | [7 empty] | 0 | 0 | 0 | 0 | 0 | 0
|  | OHT to Vertical GF | 1 | 4 | 13.65 |  |  | 54.6 | [7 empty] | 0 | 0 | 0 | 0 | 0 | 0
|  | OHT to Vertical FF | 1 | 4 | 10.35 |  |  | 41.4 | [7 empty] | 0 | 0 | 0 | 0 | 0 | 0
|  | OHT to Vertical SF | 1 | 4 | 7.05 |  |  | 28.2 | [7 empty] | 0 | 0 | 0 | 0 | 0 | 0
|  | OHT to Vertical TF | 1 | 4 | 3.75 |  |  | 15 | [7 empty] | 0 | 0 | 0 | 0 | 0 | 0
[8 empty] | 0.74 | 230.26 | [6 empty] | 0 | 0 | 0 | 0 | 0 | 0
[8 empty] | 231 | 231 | [6 empty] | 0 | 0 | 0 | 0 | 0 | 0
[6 empty] | Say | 231 | Rmt |  |  |  | a. 32 mm dia PVC Water supply (ASTM) | 0 | 231 | Rmt | 0 | 0 | 0 | 0 | 0 | 231
b. 25 mm dia PVC Water supply (ASTM) |  | #REF! | [13 empty] | 0 | 0 | 0 | 0 | 0 | 0
[16 empty] | 0 | 0 | 0 | 0 | 0 | 0
|  | OHT to Vertical GF | 1 | 4 | 3 |  |  | 12 | [7 empty] | 0 | 0 | 0 | 0 | 0 | 0
|  | OHT to Vertical FF | 1 | 4 | 5 |  |  | 20 | [7 empty] | 0 | 0 | 0 | 0 | 0 | 0
|  | OHT to Vertical SF | 1 | 4 | 6 |  |  | 24 | [7 empty] | 0 | 0 | 0 | 0 | 0 | 0
|  | OHT to Vertical TF | 1 | 4 | 7 |  |  | 28 | [7 empty] | 0 | 0 | 0 | 0 | 0 | 0
[8 empty] | 84 | [7 empty] | 0 | 0 | 0 | 0 | 0 | 0
[6 empty] | Say | 84 | Rmt |  |  |  | b. 25 mm dia PVC Water supply (ASTM) | 0 | 84 | Rmt | 0 | 0 | 0 | 0 | 0 | 84
c. 20 mm dia PVC Water supply (ASTM) | 52.4 | #REF! | [13 empty] | 0 | 0 | 0 | 0 | 0 | 0
|  | Toilet Inner in GF | 1 | 4 | 2.5 |  |  | 10 | [7 empty] | 0 | 0 | 0 | 0 | 0 | 0
|  | Toilet Inner in FF | 1 | 4 | 2.5 |  |  | 10 | [7 empty] | 0 | 0 | 0 | 0 | 0 | 0
|  | Toilet Inner in SF | 1 | 4 | 2.5 |  |  | 10 | [7 empty] | 0 | 0 | 0 | 0 | 0 | 0
|  | Toilet Inner in TF | 1 | 4 | 2.5 |  |  | 10 | [7 empty] | 0 | 0 | 0 | 0 | 0 | 0
|  | Add sundries | [5 empty] | 0 | 40 | [6 empty] | 0 | 0 | 0 | 0 | 0 | 0
[8 empty] | 40 | 40 | [6 empty] | 0 | 0 | 0 | 0 | 0 | 0
[6 empty] | Say | 40 | Rmt |  |  |  | c. 20 mm dia PVC Water supply (ASTM) | 52.4 | 40 | Rmt | 0 | 0 | 0 | 0 | 0 | 40
G.I Pipe 20mm dia for Hot water line (Fully Concealed in walls) | 52.1 | #REF! | [13 empty] | 0 | 0 | 0 | 0 | 0 | 0
|  | Toilet Inner in GF | 1 | 4 | 2 |  |  | 8 | [7 empty] | 0 | 0 | 0 | 0 | 0 | 0
|  | Toilet Inner in FF | 1 | 4 | 2 |  |  | 8 | [7 empty] | 0 | 0 | 0 | 0 | 0 | 0
|  | Toilet Inner in SF | 1 | 4 | 2 |  |  | 8 | [7 empty] | 0 | 0 | 0 | 0 | 0 | 0
|  | Toilet Inner in TF | 1 | 4 | 2 |  |  | 8 | [7 empty] | 0 | 0 | 0 | 0 | 0 | 0
|  | Add sundries | [5 empty] | 0 | 32 | [6 empty] | 0 | 0 | 0 | 0 | 0 | 0
[8 empty] | 32 | 32 | [6 empty] | 0 | 0 | 0 | 0 | 0 | 0
[6 empty] | Say | 32 | Rmt |  |  |  | G.I Pipe 20mm dia for Hot water line (Fully Concealed in walls) | 52.1 | 32 | Rmt | 0 | 0 | 0 | 0 | 0 | 32
Wash Hand Basin of size 550 x 400 mm | 53.1 | #REF! | [13 empty] | 0 | 0 | 0 | 0 | 0 | 0
|  | Stilt Floor | [5 empty] | 0 | [7 empty] | 0 | 0 | 0 | 0 | 0 | 0
|  | Toilet | 1 | 1 | - | - | - | 1 | [7 empty] | 0 | 0 | 0 | 0 | 0 | 0
|  | First Floor | [5 empty] | 0 | [7 empty] | 0 | 0 | 0 | 0 | 0 | 0
|  | Toilet | 1 | 4 | - | - | - | 4 | [7 empty] | 0 | 0 | 0 | 0 | 0 | 0
|  | Second Floor | [5 empty] | 0 | [7 empty] | 0 | 0 | 0 | 0 | 0 | 0
|  | Toilet | 1 | 4 |  |  |  | 4 | [7 empty] | 0 | 0 | 0 | 0 | 0 | 0
|  | Third Floor | [5 empty] | 0 | [7 empty] | 0 | 0 | 0 | 0 | 0 | 0
|  | Toilet | 1 | 4 | - | - | - | 4 | [7 empty] | 0 | 0 | 0 | 0 | 0 | 0
[8 empty] | 13 | [7 empty] | 0 | 0 | 0 | 0 | 0 | 0
[6 empty] | Say | 13 | Nos |  |  |  | Wash Hand Basin of size 550 x 400 mm | 53.1 | 13 | Nos | 0 | 0 | 0 | 0 | 0 | 13
S & F of 15mm dia half turn CP long body tap | 54.1 | #REF! | [13 empty] | 0 | 0 | 0 | 0 | 0 | 0
[8 empty] | 0 | [7 empty] | 0 | 0 | 0 | 0 | 0 | 0
|  | Stilt Floor | [5 empty] | 0 | [7 empty] | 0 | 0 | 0 | 0 | 0 | 0
|  | Toilet | 1 | 2 | - | - | - | 2 | [7 empty] | 0 | 0 | 0 | 0 | 0 | 0
|  | First Floor | [5 empty] | 0 | [7 empty] | 0 | 0 | 0 | 0 | 0 | 0
|  | Toilet | 1 | 6 | - | - | - | 6 | [7 empty] | 0 | 0 | 0 | 0 | 0 | 0
|  | Second Floor | [5 empty] | 0 | [7 empty] | 0 | 0 | 0 | 0 | 0 | 0
|  | Toilet | 1 | 6 |  |  |  | 6 | [7 empty] | 0 | 0 | 0 | 0 | 0 | 0
|  | Third Floor | [5 empty] | 0 | [7 empty] | 0 | 0 | 0 | 0 | 0 | 0
|  | Toilet | 1 | 5 | - | - | - | 5 | [7 empty] | 0 | 0 | 0 | 0 | 0 | 0
[8 empty] | 0 | [7 empty] | 0 | 0 | 0 | 0 | 0 | 0
[8 empty] | 19 | [7 empty] | 0 | 0 | 0 | 0 | 0 | 0
[6 empty] | Say | 19 | Nos |  |  |  | S & F of 15mm dia half turn CP long body tap | 54.1 | 19 | Nos | 0 | 0 | 0 | 0 | 0 | 19
S & F of 15mm dia half turn CP short body tap | 54.2 | #REF! | [13 empty] | 0 | 0 | 0 | 0 | 0 | 0
|  | Stilt Floor | [5 empty] | 0 | [7 empty] | 0 | 0 | 0 | 0 | 0 | 0
|  | Toilet | 1 | 2 | - | - | - | 2 | [7 empty] | 0 | 0 | 0 | 0 | 0 | 0
|  | First Floor | [5 empty] | 0 | [7 empty] | 0 | 0 | 0 | 0 | 0 | 0
|  | Toilet | 1 | 6 | - | - | - | 6 | [7 empty] | 0 | 0 | 0 | 0 | 0 | 0
|  | Second Floor | [5 empty] | 0 | [7 empty] | 0 | 0 | 0 | 0 | 0 | 0
|  | Toilet | 1 | 6 |  |  |  | 6 | [7 empty] | 0 | 0 | 0 | 0 | 0 | 0
|  | Third Floor | [5 empty] | 0 | [7 empty] | 0 | 0 | 0 | 0 | 0 | 0
|  | Toilet | 1 | 5 | - | - | - | 5 | [7 empty] | 0 | 0 | 0 | 0 | 0 | 0
[8 empty] | 19 | [7 empty] | 0 | 0 | 0 | 0 | 0 | 0
[6 empty] | Say | 19 | Nos |  |  |  | S & F of 15mm dia half turn CP short body tap | 54.2 | 19 | Nos | 0 | 0 | 0 | 0 | 0 | 19
[16 empty] | 0 | 0 | 0 | 0 | 0 | 0
[16 empty] | 0 | 0 | 0 | 0 | 0 | 0
S & F of E.W.C.(white) | 57 | #REF! | [13 empty] | 0 | 0 | 0 | 0 | 0 | 0
|  | Stilt Floor | [5 empty] | 0 | [7 empty] | 0 | 0 | 0 | 0 | 0 | 0
|  | Toilet | 1 | 1 | - | - | - | 1 | [7 empty] | 0 | 0 | 0 | 0 | 0 | 0
|  | First Floor | [5 empty] | 0 | [7 empty] | 0 | 0 | 0 | 0 | 0 | 0
|  | Toilet | 1 | 3 | - | - | - | 3 | [7 empty] | 0 | 0 | 0 | 0 | 0 | 0
|  | Second Floor | [5 empty] | 0 | [7 empty] | 0 | 0 | 0 | 0 | 0 | 0
|  | Toilet | 1 | 3 |  |  |  | 3 | [7 empty] | 0 | 0 | 0 | 0 | 0 | 0
|  | Third Floor | [5 empty] | 0 | [7 empty] | 0 | 0 | 0 | 0 | 0 | 0
|  | Toilet | 1 | 3 | - | - | - | 3 | [7 empty] | 0 | 0 | 0 | 0 | 0 | 0
[8 empty] | 10 | [7 empty] | 0 | 0 | 0 | 0 | 0 | 0
[6 empty] | Say | 10 | Nos |  |  |  | S & F of E.W.C.(white) | 57 | 10 | Nos | 0 | 0 | 0 | 0 | 0 | 10
S & F of Indian Water closet white glazed (Oriya type) of size 580 x 440mm with PVC SWR grade ' P' or "S' trap - in G.F. | 56.3 | #REF! | [13 empty] | 0 | 0 | 0 | 0 | 0 | 0
|  | Stilt Floor | [13 empty] | 0 | 0 | 0 | 0 | 0 | 0
|  | Toilet | 1 | 1 | - | - | - | 1 | [7 empty] | 0 | 0 | 0 | 0 | 0 | 0
[8 empty] | 1 | [7 empty] | 0 | 0 | 0 | 0 | 0 | 0
[6 empty] | Say | 1 | Nos |  |  |  | S & F of Indian Water closet white glazed (Oriya type) of size 580 x 440mm with PVC SWR grade ' P' or "S' trap - in G.F. | 56.3 | 1 | Nos | 0 | 0 | 0 | 0 | 0 | 1
S & F of Indian Water closet white glazed (Oriya type) of size 580 x 440mm with PVC SWR grade ' P' or "S' trap- Other than G.F. | 56.3 | #REF! | [13 empty] | 0 | 0 | 0 | 0 | 0 | 0
|  | First Floor | [5 empty] | 0 | [7 empty] | 0 | 0 | 0 | 0 | 0 | 0
|  | Common Toilet | 1 | 3 | - | - | - | 3 | [7 empty] | 0 | 0 | 0 | 0 | 0 | 0
|  | Second Floor | [5 empty] | 0 | [7 empty] | 0 | 0 | 0 | 0 | 0 | 0
|  | Common Toilet | 1 | 3 |  |  |  | 3 | [7 empty] | 0 | 0 | 0 | 0 | 0 | 0
|  | Third Floor | [5 empty] | 0 | [7 empty] | 0 | 0 | 0 | 0 | 0 | 0
|  | Common Toilet | 1 | 1 | - | - | - | 1 | [7 empty] | 0 | 0 | 0 | 0 | 0 | 0
[16 empty] | 0 | 0 | 0 | 0 | 0 | 0
[8 empty] | 7 | [7 empty] | 0 | 0 | 0 | 0 | 0 | 0
[6 empty] | Say | 7 | Nos |  |  |  | S & F of Indian Water closet white glazed (Oriya type) of size 580 x 440mm with PVC SWR grade ' P' or "S' trap- Other than G.F. | 56.3 | 7 | Nos | 0 | 0 | 0 | 0 | 0 | 7
PVC SWR pipe (Soil line) with ISI mark - type 'B'. | 58.3 | #REF! | [13 empty] | 0 | 0 | 0 | 0 | 0 | 0
a. 110 mm dia. PVC SWR pipe (Soil line) with ISI mark - type 'B'. |  | #REF! | [13 empty] | 0 | 0 | 0 | 0 | 0 | 0
|  | Ground Floor | [13 empty] | 0 | 0 | 0 | 0 | 0 | 0
|  | Toilet | 1 | 4 | 3 | - | - | 12 | [7 empty] | 0 | 0 | 0 | 0 | 0 | 0
|  | Vertical | [13 empty] | 0 | 0 | 0 | 0 | 0 | 0
|  | Ground floor Toilets | 1 | 6 | 13.65 | - | - | 81.9 | [7 empty] | 0 | 0 | 0 | 0 | 0 | 0
[16 empty] | 0 | 0 | 0 | 0 | 0 | 0
|  | Y- |  |  |  | - | - | 0 | [7 empty] | 0 | 0 | 0 | 0 | 0 | 0
|  | Ground Floor | 4 | 6 | 1.5 | - | - | 36 | [7 empty] | 0 | 0 | 0 | 0 | 0 | 0
[8 empty] | 0 | [7 empty] | 0 | 0 | 0 | 0 | 0 | 0
|  | Add sundries | [5 empty] | 0.1 | 129.9 | [6 empty] | 0 | 0 | 0 | 0 | 0 | 0
[8 empty] | 130 | 130 | [6 empty] | 0 | 0 | 0 | 0 | 0 | 0
[6 empty] | Say | 130 | Rmt |  |  |  | a. 110 mm dia. PVC SWR pipe (Soil line) with ISI mark - type 'B'. | 0 | 130 | Rmt | 0 | 0 | 0 | 0 | 0 | 130
b. 75 mm dia. PVC SWR pipe (Soil line) with ISI mark - type 'B'. |  | #REF! | [13 empty] | 0 | 0 | 0 | 0 | 0 | 0
|  | Ground Floor | [13 empty] | 0 | 0 | 0 | 0 | 0 | 0
|  | Toilet | 1 | 4 | 3 | - | - | 12 | [7 empty] | 0 | 0 | 0 | 0 | 0 | 0
|  | Vertical | [13 empty] | 0 | 0 | 0 | 0 | 0 | 0
|  | Ground floor Toilets | 1 | 6 | 13.65 | - | - | 81.9 | [7 empty] | 0 | 0 | 0 | 0 | 0 | 0
[16 empty] | 0 | 0 | 0 | 0 | 0 | 0
|  | Y- |  |  |  | - | - | 0 | [7 empty] | 0 | 0 | 0 | 0 | 0 | 0
|  | Ground Floor | 4 | 6 | 1.5 | - | - | 36 | [7 empty] | 0 | 0 | 0 | 0 | 0 | 0
|  | Add sundries | [5 empty] | 0.1 | 129.9 | [6 empty] | 0 | 0 | 0 | 0 | 0 | 0
[8 empty] | 130 | 130 | [6 empty] | 0 | 0 | 0 | 0 | 0 | 0
[6 empty] | Say | 130 | Rmt |  |  |  | b. 75 mm dia. PVC SWR pipe (Soil line) with ISI mark - type 'B'. | 0 | 130 | Rmt | 0 | 0 | 0 | 0 | 0 | 130
Supplying, Laying & Concealing the 50mm dia PVC ( SWR) pipe with ISI mark type - 'B' with relevant specials. |  | #REF! | [13 empty] | 0 | 0 | 0 | 0 | 0 | 0
|  | Stilt Floor | [5 empty] | 0 | [7 empty] | 0 | 0 | 0 | 0 | 0 | 0
|  | Toilet | 1 | 2 | 1.2 | - | - | 2.4 | [7 empty] | 0 | 0 | 0 | 0 | 0 | 0
|  | First Floor | [5 empty] | 0 | [7 empty] | 0 | 0 | 0 | 0 | 0 | 0
|  | Toilet | 1 | 4 | 1.2 | - | - | 4.8 | [7 empty] | 0 | 0 | 0 | 0 | 0 | 0
|  | Second Floor | [5 empty] | 0 | [7 empty] | 0 | 0 | 0 | 0 | 0 | 0
|  | Toilet | 1 | 4 | 1.2 |  |  | 4.8 | [7 empty] | 0 | 0 | 0 | 0 | 0 | 0
|  | Third Floor | [5 empty] | 0 | [7 empty] | 0 | 0 | 0 | 0 | 0 | 0
|  | Toilet | 1 | 4 | 1.2 | - | - | 4.8 | [7 empty] | 0 | 0 | 0 | 0 | 0 | 0
|  | Add sundries | [5 empty] | 0.2 | 16.8 | [6 empty] | 0 | 0 | 0 | 0 | 0 | 0
[8 empty] | 17 | 17 | [6 empty] | 0 | 0 | 0 | 0 | 0 | 0
[6 empty] | Say | 17 | Rmt |  |  |  | Supplying, Laying & Concealing the 50mm dia PVC ( SWR) pipe with ISI mark type - 'B' with relevant specials. | 0 | 17 | Rmt | 0 | 0 | 0 | 0 | 0 | 17
Gully Trap using Kiln burnt country bricks 22 x 11 x 7 cm. | 59.5 | #REF! | [13 empty] | 0 | 0 | 0 | 0 | 0 | 0
|  | Gully trap | 1 | 8 | - | - |  | 8 | [7 empty] | 0 | 0 | 0 | 0 | 0 | 0
[8 empty] | 8 | [7 empty] | 0 | 0 | 0 | 0 | 0 | 0
[6 empty] | Say | 8 | Nos |  |  |  | Gully Trap using Kiln burnt country bricks 22 x 11 x 7 cm. | 59.5 | 8 | Nos | 0 | 0 | 0 | 0 | 0 | 8
Supplying. Fabricating and erection of M.S Scheme Name board |  | #REF! | [13 empty] | 0 | 0 | 0 | 0 | 0 | 0
|  | Main Building | 1 | 1 | - | - |  | 1 | [7 empty] | 0 | 0 | 0 | 0 | 0 | 0
[8 empty] | 1 | [7 empty] | 0 | 0 | 0 | 0 | 0 | 0
[6 empty] | Say | 1 | Nos |  |  |  | Supplying. Fabricating and erection of M.S Scheme Name board | 0 | 1 | Nos | 0 | 0 | 0 | 0 | 0 | 1
PVC Nahani trap (4way/2way) | 60 | #REF! | [13 empty] | 0 | 0 | 0 | 0 | 0 | 0
|  | Stilt Floor | [5 empty] | 0 | [7 empty] | 0 | 0 | 0 | 0 | 0 | 0
|  | Toilet | 2 | 2 | - | - | - | 4 | [7 empty] | 0 | 0 | 0 | 0 | 0 | 0
|  | First Floor | [5 empty] | 0 | [7 empty] | 0 | 0 | 0 | 0 | 0 | 0
|  | Toilet | 2 | 4 | - | - | - | 8 | [7 empty] | 0 | 0 | 0 | 0 | 0 | 0
|  | Second Floor | [5 empty] | 0 | [7 empty] | 0 | 0 | 0 | 0 | 0 | 0
|  | Toilet | 2 | 4 |  |  |  | 8 | [7 empty] | 0 | 0 | 0 | 0 | 0 | 0
|  | Third Floor | [5 empty] | 0 | [7 empty] | 0 | 0 | 0 | 0 | 0 | 0
|  | Toilet | 2 | 4 | - | - | - | 8 | [7 empty] | 0 | 0 | 0 | 0 | 0 | 0
[8 empty] | 28 | [7 empty] | 0 | 0 | 0 | 0 | 0 | 0
[6 empty] | Say | 28 | Nos |  |  |  | PVC Nahani trap (4way/2way) | 60 | 28 | Nos | 0 | 0 | 0 | 0 | 0 | 28
UPVC Non Pressure pipe of SN8 SDR 34 ( S 16.5) as per IS 15328/2003 |  | #REF! | [13 empty] | 0 | 0 | 0 | 0 | 0 | 0
a. 110 mm UPVC Non Pressure pipe |  | #REF! | [13 empty] | 0 | 0 | 0 | 0 | 0 | 0
|  | Plinth chamber inter connection | 1 | 1 | 40 |  |  | 40 | 26.27 | [6 empty] | 0 | 0 | 0 | 0 | 0 | 0
[8 empty] | 40 | [7 empty] | 0 | 0 | 0 | 0 | 0 | 0
[6 empty] | Say | 40 | Rmt |  |  |  | a. 110 mm UPVC Non Pressure pipe | 0 | 40 | Rmt | 0 | 0 | 0 | 0 | 0 | 40
b. 160 mm UPVC Non Pressure pipe |  | #REF! | [13 empty] | 0 | 0 | 0 | 0 | 0 | 0
|  | Plinth chamber inter connection | 1 | 1 | 20 |  |  | 20 | [7 empty] | 0 | 0 | 0 | 0 | 0 | 0
[6 empty] | Say | 20 | Rmt |  |  |  | b. 160 mm UPVC Non Pressure pipe | 0 | 20 | Rmt | 0 | 0 | 0 | 0 | 0 | 20
PVC Specials as per IS 10124/1982 Part II |  | #REF! | [13 empty] | 0 | 0 | 0 | 0 | 0 | 0
a. 110 mm dia PVC bend (TWAD SR 20-21 P-22 S.No-4 ) |  | #REF! | [13 empty] | 0 | 0 | 0 | 0 | 0 | 0
|  | Plinth chamber inter connection | 1 | 2 |  |  |  | 2 | 26.27 | [6 empty] | 0 | 0 | 0 | 0 | 0 | 0
[8 empty] | 2 | [7 empty] | 0 | 0 | 0 | 0 | 0 | 0
[6 empty] | Say | 2 | Nos |  |  |  | a. 110 mm dia PVC bend (TWAD SR 20-21 P-22 S.No-4 ) | 0 | 2 | Nos | 0 | 0 | 0 | 0 | 0 | 2
b. 160 mm dia PVC bend (TWAD SR 20-21 P-22 S.No-4 ) |  | #REF! | [13 empty] | 0 | 0 | 0 | 0 | 0 | 0
|  | Plinth chamber inter connection | 1 | 2 |  |  |  | 2 | [7 empty] | 0 | 0 | 0 | 0 | 0 | 0
[6 empty] | Say | 2 | Nos |  |  |  | b. 160 mm dia PVC bend (TWAD SR 20-21 P-22 S.No-4 ) | 0 | 2 | Nos | 0 | 0 | 0 | 0 | 0 | 2
PVC Equal Tee as per BIS 7834/1975 |  | #REF! | [13 empty] | 0 | 0 | 0 | 0 | 0 | 0
a. 110 mm dia PVC Equal tee(TWAD SR 20-21 P-22 S.No-4 ) |  | #REF! | [13 empty] | 0 | 0 | 0 | 0 | 0 | 0
|  | Plinth chamber inter connection | 1 | 2 |  |  |  | 2 | 26.27 | [6 empty] | 0 | 0 | 0 | 0 | 0 | 0
[8 empty] | 2 | [7 empty] | 0 | 0 | 0 | 0 | 0 | 0
[6 empty] | Say | 2 | Nos |  |  |  | a. 110 mm dia PVC Equal tee(TWAD SR 20-21 P-22 S.No-4 ) | 0 | 2 | Nos | 0 | 0 | 0 | 0 | 0 | 2
b. 160 mm dia PVC Equal tee(TWAD SR 20-21 P-22 S.No-4 ) |  | #REF! | [13 empty] | 0 | 0 | 0 | 0 | 0 | 0
|  | Plinth chamber inter connection | 1 | 2 |  |  |  | 2 | [7 empty] | 0 | 0 | 0 | 0 | 0 | 0
[6 empty] | Say | 2 | Nos |  |  |  | b. 160 mm dia PVC Equal tee(TWAD SR 20-21 P-22 S.No-4 ) | 0 | 2 | Nos | 0 | 0 | 0 | 0 | 0 | 2
|  | Electrical arrangements | [13 empty] | 0 | 0 | 0 | 0 | 0 | 0
Wiring with 1.5 Sqm.m PVC insulated single core multi strand fire retardant flexible copper cable with ISI mark confirming IS: 694:1990.( Ordinary) | 64.1 | #REF! | [13 empty] | 0 | 0 | 0 | 0 | 0 | 0
a. Light point with ceiling rose Wiring with 1.5 Sqm.m PVC insulated single core multi strand fire retardant flexible copper cable with ISI mark confirming IS: 694:1990.( Ordinary) |  | #REF! | [13 empty] | 0 | 0 | 0 | 0 | 0 | 0
|  | In Ground Fllor | [5 empty] | 0 | [7 empty] | 0 | 0 | 0 | 0 | 0 | 0
|  | As per Tube Light Points qty | [5 empty] | 90 | [7 empty] | 0 | 0 | 0 | 0 | 0 | 0
|  | As per Bulk head fitting qty | [5 empty] | 11 | [7 empty] | 0 | 0 | 0 | 0 | 0 | 0
|  | As per Street Light Pont | [5 empty] | 9 | [7 empty] | 0 | 0 | 0 | 0 | 0 | 0
|  | As per Exsaust fan qty | [5 empty] | 18 | [7 empty] | 0 | 0 | 0 | 0 | 0 | 0
[16 empty] | 0 | 0 | 0 | 0 | 0 | 0
[8 empty] | 128 | [7 empty] | 0 | 0 | 0 | 0 | 0 | 0
[6 empty] | Say | 128 | Nos |  |  |  | a. Light point with ceiling rose Wiring with 1.5 Sqm.m PVC insulated single core multi strand fire retardant flexible copper cable with ISI mark confirming IS: 694:1990.( Ordinary) | 0 | 128 | Nos | 0 | 0 | 0 | 0 | 0 | 128
b. Light point without ceiling rose Wiring with 1.5 Sqm.m PVC insulated single core multi strand fire retardant flexible copper cable with ISI mark confirming IS: 694:1990.( Ordinary) |  | #REF! | [13 empty] | 0 | 0 | 0 | 0 | 0 | 0
|  | As per 9W Led Qty | [5 empty] | 41 | [7 empty] | 0 | 0 | 0 | 0 | 0 | 0
[8 empty] | 41 | 45 | [6 empty] | 0 | 0 | 0 | 0 | 0 | 0
[6 empty] | Say | 41 | Nos |  |  |  | b. Light point without ceiling rose Wiring with 1.5 Sqm.m PVC insulated single core multi strand fire retardant flexible copper cable with ISI mark confirming IS: 694:1990.( Ordinary) | 0 | 41 | Nos | 0 | 0 | 0 | 0 | 0 | 41
c. Calling bell point with Buzzer/Calling bell Wiring with 1.5 Sqm.m PVC insulated single core multi strand fire retardant flexible copper cable with ISI mark confirming IS: 694:1990.( Ordinary) |  | #REF! | [13 empty] | 0 | 0 | 0 | 0 | 0 | 0
|  | First floor | [5 empty] | 0 | [7 empty] | 0 | 0 | 0 | 0 | 0 | 0
|  | Ins L&O | 1 | 1 |  |  |  | 1 | [7 empty] | 0 | 0 | 0 | 0 | 0 | 0
|  | Second Floor | [5 empty] | 0 | [7 empty] | 0 | 0 | 0 | 0 | 0 | 0
|  | Ins Crime | 1 | 1 |  |  |  | 1 | [7 empty] | 0 | 0 | 0 | 0 | 0 | 0
|  | Third Floor | [5 empty] | 0 | [7 empty] | 0 | 0 | 0 | 0 | 0 | 0
|  | Ins traffic | 1 | 1 |  |  |  | 1 | [7 empty] | 0 | 0 | 0 | 0 | 0 | 0
[8 empty] | 3 | [7 empty] | 0 | 0 | 0 | 0 | 0 | 0
[6 empty] | Say | 3 | Nos |  |  |  | c. Calling bell point with Buzzer/Calling bell Wiring with 1.5 Sqm.m PVC insulated single core multi strand fire retardant flexible copper cable with ISI mark confirming IS: 694:1990.( Ordinary) | 0 | 3 | Nos | 0 | 0 | 0 | 0 | 0 | 3
Wiring with 1.5 Sqm.m PVC insulated single core multi strand fire retardant flexible copper cable with ISI mark confirming IS: 694:1990 for Fan point. | 65.1 | #REF! | [13 empty] | 0 | 0 | 0 | 0 | 0 | 0
|  | STILT CUM GROUND FLOOR |  | * | [11 empty] | 0 | 0 | 0 | 0 | 0 | 0
|  | ENTRANCE LOBBY | 1 | 2 |  |  |  | 2 |  |  | 26.13 |  |  |  |  | 0 | 0 | 0 | 0 | 0 | 0
|  | ENTRANCE LOBBY | 1 | 1 |  |  |  | 1 | [7 empty] | 0 | 0 | 0 | 0 | 0 | 0
|  | FIRST FLOOR |  | * |  |  |  | 0 | [7 empty] | 0 | 0 | 0 | 0 | 0 | 0
|  | HALL | 1 | 4 |  |  |  | 4 | [7 empty] | 0 | 0 | 0 | 0 | 0 | 0
|  | ENTRANCE LOBBY | 1 | 1 |  |  |  | 1 | [7 empty] | 0 | 0 | 0 | 0 | 0 | 0
|  | ENTRANCE LOBBY | 1 | 1 |  |  |  | 1 | [7 empty] | 0 | 0 | 0 | 0 | 0 | 0
|  | WRITER | 1 | 1 |  |  |  | 1 | [7 empty] | 0 | 0 | 0 | 0 | 0 | 0
|  | SI ROOM | 1 | 2 |  |  |  | 2 | [7 empty] | 0 | 0 | 0 | 0 | 0 | 0
|  | INS ROOM | 1 | 2 |  |  |  | 2 | [7 empty] | 0 | 0 | 0 | 0 | 0 | 0
|  | CD FILE/STORE | 1 | 1 |  |  |  | 1 | [7 empty] | 0 | 0 | 0 | 0 | 0 | 0
|  | COMPUTER CCTNS | 1 | 1 |  |  |  | 1 | [7 empty] | 0 | 0 | 0 | 0 | 0 | 0
|  | STATION WRITER / VHF | 1 | 1 |  |  |  | 1 | [7 empty] | 0 | 0 | 0 | 0 | 0 | 0
|  | ARMS & AMMUNITION | 1 | 1 |  |  |  | 1 | [7 empty] | 0 | 0 | 0 | 0 | 0 | 0
|  | PROPERTY / RECORD | 1 | 1 |  |  |  | 1 | [7 empty] | 0 | 0 | 0 | 0 | 0 | 0
|  | SECOND FLOOR |  | * |  |  |  | 0 | [7 empty] | 0 | 0 | 0 | 0 | 0 | 0
|  | HALL | 1 | 4 |  |  |  | 4 | [7 empty] | 0 | 0 | 0 | 0 | 0 | 0
|  | ENTRANCE LOBBY | 1 | 1 |  |  |  | 1 | [7 empty] | 0 | 0 | 0 | 0 | 0 | 0
|  | ENTRANCE LOBBY | 1 | 1 |  |  |  | 1 | [7 empty] | 0 | 0 | 0 | 0 | 0 | 0
|  | WRITER | 1 | 1 |  |  |  | 1 | [7 empty] | 0 | 0 | 0 | 0 | 0 | 0
|  | WOMEN REST ROOM | 1 | 2 |  |  |  | 2 | [7 empty] | 0 | 0 | 0 | 0 | 0 | 0
|  | INS CRIME | 1 | 2 |  |  |  | 2 | [7 empty] | 0 | 0 | 0 | 0 | 0 | 0
|  | COMPUTER ROOM | 1 | 1 |  |  |  | 1 | [7 empty] | 0 | 0 | 0 | 0 | 0 | 0
|  | SI ROOM | 1 | 2 |  |  |  | 2 | [7 empty] | 0 | 0 | 0 | 0 | 0 | 0
|  | RECORD ROOM | 1 | 1 |  |  |  | 1 | [7 empty] | 0 | 0 | 0 | 0 | 0 | 0
|  | INTERROGATION | 1 | 1 |  |  |  | 1 | [7 empty] | 0 | 0 | 0 | 0 | 0 | 0
|  | THIRD FLOOR |  | * |  |  |  | 0 | [7 empty] | 0 | 0 | 0 | 0 | 0 | 0
|  | HALL | 1 | 4 |  |  |  | 4 | [7 empty] | 0 | 0 | 0 | 0 | 0 | 0
|  | ENTRANCE LOBBY | 1 | 1 |  |  |  | 1 | [7 empty] | 0 | 0 | 0 | 0 | 0 | 0
|  | ENTRANCE LOBBY | 1 | 1 |  |  |  | 1 | [7 empty] | 0 | 0 | 0 | 0 | 0 | 0
|  | MEN REST ROOM | 1 | 2 |  |  |  | 2 | [7 empty] | 0 | 0 | 0 | 0 | 0 | 0
|  | INS TRAFIC | 1 | 2 |  |  |  | 2 | [7 empty] | 0 | 0 | 0 | 0 | 0 | 0
|  | WRITER | 1 | 1 |  |  |  | 1 | [7 empty] | 0 | 0 | 0 | 0 | 0 | 0
|  | STORE | 1 | 1 |  |  |  | 1 | [7 empty] | 0 | 0 | 0 | 0 | 0 | 0
|  | MEETING HALL | 1 | 3 |  |  |  | 3 | [7 empty] | 0 | 0 | 0 | 0 | 0 | 0
|  | MEN REST ROOM | 1 | 1 |  |  |  | 1 | [7 empty] | 0 | 0 | 0 | 0 | 0 | 0
|  |  |  | * |  |  |  | 0 | [7 empty] | 0 | 0 | 0 | 0 | 0 | 0
[8 empty] | 51 | [7 empty] | 0 | 0 | 0 | 0 | 0 | 0
[6 empty] | Say | 51 | Nos |  |  |  | Wiring with 1.5 Sqm.m PVC insulated single core multi strand fire retardant flexible copper cable with ISI mark confirming IS: 694:1990 for Fan point. | 65.1 | 51 | Nos | 0 | 0 | 0 | 0 | 0 | 51
Wiring with 1.5 Sqm.m PVC insulated single core multi strand fire retardant flexible copper cable with ISI mark confirming IS: 694:1990 for Staircase Light Point. | 66 | #REF! | [13 empty] | 0 | 0 | 0 | 0 | 0 | 0
|  | At GF to 4 F and Head room | 1 | 4 |  |  |  | 4 | [7 empty] | 0 | 0 | 0 | 0 | 0 | 0
[6 empty] | Say | 4 | Nos |  |  |  | Wiring with 1.5 Sqm.m PVC insulated single core multi strand fire retardant flexible copper cable with ISI mark confirming IS: 694:1990 for Staircase Light Point. | 66 | 4 | Nos | 0 | 0 | 0 | 0 | 0 | 4
Wiring with 1.5 Sqm.m PVC insulated single core multi strand fire retardant flexible copper cable with ISI mark confirming IS: 694:1990 for 5 amps 5 pin plug socket point @ Switch Board Itself. | 67 | #REF! | [13 empty] | 0 | 0 | 0 | 0 | 0 | 0
|  | STILT CUM GROUND FLOOR |  | * | [11 empty] | 0 | 0 | 0 | 0 | 0 | 0
|  | ENTRANCE LOBBY | 1 | 1 |  |  |  | 1 |  |  | 26.13 |  |  |  |  | 0 | 0 | 0 | 0 | 0 | 0
|  | ENTRANCE LOBBY | 1 | 1 |  |  |  | 1 | [7 empty] | 0 | 0 | 0 | 0 | 0 | 0
|  | VERANDAH REAR | 1 | 1 |  |  |  | 1 | [7 empty] | 0 | 0 | 0 | 0 | 0 | 0
|  | PARKING AREA STILT PORTION | 1 | 1 |  |  |  | 1 | [7 empty] | 0 | 0 | 0 | 0 | 0 | 0
|  | REAR SIDE PARKING AREA STILT PORTION | 1 | 1 |  |  |  | 1 | [7 empty] | 0 | 0 | 0 | 0 | 0 | 0
|  | LEFT SIDE PARKING AREA STILT PORTION | 1 | 1 |  |  |  | 1 | [7 empty] | 0 | 0 | 0 | 0 | 0 | 0
|  | FIRST FLOOR |  | * |  |  |  | 0 | [7 empty] | 0 | 0 | 0 | 0 | 0 | 0
|  | HALL | 1 | 4 |  |  |  | 4 | [7 empty] | 0 | 0 | 0 | 0 | 0 | 0
|  | ENTRANCE LOBBY | 1 | 1 |  |  |  | 1 | [7 empty] | 0 | 0 | 0 | 0 | 0 | 0
|  | WRITER | 1 | 2 |  |  |  | 2 | [7 empty] | 0 | 0 | 0 | 0 | 0 | 0
|  | SI ROOM | 1 | 2 |  |  |  | 2 | [7 empty] | 0 | 0 | 0 | 0 | 0 | 0
|  | INS ROOM | 1 | 2 |  |  |  | 2 | [7 empty] | 0 | 0 | 0 | 0 | 0 | 0
|  | CD FILE/STORE | 1 | 2 |  |  |  | 2 | [7 empty] | 0 | 0 | 0 | 0 | 0 | 0
|  | COMPUTER CCTNS | 1 | 2 |  |  |  | 2 | [7 empty] | 0 | 0 | 0 | 0 | 0 | 0
|  | STATION WRITER / VHF | 1 | 1 |  |  |  | 1 | [7 empty] | 0 | 0 | 0 | 0 | 0 | 0
|  | PROPERTY / RECORD | 1 | 1 |  |  |  | 1 | [7 empty] | 0 | 0 | 0 | 0 | 0 | 0
|  | SECOND FLOOR |  | * |  |  |  | 0 | [7 empty] | 0 | 0 | 0 | 0 | 0 | 0
|  | HALL | 1 | 4 |  |  |  | 4 | [7 empty] | 0 | 0 | 0 | 0 | 0 | 0
|  | ENTRANCE LOBBY | 1 | 1 |  |  |  | 1 | [7 empty] | 0 | 0 | 0 | 0 | 0 | 0
|  | WRITER | 1 | 2 |  |  |  | 2 | [7 empty] | 0 | 0 | 0 | 0 | 0 | 0
|  | WOMEN REST ROOM | 1 | 2 |  |  |  | 2 | [7 empty] | 0 | 0 | 0 | 0 | 0 | 0
|  | INS CRIME | 1 | 2 |  |  |  | 2 | [7 empty] | 0 | 0 | 0 | 0 | 0 | 0
|  | COMPUTER ROOM | 1 | 2 |  |  |  | 2 | [7 empty] | 0 | 0 | 0 | 0 | 0 | 0
|  | SI ROOM | 1 | 3 |  |  |  | 3 | [7 empty] | 0 | 0 | 0 | 0 | 0 | 0
|  | RECORD ROOM | 1 | 1 |  |  |  | 1 | [7 empty] | 0 | 0 | 0 | 0 | 0 | 0
|  | INTERROGATION | 1 | 1 |  |  |  | 1 | [7 empty] | 0 | 0 | 0 | 0 | 0 | 0
|  | THIRD FLOOR |  | * |  |  |  | 0 | [7 empty] | 0 | 0 | 0 | 0 | 0 | 0
|  | HALL | 1 | 4 |  |  |  | 4 | [7 empty] | 0 | 0 | 0 | 0 | 0 | 0
|  | ENTRANCE LOBBY | 1 | 1 |  |  |  | 1 | [7 empty] | 0 | 0 | 0 | 0 | 0 | 0
|  | MEN REST ROOM | 1 | 2 |  |  |  | 2 | [7 empty] | 0 | 0 | 0 | 0 | 0 | 0
|  | INS TRAFIC | 1 | 2 |  |  |  | 2 | [7 empty] | 0 | 0 | 0 | 0 | 0 | 0
|  | WRITER | 1 | 2 |  |  |  | 2 | [7 empty] | 0 | 0 | 0 | 0 | 0 | 0
|  | STORE | 1 | 1 |  |  |  | 1 | [7 empty] | 0 | 0 | 0 | 0 | 0 | 0
|  | MEETING HALL | 1 | 4 |  |  |  | 4 | [7 empty] | 0 | 0 | 0 | 0 | 0 | 0
|  | MEN REST ROOM | 1 | 2 |  |  |  | 2 | [7 empty] | 0 | 0 | 0 | 0 | 0 | 0
|  | FOURTH FLOOR |  | * |  |  |  | 0 | [7 empty] | 0 | 0 | 0 | 0 | 0 | 0
|  | HEAD ROOM | 1 | 2 |  |  |  | 2 | [7 empty] | 0 | 0 | 0 | 0 | 0 | 0
[8 empty] | 0 | [7 empty] | 0 | 0 | 0 | 0 | 0 | 0
[8 empty] | 61 | [7 empty] | 0 | 0 | 0 | 0 | 0 | 0
[6 empty] | Say | 61 | Nos |  |  |  | Wiring with 1.5 Sqm.m PVC insulated single core multi strand fire retardant flexible copper cable with ISI mark confirming IS: 694:1990 for 5 amps 5 pin plug socket point @ Switch Board Itself. | 67 | 61 | Nos | 0 | 0 | 0 | 0 | 0 | 61
Wiring with 1.5 Sqm.m PVC insulated single core multi strand fire retardant flexible copper cable with ISI mark confirming IS: 694:1990 for 5 amps 5 pin plug socket point @ Convenient Places. | 68 | #REF! | [13 empty] | 0 | 0 | 0 | 0 | 0 | 0
|  | FIRST FLOOR |  | * | [11 empty] | 0 | 0 | 0 | 0 | 0 | 0
|  | HALL | 1 | 2 |  |  |  | 2 |  |  | 26.13 |  |  |  |  | 0 | 0 | 0 | 0 | 0 | 0
|  | WRITER | 1 | 1 |  |  |  | 1 | [7 empty] | 0 | 0 | 0 | 0 | 0 | 0
|  | SI ROOM | 1 | 2 |  |  |  | 2 | [7 empty] | 0 | 0 | 0 | 0 | 0 | 0
|  | INS ROOM | 1 | 2 |  |  |  | 2 | [7 empty] | 0 | 0 | 0 | 0 | 0 | 0
|  | CD FILE/STORE | 1 | 2 |  |  |  | 2 | [7 empty] | 0 | 0 | 0 | 0 | 0 | 0
|  | COMPUTER CCTNS | 1 | 2 |  |  |  | 2 | [7 empty] | 0 | 0 | 0 | 0 | 0 | 0
|  | STATION WRITER / VHF | 1 | 1 |  |  |  | 1 | [7 empty] | 0 | 0 | 0 | 0 | 0 | 0
|  | PROPERTY / RECORD | 1 | 1 |  |  |  | 1 | [7 empty] | 0 | 0 | 0 | 0 | 0 | 0
|  | SECOND FLOOR |  | * |  |  |  | 0 | [7 empty] | 0 | 0 | 0 | 0 | 0 | 0
|  | HALL | 1 | 2 |  |  |  | 2 | [7 empty] | 0 | 0 | 0 | 0 | 0 | 0
|  | WRITER | 1 | 1 |  |  |  | 1 | [7 empty] | 0 | 0 | 0 | 0 | 0 | 0
|  | WOMEN REST ROOM | 1 | 2 |  |  |  | 2 | [7 empty] | 0 | 0 | 0 | 0 | 0 | 0
|  | INS CRIME | 1 | 2 |  |  |  | 2 | [7 empty] | 0 | 0 | 0 | 0 | 0 | 0
|  | COMPUTER ROOM | 1 | 2 |  |  |  | 2 | [7 empty] | 0 | 0 | 0 | 0 | 0 | 0
|  | SI ROOM | 1 | 3 |  |  |  | 3 | [7 empty] | 0 | 0 | 0 | 0 | 0 | 0
|  | RECORD ROOM | 1 | 1 |  |  |  | 1 | [7 empty] | 0 | 0 | 0 | 0 | 0 | 0
|  | INTERROGATION | 1 | 1 |  |  |  | 1 | [7 empty] | 0 | 0 | 0 | 0 | 0 | 0
|  | THIRD FLOOR |  | * |  |  |  | 0 | [7 empty] | 0 | 0 | 0 | 0 | 0 | 0
|  | HALL | 1 | 2 |  |  |  | 2 | [7 empty] | 0 | 0 | 0 | 0 | 0 | 0
|  | MEN REST ROOM | 1 | 2 |  |  |  | 2 | [7 empty] | 0 | 0 | 0 | 0 | 0 | 0
|  | INS TRAFIC | 1 | 2 |  |  |  | 2 | [7 empty] | 0 | 0 | 0 | 0 | 0 | 0
|  | WRITER | 1 | 2 |  |  |  | 2 | [7 empty] | 0 | 0 | 0 | 0 | 0 | 0
|  | STORE | 1 | 1 |  |  |  | 1 | [7 empty] | 0 | 0 | 0 | 0 | 0 | 0
|  | MEETING HALL | 1 | 4 |  |  |  | 4 | [7 empty] | 0 | 0 | 0 | 0 | 0 | 0
|  | MEN REST ROOM | 1 | 2 |  |  |  | 2 | [7 empty] | 0 | 0 | 0 | 0 | 0 | 0
[8 empty] | 0 | [7 empty] | 0 | 0 | 0 | 0 | 0 | 0
[8 empty] | 42 | [7 empty] | 0 | 0 | 0 | 0 | 0 | 0
[6 empty] | Say | 42 | Nos |  |  |  | Wiring with 1.5 Sqm.m PVC insulated single core multi strand fire retardant flexible copper cable with ISI mark confirming IS: 694:1990 for 5 amps 5 pin plug socket point @ Convenient Places. | 68 | 42 | Nos | 0 | 0 | 0 | 0 | 0 | 42
Supply and fixing of 25w LED street light | 82.1 | #REF! | [13 empty] | 0 | 0 | 0 | 0 | 0 | 0
|  | Front | 1 | 3 |  |  |  | 3 | [7 empty] | 0 | 0 | 0 | 0 | 0 | 0
|  | Rear | 1 | 3 |  |  |  | 3 | [7 empty] | 0 | 0 | 0 | 0 | 0 | 0
|  | Side | 1 | 3 |  |  |  | 3 | [7 empty] | 0 | 0 | 0 | 0 | 0 | 0
[8 empty] | 9 | [7 empty] | 0 | 0 | 0 | 0 | 0 | 0
[6 empty] | Say | 9 | Nos |  |  |  | Supply and fixing of 25w LED street light | 82.1 | 9 | Nos | 0 | 0 | 0 | 0 | 0 | 9
15 Amp. Power plug | 69 | #REF! | [13 empty] | 0 | 0 | 0 | 0 | 0 | 0
|  | FIRST FLOOR |  | * | [11 empty] | 0 | 0 | 0 | 0 | 0 | 0
|  | HALL | 1 | 3 |  |  |  | 3 | [7 empty] | 0 | 0 | 0 | 0 | 0 | 0
|  | WRITER | 1 | 1 |  |  |  | 1 | [7 empty] | 0 | 0 | 0 | 0 | 0 | 0
|  | SI ROOM | 1 | 1 |  |  |  | 1 | [7 empty] | 0 | 0 | 0 | 0 | 0 | 0
|  | INS ROOM | 1 | 1 |  |  |  | 1 | [7 empty] | 0 | 0 | 0 | 0 | 0 | 0
|  | CD FILE/STORE | 1 | 1 |  |  |  | 1 | [7 empty] | 0 | 0 | 0 | 0 | 0 | 0
|  | COMPUTER CCTNS | 1 | 1 |  |  |  | 1 | [7 empty] | 0 | 0 | 0 | 0 | 0 | 0
|  | STATION WRITER / VHF | 1 | 1 |  |  |  | 1 | [7 empty] | 0 | 0 | 0 | 0 | 0 | 0
|  | PROPERTY / RECORD | 1 | 1 |  |  |  | 1 | [7 empty] | 0 | 0 | 0 | 0 | 0 | 0
|  | SECOND FLOOR |  | * |  |  |  | 0 | [7 empty] | 0 | 0 | 0 | 0 | 0 | 0
|  | HALL | 1 | 3 |  |  |  | 3 | [7 empty] | 0 | 0 | 0 | 0 | 0 | 0
|  | WRITER | 1 | 1 |  |  |  | 1 | [7 empty] | 0 | 0 | 0 | 0 | 0 | 0
|  | WOMEN REST ROOM | 1 | 1 |  |  |  | 1 | [7 empty] | 0 | 0 | 0 | 0 | 0 | 0
|  | INS CRIME | 1 | 1 |  |  |  | 1 | [7 empty] | 0 | 0 | 0 | 0 | 0 | 0
|  | COMPUTER ROOM | 1 | 1 |  |  |  | 1 | [7 empty] | 0 | 0 | 0 | 0 | 0 | 0
|  | SI ROOM | 1 | 2 |  |  |  | 2 | [7 empty] | 0 | 0 | 0 | 0 | 0 | 0
|  | RECORD ROOM | 1 | 1 |  |  |  | 1 | [7 empty] | 0 | 0 | 0 | 0 | 0 | 0
|  | INTERROGATION | 1 | 1 |  |  |  | 1 | [7 empty] | 0 | 0 | 0 | 0 | 0 | 0
|  | THIRD FLOOR |  | * |  |  |  | 0 | [7 empty] | 0 | 0 | 0 | 0 | 0 | 0
|  | HALL | 1 | 3 |  |  |  | 3 | [7 empty] | 0 | 0 | 0 | 0 | 0 | 0
|  | MEN REST ROOM | 1 | 1 |  |  |  | 1 | [7 empty] | 0 | 0 | 0 | 0 | 0 | 0
|  | INS TRAFIC | 1 | 1 |  |  |  | 1 | [7 empty] | 0 | 0 | 0 | 0 | 0 | 0
|  | WRITER | 1 | 1 |  |  |  | 1 | [7 empty] | 0 | 0 | 0 | 0 | 0 | 0
|  | STORE | 1 | 1 |  |  |  | 1 | [7 empty] | 0 | 0 | 0 | 0 | 0 | 0
|  | MEETING HALL | 1 | 2 |  |  |  | 2 | [7 empty] | 0 | 0 | 0 | 0 | 0 | 0
|  | MEN REST ROOM | 1 | 1 |  |  |  | 1 | [7 empty] | 0 | 0 | 0 | 0 | 0 | 0
[8 empty] | 0 | [7 empty] | 0 | 0 | 0 | 0 | 0 | 0
[8 empty] | 0 | [7 empty] | 0 | 0 | 0 | 0 | 0 | 0
[8 empty] | 31 | [7 empty] | 0 | 0 | 0 | 0 | 0 | 0
[6 empty] | Say | 31 | Nos |  |  |  | 15 Amp. Power plug | 69 | 31 | Nos | 0 | 0 | 0 | 0 | 0 | 31
Bulk Head fitting for LED Bulb | 70.1 | #REF! | [13 empty] | 0 | 0 | 0 | 0 | 0 | 0
|  | Open Terrace | 1 | 2 |  |  |  | 2 | [7 empty] | 0 | 0 | 0 | 0 | 0 | 0
|  | Balcony | 1 | 1 |  |  |  | 1 | [7 empty] | 0 | 0 | 0 | 0 | 0 | 0
|  | Lift | 1 | 5 |  |  |  | 5 | [7 empty] | 0 | 0 | 0 | 0 | 0 | 0
|  | Head room | 1 | 3 |  |  |  | 3 | [7 empty] | 0 | 0 | 0 | 0 | 0 | 0
[8 empty] | 11 | [7 empty] | 0 | 0 | 0 | 0 | 0 | 0
[6 empty] | Say | 11 | Nos |  |  |  | Bulk Head fitting for LED Bulb | 70.1 | 11 | Nos | 0 | 0 | 0 | 0 | 0 | 11
S & F 12 watts LED bulb for bulk head | 70.1 | #REF! | [13 empty] | 0 | 0 | 0 | 0 | 0 | 0
|  | Open Terrace | 1 | 2 |  |  |  | 2 | [7 empty] | 0 | 0 | 0 | 0 | 0 | 0
|  | Balcony | 1 | 1 |  |  |  | 1 | [7 empty] | 0 | 0 | 0 | 0 | 0 | 0
|  | Lift | 1 | 5 |  |  |  | 5 | [7 empty] | 0 | 0 | 0 | 0 | 0 | 0
|  | Head room | 1 | 3 |  |  |  | 3 | [7 empty] | 0 | 0 | 0 | 0 | 0 | 0
[8 empty] | 11 | [7 empty] | 0 | 0 | 0 | 0 | 0 | 0
[6 empty] | Say | 11 | Nos |  |  |  | S & F 12 watts LED bulb for bulk head | 70.1 | 11 | Nos | 0 | 0 | 0 | 0 | 0 | 11
9 watts LED bulb qtn | 70.1 | #REF! | [13 empty] | 0 | 0 | 0 | 0 | 0 | 0
|  | STILT CUM GROUND FLOOR |  | * | [11 empty] | 0 | 0 | 0 | 0 | 0 | 0
|  | ENTRANCE LOBBY | 1 | 2 |  |  |  | 2 | [7 empty] | 0 | 0 | 0 | 0 | 0 | 0
|  | PH TOILET | 1 | 1 |  |  |  | 1 | [7 empty] | 0 | 0 | 0 | 0 | 0 | 0
|  | TOILET | 1 | 1 |  |  |  | 1 | [7 empty] | 0 | 0 | 0 | 0 | 0 | 0
|  | FIRST FLOOR | 1 | * |  |  |  | 1 | [7 empty] | 0 | 0 | 0 | 0 | 0 | 0
|  | SI TOILET | 1 | 1 |  |  |  | 1 | [7 empty] | 0 | 0 | 0 | 0 | 0 | 0
|  | PASSAGE | 1 | 1 |  |  |  | 1 | [7 empty] | 0 | 0 | 0 | 0 | 0 | 0
|  | INS TOILET | 1 | 1 |  |  |  | 1 | [7 empty] | 0 | 0 | 0 | 0 | 0 | 0
|  | PASSAGE | 1 | 1 |  |  |  | 1 | [7 empty] | 0 | 0 | 0 | 0 | 0 | 0
|  | COMMON TOILET | 1 | 1 |  |  |  | 1 | [7 empty] | 0 | 0 | 0 | 0 | 0 | 0
|  | PASSAGE | 1 | 1 |  |  |  | 1 | [7 empty] | 0 | 0 | 0 | 0 | 0 | 0
|  | ENTRANCE PASSAGE | 1 | 1 |  |  |  | 1 | [7 empty] | 0 | 0 | 0 | 0 | 0 | 0
|  | COMMON TOILET | 1 | 1 |  |  |  | 1 | [7 empty] | 0 | 0 | 0 | 0 | 0 | 0
|  | PASSAGE | 1 | 1 |  |  |  | 1 | [7 empty] | 0 | 0 | 0 | 0 | 0 | 0
|  | ENTRANCE PASSAGE | 1 | 1 |  |  |  | 1 | [7 empty] | 0 | 0 | 0 | 0 | 0 | 0
|  | SECOND FLOOR |  | * |  |  |  | 0 | [7 empty] | 0 | 0 | 0 | 0 | 0 | 0
|  | WOMEN REST ROOM TOILET | 1 | 1 |  |  |  | 1 | [7 empty] | 0 | 0 | 0 | 0 | 0 | 0
|  | PASSAGE | 1 | 1 |  |  |  | 1 | [7 empty] | 0 | 0 | 0 | 0 | 0 | 0
|  | INS CRIME TOILET | 1 | 1 |  |  |  | 1 | [7 empty] | 0 | 0 | 0 | 0 | 0 | 0
|  | PASSAGE | 1 | 1 |  |  |  | 1 | [7 empty] | 0 | 0 | 0 | 0 | 0 | 0
|  | ENTRANCE PASSAGE | 1 | 1 |  |  |  | 1 | [7 empty] | 0 | 0 | 0 | 0 | 0 | 0
|  | COMMON TOILET | 1 | 1 |  |  |  | 1 | [7 empty] | 0 | 0 | 0 | 0 | 0 | 0
|  | PASSAGE | 1 | 1 |  |  |  | 1 | [7 empty] | 0 | 0 | 0 | 0 | 0 | 0
|  | ENTRANCE PASSAGE | 1 | 1 |  |  |  | 1 | [7 empty] | 0 | 0 | 0 | 0 | 0 | 0
|  | COMMON TOILET | 1 | 1 |  |  |  | 1 | [7 empty] | 0 | 0 | 0 | 0 | 0 | 0
|  | PASSAGE | 1 | 1 |  |  |  | 1 | [7 empty] | 0 | 0 | 0 | 0 | 0 | 0
|  | ENTRANCE PASSAGE | 1 | 1 |  |  |  | 1 | [7 empty] | 0 | 0 | 0 | 0 | 0 | 0
|  | THIRD FLOOR |  | * |  |  |  | 0 | [7 empty] | 0 | 0 | 0 | 0 | 0 | 0
|  | MEN REST ROOM TOILET | 1 | 1 |  |  |  | 1 | [7 empty] | 0 | 0 | 0 | 0 | 0 | 0
|  | PASSAGE | 1 | 1 |  |  |  | 1 | [7 empty] | 0 | 0 | 0 | 0 | 0 | 0
|  | ENTRANCE PASSAGE | 1 | 1 |  |  |  | 1 | [7 empty] | 0 | 0 | 0 | 0 | 0 | 0
|  | INS TRAFIC TOILET | 1 | 1 |  |  |  | 1 | [7 empty] | 0 | 0 | 0 | 0 | 0 | 0
|  | PASSAGE | 1 | 1 |  |  |  | 1 | [7 empty] | 0 | 0 | 0 | 0 | 0 | 0
|  | ENTRANCE PASSAGE | 1 | 1 |  |  |  | 1 | [7 empty] | 0 | 0 | 0 | 0 | 0 | 0
|  | MEN REST ROOM TOILET | 1 | 1 |  |  |  | 1 | [7 empty] | 0 | 0 | 0 | 0 | 0 | 0
|  | MEN REST ROOM BATH | 1 | 1 |  |  |  | 1 | [7 empty] | 0 | 0 | 0 | 0 | 0 | 0
|  | MEN REST ROOM PASSAGE | 1 | 1 |  |  |  | 1 | [7 empty] | 0 | 0 | 0 | 0 | 0 | 0
|  | URINAL | 1 | 1 |  |  |  | 1 | [7 empty] | 0 | 0 | 0 | 0 | 0 | 0
|  | COMMON TOILET | 1 | 1 |  |  |  | 1 | [7 empty] | 0 | 0 | 0 | 0 | 0 | 0
|  | PASSAGE | 1 | 1 |  |  |  | 1 | [7 empty] | 0 | 0 | 0 | 0 | 0 | 0
|  | W/B | 1 | 1 |  |  |  | 1 | [7 empty] | 0 | 0 | 0 | 0 | 0 | 0
|  | FOURTH FLOOR |  | * |  |  |  | 0 | [7 empty] | 0 | 0 | 0 | 0 | 0 | 0
|  | HEAD ROOM | 1 | 2 |  |  |  | 2 | [7 empty] | 0 | 0 | 0 | 0 | 0 | 0
[8 empty] | 0 | [7 empty] | 0 | 0 | 0 | 0 | 0 | 0
[8 empty] | 41 | [7 empty] | 0 | 0 | 0 | 0 | 0 | 0
[6 empty] | Say | 41 | Nos |  |  |  | 9 watts LED bulb qtn | 70.1 | 41 | Nos | 0 | 0 | 0 | 0 | 0 | 41
18 watts LED Tube Light | 70.5 | #REF! | [13 empty] | 0 | 0 | 0 | 0 | 0 | 0
|  | STILT CUM GROUND FLOOR |  | * |  |  |  | 0 | [7 empty] | 0 | 0 | 0 | 0 | 0 | 0
|  | ENTRANCE LOBBY | 1 | 2 |  |  |  | 2 | [7 empty] | 0 | 0 | 0 | 0 | 0 | 0
|  | ENTRANCE LOBBY | 1 | 2 |  |  |  | 2 | [7 empty] | 0 | 0 | 0 | 0 | 0 | 0
|  | TOILET PASSAGE | 1 | 1 |  |  |  | 1 | [7 empty] | 0 | 0 | 0 | 0 | 0 | 0
|  | TOILET PASSAGE-1 | 1 | 1 |  |  |  | 1 | [7 empty] | 0 | 0 | 0 | 0 | 0 | 0
|  | VERANDAH REAR | 1 | 1 |  |  |  | 1 | [7 empty] | 0 | 0 | 0 | 0 | 0 | 0
|  | PARKING AREA STILT PORTION | 1 | 5 |  |  |  | 5 | [7 empty] | 0 | 0 | 0 | 0 | 0 | 0
|  | REAR SIDE PARKING AREA STILT PORTION | 1 | 7 |  |  |  | 7 | [7 empty] | 0 | 0 | 0 | 0 | 0 | 0
|  | LEFT SIDE PARKING AREA STILT PORTION | 1 | 3 |  |  |  | 3 | [7 empty] | 0 | 0 | 0 | 0 | 0 | 0
|  | STAIR | 1 | 1 |  |  |  | 1 | [7 empty] | 0 | 0 | 0 | 0 | 0 | 0
|  | FIRST FLOOR |  | * |  |  |  | 0 | [7 empty] | 0 | 0 | 0 | 0 | 0 | 0
|  | HALL | 1 | 5 |  |  |  | 5 | [7 empty] | 0 | 0 | 0 | 0 | 0 | 0
|  | ENTRANCE LOBBY | 1 | 1 |  |  |  | 1 | [7 empty] | 0 | 0 | 0 | 0 | 0 | 0
|  | ENTRANCE LOBBY | 1 | 1 |  |  |  | 1 | [7 empty] | 0 | 0 | 0 | 0 | 0 | 0
|  | STAIR | 1 | 1 |  |  |  | 1 | [7 empty] | 0 | 0 | 0 | 0 | 0 | 0
|  | WRITER | 1 | 2 |  |  |  | 2 | [7 empty] | 0 | 0 | 0 | 0 | 0 | 0
|  | SI ROOM | 1 | 2 |  |  |  | 2 | [7 empty] | 0 | 0 | 0 | 0 | 0 | 0
|  | INS ROOM | 1 | 2 |  |  |  | 2 | [7 empty] | 0 | 0 | 0 | 0 | 0 | 0
|  | LOCK UP MEN | 1 | 1 |  |  |  | 1 | [7 empty] | 0 | 0 | 0 | 0 | 0 | 0
|  | LOCK UP WOMEN | 1 | 1 |  |  |  | 1 | [7 empty] | 0 | 0 | 0 | 0 | 0 | 0
|  | CD FILE/STORE | 1 | 2 |  |  |  | 2 | [7 empty] | 0 | 0 | 0 | 0 | 0 | 0
|  | COMPUTER CCTNS | 1 | 1 |  |  |  | 1 | [7 empty] | 0 | 0 | 0 | 0 | 0 | 0
|  | STATION WRITER / VHF | 1 | 1 |  |  |  | 1 | [7 empty] | 0 | 0 | 0 | 0 | 0 | 0
|  | ARMS & AMMUNITION | 1 | 1 |  |  |  | 1 | [7 empty] | 0 | 0 | 0 | 0 | 0 | 0
|  | PROPERTY / RECORD | 1 | 1 |  |  |  | 1 | [7 empty] | 0 | 0 | 0 | 0 | 0 | 0
|  | COMMON TOILET | 1 | 1 |  |  |  | 1 | [7 empty] | 0 | 0 | 0 | 0 | 0 | 0
|  | SECOND FLOOR |  | * |  |  |  | 0 | [7 empty] | 0 | 0 | 0 | 0 | 0 | 0
|  | HALL | 1 | 5 |  |  |  | 5 | [7 empty] | 0 | 0 | 0 | 0 | 0 | 0
|  | ENTRANCE LOBBY | 1 | 1 |  |  |  | 1 | [7 empty] | 0 | 0 | 0 | 0 | 0 | 0
|  | ENTRANCE LOBBY | 1 | 1 |  |  |  | 1 | [7 empty] | 0 | 0 | 0 | 0 | 0 | 0
|  | STAIR | 1 | 1 |  |  |  | 1 | [7 empty] | 0 | 0 | 0 | 0 | 0 | 0
|  | WRITER | 1 | 2 |  |  |  | 2 | [7 empty] | 0 | 0 | 0 | 0 | 0 | 0
|  | WOMEN REST ROOM | 1 | 2 |  |  |  | 2 | [7 empty] | 0 | 0 | 0 | 0 | 0 | 0
|  | INS CRIME | 1 | 2 |  |  |  | 2 | [7 empty] | 0 | 0 | 0 | 0 | 0 | 0
|  | LOCK UP MEN | 1 | 1 |  |  |  | 1 | [7 empty] | 0 | 0 | 0 | 0 | 0 | 0
|  | LOCK UP WOMEN | 1 | 1 |  |  |  | 1 | [7 empty] | 0 | 0 | 0 | 0 | 0 | 0
|  | COMPUTER ROOM | 1 | 2 |  |  |  | 2 | [7 empty] | 0 | 0 | 0 | 0 | 0 | 0
|  | SI ROOM | 1 | 2 |  |  |  | 2 | [7 empty] | 0 | 0 | 0 | 0 | 0 | 0
|  | RECORD ROOM | 1 | 1 |  |  |  | 1 | [7 empty] | 0 | 0 | 0 | 0 | 0 | 0
|  | INTERROGATION | 1 | 1 |  |  |  | 1 | [7 empty] | 0 | 0 | 0 | 0 | 0 | 0
|  | THIRD FLOOR |  | * |  |  |  | 0 | [7 empty] | 0 | 0 | 0 | 0 | 0 | 0
|  | HALL | 1 | 5 |  |  |  | 5 | [7 empty] | 0 | 0 | 0 | 0 | 0 | 0
|  | ENTRANCE LOBBY | 1 | 1 |  |  |  | 1 | [7 empty] | 0 | 0 | 0 | 0 | 0 | 0
|  | ENTRANCE LOBBY | 1 | 1 |  |  |  | 1 | [7 empty] | 0 | 0 | 0 | 0 | 0 | 0
|  | STAIR | 1 | 1 |  |  |  | 1 | [7 empty] | 0 | 0 | 0 | 0 | 0 | 0
|  | MEN REST ROOM | 1 | 2 |  |  |  | 2 | [7 empty] | 0 | 0 | 0 | 0 | 0 | 0
|  | INS TRAFIC | 1 | 2 |  |  |  | 2 | [7 empty] | 0 | 0 | 0 | 0 | 0 | 0
|  | WRITER | 1 | 2 |  |  |  | 2 | [7 empty] | 0 | 0 | 0 | 0 | 0 | 0
|  | STORE | 1 | 1 |  |  |  | 1 | [7 empty] | 0 | 0 | 0 | 0 | 0 | 0
|  | MEETING HALL | 1 | 3 |  |  |  | 3 | [7 empty] | 0 | 0 | 0 | 0 | 0 | 0
|  | MEN REST ROOM | 1 | 2 |  |  |  | 2 | [7 empty] | 0 | 0 | 0 | 0 | 0 | 0
|  | FOURTH FLOOR |  | * |  |  |  | 0 | [7 empty] | 0 | 0 | 0 | 0 | 0 | 0
|  | HEAD ROOM | 1 | 2 |  |  |  | 2 | [7 empty] | 0 | 0 | 0 | 0 | 0 | 0
[8 empty] | 0 | [7 empty] | 0 | 0 | 0 | 0 | 0 | 0
[8 empty] | 90 |  |  | 7.6424 |  |  |  |  | 0 | 0 | 0 | 0 | 0 | 0
[6 empty] | Say | 90 | Nos |  |  |  | 18 watts LED Tube Light | 70.5 | 90 | Nos | 0 | 0 | 0 | 0 | 0 | 90
Supply and delivery of 48" (1200 mm) Fan with ISI mark with Eletronic Dimmer | 75.1.2 | #REF! | [13 empty] | 0 | 0 | 0 | 0 | 0 | 0
|  | As per Fan Point Qty | [5 empty] | 51 | [7 empty] | 0 | 0 | 0 | 0 | 0 | 0
[8 empty] | 51 | [7 empty] | 0 | 0 | 0 | 0 | 0 | 0
[6 empty] | Say | 51 | Nos |  |  |  | Supply and delivery of 48" (1200 mm) Fan with ISI mark with Eletronic Dimmer | 75.1.2 | 51 | Nos | 0 | 0 | 0 | 0 | 0 | 51
Supplying and fixing of 32 AMPS Triple pole main switch | 71 | #REF! | [13 empty] | 0 | 0 | 0 | 0 | 0 | 0
|  | Entrance Lobby | 1 | 4 |  |  |  | 4 | [7 empty] | 0 | 0 | 0 | 0 | 0 | 0
[6 empty] | Say | 4 | Nos |  |  |  | Supplying and fixing of 32 AMPS Triple pole main switch | 71 | 4 | Nos | 0 | 0 | 0 | 0 | 0 | 4
Box type Fibre Fan hook | 72 | #REF! | [13 empty] | 0 | 0 | 0 | 0 | 0 | 0
|  | As per Fan Point Qty | 0 | 0 |  |  |  | 51 | [7 empty] | 0 | 0 | 0 | 0 | 0 | 0
[16 empty] | 0 | 0 | 0 | 0 | 0 | 0
[8 empty] | 51 | [7 empty] | 0 | 0 | 0 | 0 | 0 | 0
[6 empty] | Say | 51 | Nos |  |  |  | Box type Fibre Fan hook | 72 | 51 | Nos | 0 | 0 | 0 | 0 | 0 | 51
Charges for fixing of "Fan" | 74 | #REF! | [5 empty] | 0 | [7 empty] | 0 | 0 | 0 | 0 | 0 | 0
|  | As per Fan Point Qty | 0 | 0 |  |  |  | 51 | [7 empty] | 0 | 0 | 0 | 0 | 0 | 0
[8 empty] | 51 | [7 empty] | 0 | 0 | 0 | 0 | 0 | 0
[6 empty] | Say | 51 | Nos |  |  |  | Charges for fixing of "Fan" | 74 | 51 | Nos | 0 | 0 | 0 | 0 | 0 | 51
8 SWG wire | 76 | #REF! | [13 empty] | 0 | 0 | 0 | 0 | 0 | 0
|  | From earth pit to lift m/c room | 1 | 25 |  |  |  | 25 | [7 empty] | 0 | 0 | 0 | 0 | 0 | 0
|  | From second floor earth bus to LDB | 1 | 22 |  |  |  | 22 | [7 empty] | 0 | 0 | 0 | 0 | 0 | 0
|  | From third floor earth bus to LDB | 1 | 30 |  |  |  | 30 | [7 empty] | 0 | 0 | 0 | 0 | 0 | 0
|  | From Earth bus to computers in Admin room | 1 | 33 |  |  |  | 33 | [7 empty] | 0 | 0 | 0 | 0 | 0 | 0
[8 empty] | 110 | [7 empty] | 0 | 0 | 0 | 0 | 0 | 0
[6 empty] | Say | 110 | Rmt |  |  |  | 8 SWG wire | 76 | 110 | Rmt | 0 | 0 | 0 | 0 | 0 | 110
Run of 2 Wires of 4 Sqm.m PVC insulated single core multi strand fire retardant flexible copper cable with ISI mark confirming IS: 694:1990. | 77 | #REF! | [13 empty] | 0 | 0 | 0 | 0 | 0 | 0
|  | Main to ELCB | [13 empty] | 0 | 0 | 0 | 0 | 0 | 0
|  | GF right side | 1 | 1 | 10 |  |  | 10 | [7 empty] | 0 | 0 | 0 | 0 | 0 | 0
|  | GF left side | 1 | 1 | 10 |  |  | 10 | [7 empty] | 0 | 0 | 0 | 0 | 0 | 0
|  | FF right side | 1 | 1 | 15 |  |  | 15 | [7 empty] | 0 | 0 | 0 | 0 | 0 | 0
|  | FF left side | 1 | 1 | 15 |  |  | 15 | [7 empty] | 0 | 0 | 0 | 0 | 0 | 0
|  | SF right side | 1 | 1 | 20 |  |  | 20 | [7 empty] | 0 | 0 | 0 | 0 | 0 | 0
|  | SF left side | 1 | 1 | 20 |  |  | 20 | [7 empty] | 0 | 0 | 0 | 0 | 0 | 0
|  | TF right side | 1 | 1 | 25 |  |  | 25 | [7 empty] | 0 | 0 | 0 | 0 | 0 | 0
|  | TF left side | 1 | 1 | 25 |  |  | 25 | [7 empty] | 0 | 0 | 0 | 0 | 0 | 0
|  | 4F right side | 1 | 1 | 30 |  |  | 30 | [7 empty] | 0 | 0 | 0 | 0 | 0 | 0
|  | 4F left side | 1 | 1 | 30 |  |  | 30 | [7 empty] | 0 | 0 | 0 | 0 | 0 | 0
[16 empty] | 0 | 0 | 0 | 0 | 0 | 0
|  | Add sundries | [5 empty] | 0 | 200 | [6 empty] | 0 | 0 | 0 | 0 | 0 | 0
[8 empty] | 200 | 200 | [6 empty] | 0 | 0 | 0 | 0 | 0 | 0
[6 empty] | Say | 200 | Rmt |  |  |  | Run of 2 Wires of 4 Sqm.m PVC insulated single core multi strand fire retardant flexible copper cable with ISI mark confirming IS: 694:1990. | 77 | 200 | Rmt | 0 | 0 | 0 | 0 | 0 | 200
Run of 4 Wires of 10 Sqm.m PVC insulated single core multi strand | 77 | #REF! | [13 empty] | 0 | 0 | 0 | 0 | 0 | 0
|  | From First floor panel to power panel | 1 | 1 | 20 |  |  | 20 | [7 empty] | 0 | 0 | 0 | 0 | 0 | 0
|  | Lift | 1 | 1 | 25 |  |  | 25 | [7 empty] | 0 | 0 | 0 | 0 | 0 | 0
|  | From Third floor panel to power panel | 1 | 1 | 25 |  |  | 25 | [7 empty] | 0 | 0 | 0 | 0 | 0 | 0
[8 empty] | 70 | [7 empty] | 0 | 0 | 0 | 0 | 0 | 0
[6 empty] | Say | 70 | Rmt |  |  |  | Run of 4 Wires of 10 Sqm.m PVC insulated single core multi strand | 77 | 70 | Rmt | 0 | 0 | 0 | 0 | 0 | 70
Run of 4 Wires of 6 Sqm.m PVC insulated single core multi strand | 77.1 | #REF! | [13 empty] | 0 | 0 | 0 | 0 | 0 | 0
|  | From Ground floor panel to LDB in ground floor | 1 | 1 | 20 |  |  | 20 | [7 empty] | 0 | 0 | 0 | 0 | 0 | 0
|  | From Second floor panel to LDB | 1 | 1 | 25 |  |  | 25 | [7 empty] | 0 | 0 | 0 | 0 | 0 | 0
|  | From Third floor panel to LDB | 1 | 1 | 25 |  |  | 25 | [7 empty] | 0 | 0 | 0 | 0 | 0 | 0
[16 empty] | 0 | 0 | 0 | 0 | 0 | 0
[8 empty] | 70 | [7 empty] | 0 | 0 | 0 | 0 | 0 | 0
[6 empty] | Say | 70 | Rmt |  |  |  | Run of 4 Wires of 6 Sqm.m PVC insulated single core multi strand | 77.1 | 70 | Rmt | 0 | 0 | 0 | 0 | 0 | 70
S&F of TV/Telephone line Socket | 77.3 | #REF! | [13 empty] | 0 | 0 | 0 | 0 | 0 | 0
[8 empty] | 0 | [7 empty] | 0 | 0 | 0 | 0 | 0 | 0
|  | First Floor | [5 empty] | 0 | [7 empty] | 0 | 0 | 0 | 0 | 0 | 0
|  | Ins & Si | 1 | 2 |  |  |  | 2 | [7 empty] | 0 | 0 | 0 | 0 | 0 | 0
|  | CCTNS | 1 | 1 |  |  |  | 1 | [7 empty] | 0 | 0 | 0 | 0 | 0 | 0
|  | CD FILE | 1 | 1 |  |  |  | 1 | [7 empty] | 0 | 0 | 0 | 0 | 0 | 0
|  | Second Floor | [5 empty] | 0 | [7 empty] | 0 | 0 | 0 | 0 | 0 | 0
|  | Ins & Si | 1 | 2 |  |  |  | 2 | [7 empty] | 0 | 0 | 0 | 0 | 0 | 0
|  | Computer Room | 1 | 1 |  |  |  | 1 | [7 empty] | 0 | 0 | 0 | 0 | 0 | 0
|  | Women Rest Room | 1 | 1 |  |  |  | 1 | [7 empty] | 0 | 0 | 0 | 0 | 0 | 0
|  | Third Floor | [5 empty] | 0 | [7 empty] | 0 | 0 | 0 | 0 | 0 | 0
|  | Ins | 1 | 1 |  |  |  | 1 | [7 empty] | 0 | 0 | 0 | 0 | 0 | 0
|  | Meeting Hall | 1 | 1 |  |  |  | 1 | [7 empty] | 0 | 0 | 0 | 0 | 0 | 0
|  | Men Rest Room | 1 | 1 |  |  |  | 1 | [7 empty] | 0 | 0 | 0 | 0 | 0 | 0
[8 empty] | 11 | [7 empty] | 0 | 0 | 0 | 0 | 0 | 0
[6 empty] | Say | 11 | Rmt |  |  |  | S&F of TV/Telephone line Socket | 77.3 | 11 | Rmt | 0 | 0 | 0 | 0 | 0 | 11
S&F of 20mm dia PVC pipe for TV/Telephone line | 77.4 | #REF! | [13 empty] | 0 | 0 | 0 | 0 | 0 | 0
|  | First Floor | [5 empty] | 0 | [7 empty] | 0 | 0 | 0 | 0 | 0 | 0
|  | Ins & Si | 1 | 2 | 20 |  |  | 40 | [7 empty] | 0 | 0 | 0 | 0 | 0 | 0
|  | CCTNS | 1 | 1 | 10 |  |  | 10 | [7 empty] | 0 | 0 | 0 | 0 | 0 | 0
|  | CD FILE | 1 | 1 | 10 |  |  | 10 | [7 empty] | 0 | 0 | 0 | 0 | 0 | 0
|  | Second Floor | [5 empty] | 0 | [7 empty] | 0 | 0 | 0 | 0 | 0 | 0
|  | Ins & Si | 1 | 2 | 10 |  |  | 20 | [7 empty] | 0 | 0 | 0 | 0 | 0 | 0
|  | Computer Room | 1 | 1 | 10 |  |  | 10 | [7 empty] | 0 | 0 | 0 | 0 | 0 | 0
|  | Women Rest Room | 1 | 1 | 10 |  |  | 10 | [7 empty] | 0 | 0 | 0 | 0 | 0 | 0
|  | Third Floor | [5 empty] | 0 | [7 empty] | 0 | 0 | 0 | 0 | 0 | 0
|  | Ins | 1 | 1 | 10 |  |  | 10 | [7 empty] | 0 | 0 | 0 | 0 | 0 | 0
|  | Meeting Hall | 1 | 1 | 10 |  |  | 10 | [7 empty] | 0 | 0 | 0 | 0 | 0 | 0
|  | Men Rest Room | 1 | 1 | 15 |  |  | 15 | [7 empty] | 0 | 0 | 0 | 0 | 0 | 0
[8 empty] | 135 | [7 empty] | 0 | 0 | 0 | 0 | 0 | 0
[6 empty] | Say | 135 | Rmt |  |  |  | S&F of 20mm dia PVC pipe for TV/Telephone line | 77.4 | 135 | Rmt | 0 | 0 | 0 | 0 | 0 | 135
Earthing Station IS3043 (Type I) | 78 | #REF! | [13 empty] | 0 | 0 | 0 | 0 | 0 | 0
|  | Earth bus | 1 | 1 |  |  |  | 1 | [7 empty] | 0 | 0 | 0 | 0 | 0 | 0
|  | Lift machine room | 1 | 2 |  |  |  | 2 | [7 empty] | 0 | 0 | 0 | 0 | 0 | 0
[8 empty] | 3 | [7 empty] | 0 | 0 | 0 | 0 | 0 | 0
[6 empty] | Say | 3 | Nos |  |  |  | Earthing Station IS3043 (Type I) | 78 | 3 | Nos | 0 | 0 | 0 | 0 | 0 | 3
Plate earthing with copper plate of size 600 x 600 x 3 mm | 78 | #REF! | [13 empty] | 0 | 0 | 0 | 0 | 0 | 0
|  | computer earthing | 1 | 2 |  |  |  | 2 | [7 empty] | 0 | 0 | 0 | 0 | 0 | 0
[8 empty] | 2 | [7 empty] | 0 | 0 | 0 | 0 | 0 | 0
[6 empty] | Say | 2 | Nos |  |  |  | Plate earthing with copper plate of size 600 x 600 x 3 mm | 78 | 2 | Nos | 0 | 0 | 0 | 0 | 0 | 2
S & F of A/C metal clad switch | 77.2 | #REF! | [13 empty] | 0 | 0 | 0 | 0 | 0 | 0
|  | INS L&O | 1 | 1 |  |  |  | 1 | [7 empty] | 0 | 0 | 0 | 0 | 0 | 0
|  | INS CRIME | 1 | 1 |  |  |  | 1 | [7 empty] | 0 | 0 | 0 | 0 | 0 | 0
|  | INS TRAFFIC | 1 | 1 |  |  |  | 1 | [7 empty] | 0 | 0 | 0 | 0 | 0 | 0
[16 empty] | 0 | 0 | 0 | 0 | 0 | 0
[8 empty] | 3 | [7 empty] | 0 | 0 | 0 | 0 | 0 | 0
[6 empty] | Say | 3 | Nos |  |  |  | S & F of A/C metal clad switch | 77.2 | 3 | Nos | 0 | 0 | 0 | 0 | 0 | 3
[16 empty] | 0 | 0 | 0 | 0 | 0 | 0
Anti termite treatment | 86 | #REF! | [13 empty] | 0 | 0 | 0 | 0 | 0 | 0
|  | Plinth Area of the building | 1 | 1 | 18.805 | 15.88 |  | 298.6234 | [7 empty] | 0 | 0 | 0 | 0 | 0 | 0
|  | Plinth Area of the building Portico | 1 | 1 | 5.085 | 5.405 |  | 27.4844 | [7 empty] | 0 | 0 | 0 | 0 | 0 | 0
[16 empty] | 0 | 0 | 0 | 0 | 0 | 0
|  | Add sundries | [5 empty] | 0.89218 | 326.1078 | [6 empty] | 0 | 0 | 0 | 0 | 0 | 0
[8 empty] | 327 | 327 | [6 empty] | 0 | 0 | 0 | 0 | 0 | 0
[6 empty] | Say | 327 | Rmt |  |  |  | Anti termite treatment | 86 | 327 | Rmt | 0 | 0 | 0 | 0 | 0 | 327
[16 empty] | 0 | 0 | 0 | 0 | 0 | 0
[16 empty] | 0 | 0 | 0 | 0 | 0 | 0
Formwork using M.S.Sheet | 18.1 | #REF! | [13 empty] | 0 | 0 | 0 | 0 | 0 | 0
a.For Column footings,plinth beam,Grade beam,Raftbeam,Raft slab etc., |  | #REF! | [13 empty] | 0 | 0 | 0 | 0 | 0 | 0
|  | As per below basement qty | [5 empty] | 370.9 | [7 empty] | 0 | 0 | 0 | 0 | 0 | 0
[8 empty] | 0.1 | 370.9 |  | 371 |  |  |  |  | 0 | 0 | 0 | 0 | 0 | 0
[8 empty] | 371 | [7 empty] | 0 | 0 | 0 | 0 | 0 | 0
[6 empty] | Say | 371 | Sqm |  |  |  | a.For Column footings,plinth beam,Grade beam,Raftbeam,Raft slab etc., | 0 | 371 | Sqm | 0 | 0 | 0 | 0 | 0 | 371
b.Plain surfaces such as Roof slab,floorslab,Beams,lintels,lofts,sill slab,staircase,portico slab and other similar works |  | #REF! | [13 empty] | 0 | 0 | 0 | 0 | 0 | 0
[16 empty] | 0 | 0 | 0 | 0 | 0 | 0
|  | #REF! | 0 | 0 | 0 | 0 | 0 | [8 empty] | 0 | 0 | 0 | 0 | 0 | 0
|  | 0 | 0 | 0 | 0 | 0 | 0 | [8 empty] | 0 | 0 | 0 | 0 | 0 | 0
|  | 0 | 0 | 0 | 0 | 0 | 0 | [8 empty] | 0 | 0 | 0 | 0 | 0 | 0
|  | 0 | 0 | 0 | 0 | 0 | 0 | [8 empty] | 0 | 0 | 0 | 0 | 0 | 0
|  | Sill slab for Windows | 0 | 0 | 0 | 0 | 0 | [8 empty] | 0 | 0 | 0 | 0 | 0 | 0
|  | Ground Floor | 0 | 0 | 0 | 0 | 0 | [8 empty] | 0 | 0 | 0 | 0 | 0 | 0
|  | ENTRANCE LOBBY | 0 | 0 | 0 | 0 | 0 | [8 empty] | 0 | 0 | 0 | 0 | 0 | 0
|  | MD | 2 | 1 | 2.26 |  | 0.05 | 0.226 | [7 empty] | 0 | 0 | 0 | 0 | 0 | 0
|  | MD-1 | 2 | 1 | 2.26 |  | 0.05 | 0.226 | [7 empty] | 0 | 0 | 0 | 0 | 0 | 0
|  | LD | 2 | 1 | 1.66 |  | 0.05 | 0.166 | [7 empty] | 0 | 0 | 0 | 0 | 0 | 0
|  | SLD | 2 | 1 | 1.46 |  | 0.05 | 0.146 | [7 empty] | 0 | 0 | 0 | 0 | 0 | 0
|  | TD | 2 | 1 | 1.21 |  | 0.05 | 0.121 | [7 empty] | 0 | 0 | 0 | 0 | 0 | 0
|  | SFW | 2 | 1 | 2.26 |  | 0.05 | 0.226 | [7 empty] | 0 | 0 | 0 | 0 | 0 | 0
|  | FW-1 | 2 | 2 | 2.26 |  | 0.05 | 0.452 | [7 empty] | 0 | 0 | 0 | 0 | 0 | 0
|  | FW-2 | 2 | 1 | 1.96 |  | 0.05 | 0.196 | [7 empty] | 0 | 0 | 0 | 0 | 0 | 0
|  | W1A | 2 | 1 | 1.96 |  | 0.05 | 0.196 | [7 empty] | 0 | 0 | 0 | 0 | 0 | 0
|  | W3 | 2 | 1 | 1.46 |  | 0.05 | 0.146 | [7 empty] | 0 | 0 | 0 | 0 | 0 | 0
|  | V3 | 2 | 3 | 1.36 |  | 0.05 | 0.408 | [7 empty] | 0 | 0 | 0 | 0 | 0 | 0
|  | Main wall all alround in stilt floor | 2 | 1 | 38.875 |  | 0.1 | 7.775 | [7 empty] | 0 | 0 | 0 | 0 | 0 | 0
|  | Lift | 0 | 0 | 0 |  | 0 | 0 | [7 empty] | 0 | 0 | 0 | 0 | 0 | 0
|  | Cross wall between Toilet and Lift | 2 | 1 | 3.125 |  | 0.1 | 0.625 | [7 empty] | 0 | 0 | 0 | 0 | 0 | 0
|  | Lift Front Wall | 2 | 1 | 2.76 |  | 0.1 | 0.552 | [7 empty] | 0 | 0 | 0 | 0 | 0 | 0
|  | Lift Side Wall | 2 | 1 | 2.33 |  | 0.1 | 0.466 | [7 empty] | 0 | 0 | 0 | 0 | 0 | 0
|  | Front Entrance Verandah Side Wall | 2 | 1 | 1.5 |  | 0.1 | 0.3 | [7 empty] | 0 | 0 | 0 | 0 | 0 | 0
|  | Elevation Piller | 2 | 4 | 0.6 |  | 0.1 | 0.48 | [7 empty] | 0 | 0 | 0 | 0 | 0 | 0
|  | Deduction for Partition wall Lintel | 0 | 0 | 0 |  | 0 | 0 | [7 empty] | 0 | 0 | 0 | 0 | 0 | 0
|  | Cross wall between Toilet / Ph Toilet | 2 | 1 | 1.615 |  | 0.1 | 0.323 | [7 empty] | 0 | 0 | 0 | 0 | 0 | 0
|  | Cross wall between Passage/ Ph Toilet | 2 | 1 | 2.215 |  | 0.1 | 0.443 | [7 empty] | 0 | 0 | 0 | 0 | 0 | 0
|  | Cross wall between Passage/ Toilet | 2 | 1 | 1.35 |  | 0.1 | 0.27 | [7 empty] | 0 | 0 | 0 | 0 | 0 | 0
|  | Wash basin wall | 2 | 1 | 1.2 |  | 0.1 | 0.24 | [7 empty] | 0 | 0 | 0 | 0 | 0 | 0
|  | 0 | 0 | 0 | 0 | 0 | 0 | [8 empty] | 0 | 0 | 0 | 0 | 0 | 0
|  | Roof beam 2 sides | 0 | 0 | 0 | 0 | 0 | [8 empty] | 0 | 0 | 0 | 0 | 0 | 0
|  | Horizontal beam | 0 | 0 | 0 | 0 | 0 | [8 empty] | 0 | 0 | 0 | 0 | 0 | 0
|  | D1 to F1 & D2 to F2 | 2 | 2 | 3.655 |  | 0.255 | 3.7281 | [7 empty] | 0 | 0 | 0 | 0 | 0 | 0
|  | A1 to B1 , A5 to B5 , A6 to B6 & A7 to B7 | 2 | 4 | 4.23 |  | 0.255 | 8.6292 | [7 empty] | 0 | 0 | 0 | 0 | 0 | 0
|  | A8 to H8 | 2 | 1 | 18.575 |  | 0.255 | 9.4733 | [7 empty] | 0 | 0 | 0 | 0 | 0 | 0
|  | B5 to G5 | 2 | 1 | 10.35 |  | 0.255 | 5.2785 | [7 empty] | 0 | 0 | 0 | 0 | 0 | 0
|  | B3 to G3 | 2 | 1 | 10.35 |  | 0.325 | 6.7275 | [7 empty] | 0 | 0 | 0 | 0 | 0 | 0
|  | B7 to G7 | 2 | 1 | 10.35 |  | 0.475 | 9.8325 | [7 empty] | 0 | 0 | 0 | 0 | 0 | 0
|  | B4 to F4 | 2 | 1 | 6.885 |  | 0.255 | 3.5113 | [7 empty] | 0 | 0 | 0 | 0 | 0 | 0
|  | OTS Cross Beam | 2 | 1 | 4.23 |  | 0.255 | 2.1573 | [7 empty] | 0 | 0 | 0 | 0 | 0 | 0
|  | OTS Cross Beam | 2 | 1 | 3.995 |  | 0.255 | 2.0375 | [7 empty] | 0 | 0 | 0 | 0 | 0 | 0
|  | G3 to H3 , G5 to H5 , G6 to H6 & G7 to H7 | 2 | 4 | 3.995 |  | 0.255 | 8.1498 | [7 empty] | 0 | 0 | 0 | 0 | 0 | 0
|  | Cross beams | 2 | 1 | 1.735 |  | 0.255 | 0.88485 | [7 empty] | 0 | 0 | 0 | 0 | 0 | 0
|  | Cross beams | 2 | 1 | 3.765 |  | 0.255 | 1.9202 | [7 empty] | 0 | 0 | 0 | 0 | 0 | 0
|  | Vertical beam | 0 | 0 | 0 |  | -0.125 | 0 | [7 empty] | 0 | 0 | 0 | 0 | 0 | 0
|  | A3 To A5 | 2 | 1 | 5.53 |  | 0.325 | 3.5945 | [7 empty] | 0 | 0 | 0 | 0 | 0 | 0
|  | A5 To A8 | 2 | 1 | 10.12 |  | 0.255 | 5.1612 | [7 empty] | 0 | 0 | 0 | 0 | 0 | 0
|  | B3 To B8 | 2 | 1 | 15.65 |  | 0.255 | 7.9815 | [7 empty] | 0 | 0 | 0 | 0 | 0 | 0
|  | Cross beams | 2 | 1 | 4.13 |  | 0.255 | 2.1063 | [7 empty] | 0 | 0 | 0 | 0 | 0 | 0
|  | Cross beams | 2 | 1 | 4.13 |  | 0.325 | 2.6845 | [7 empty] | 0 | 0 | 0 | 0 | 0 | 0
|  | C4 to C5 | 2 | 1 | 2.53 |  | 0.325 | 1.6445 | [7 empty] | 0 | 0 | 0 | 0 | 0 | 0
|  | C5 to C7 & F5 to F7 | 2 | 2 | 5.99 |  | 0.475 | 11.381 | [7 empty] | 0 | 0 | 0 | 0 | 0 | 0
|  | F3 to F5 | 2 | 1 | 5.53 |  | 0.325 | 3.5945 | [7 empty] | 0 | 0 | 0 | 0 | 0 | 0
|  | E7 to E8 | 2 | 1 | 4.13 |  | 0.255 | 2.1063 | [7 empty] | 0 | 0 | 0 | 0 | 0 | 0
|  | G3 to G7 | 2 | 1 | 11.52 |  | 0.325 | 7.488 | [7 empty] | 0 | 0 | 0 | 0 | 0 | 0
|  | G7 to G8 | 2 | 1 | 4.13 |  | 0.325 | 2.6845 | [7 empty] | 0 | 0 | 0 | 0 | 0 | 0
|  | H3 To H8 | 2 | 1 | 15.65 |  | 0.325 | 10.1725 | [7 empty] | 0 | 0 | 0 | 0 | 0 | 0
|  | D1 to D3 , F1 to F3 | 2 | 2 | 4.69 |  | 0.255 | 4.7838 | [7 empty] | 0 | 0 | 0 | 0 | 0 | 0
|  | Cross beams | 2 | 1 | 2.77 |  | 0.255 | 1.4127 | [7 empty] | 0 | 0 | 0 | 0 | 0 | 0
|  | 0 | 0 | 0 | 0 | 0 | 0 | [8 empty] | 0 | 0 | 0 | 0 | 0 | 0
|  | Roof beam Bottom | 0 | 0 | 0 | 0 | 0 | [8 empty] | 0 | 0 | 0 | 0 | 0 | 0
|  | Horizontal beam | 0 | 0 | 0 | 0 | 0 | [8 empty] | 0 | 0 | 0 | 0 | 0 | 0
|  | D1 to F1 & D2 to F2 | 1 | 2 | 3.655 | 0.23 |  | 1.6813 | [7 empty] | 0 | 0 | 0 | 0 | 0 | 0
|  | A1 to B1 , A5 to B5 , A6 to B6 & A7 to B7 | 1 | 4 | 4.23 | 0.23 |  | 3.8916 | [7 empty] | 0 | 0 | 0 | 0 | 0 | 0
|  | A8 to H8 | 1 | 1 | 18.575 | 0.23 |  | 4.2723 | [7 empty] | 0 | 0 | 0 | 0 | 0 | 0
|  | B5 to G5 | 1 | 1 | 10.35 | 0.23 |  | 2.3805 | [7 empty] | 0 | 0 | 0 | 0 | 0 | 0
|  | B3 to G3 | 1 | 1 | 10.35 | 0.23 |  | 2.3805 | [7 empty] | 0 | 0 | 0 | 0 | 0 | 0
|  | B7 to G7 | 1 | 1 | 10.35 | 0.23 |  | 2.3805 | [7 empty] | 0 | 0 | 0 | 0 | 0 | 0
|  | B4 to F4 | 1 | 1 | 6.885 | 0.23 |  | 1.5836 | [7 empty] | 0 | 0 | 0 | 0 | 0 | 0
|  | OTS Cross Beam | 1 | 1 | 4.23 | 0.23 |  | 0.9729 | [7 empty] | 0 | 0 | 0 | 0 | 0 | 0
|  | OTS Cross Beam | 1 | 1 | 3.995 | 0.23 |  | 0.91885 | [7 empty] | 0 | 0 | 0 | 0 | 0 | 0
|  | G3 to H3 , G5 to H5 , G6 to H6 & G7 to H7 | 1 | 4 | 3.995 | 0.23 |  | 3.6754 | [7 empty] | 0 | 0 | 0 | 0 | 0 | 0
|  | Cross beams | 1 | 1 | 1.735 | 0.23 |  | 0.39905 | [7 empty] | 0 | 0 | 0 | 0 | 0 | 0
|  | Cross beams | 1 | 1 | 3.765 | 0.23 |  | 0.86595 | [7 empty] | 0 | 0 | 0 | 0 | 0 | 0
|  | Vertical beam | 0 | 0 | 0 | 0 |  | 0 | [7 empty] | 0 | 0 | 0 | 0 | 0 | 0
|  | A3 To A5 | 1 | 1 | 5.53 | 0.23 |  | 1.2719 | [7 empty] | 0 | 0 | 0 | 0 | 0 | 0
|  | A5 To A8 | 1 | 1 | 10.12 | 0.23 |  | 2.3276 | [7 empty] | 0 | 0 | 0 | 0 | 0 | 0
|  | B3 To B8 | 1 | 1 | 15.65 | 0.23 |  | 3.5995 | [7 empty] | 0 | 0 | 0 | 0 | 0 | 0
|  | Cross beams | 1 | 1 | 4.13 | 0.23 |  | 0.9499 | [7 empty] | 0 | 0 | 0 | 0 | 0 | 0
|  | Cross beams | 1 | 1 | 4.13 | 0.23 |  | 0.9499 | [7 empty] | 0 | 0 | 0 | 0 | 0 | 0
|  | C4 to C5 | 1 | 1 | 2.53 | 0.23 |  | 0.5819 | [7 empty] | 0 | 0 | 0 | 0 | 0 | 0
|  | C5 to C7 & F5 to F7 | 1 | 2 | 5.99 | 0.23 |  | 2.7554 | [7 empty] | 0 | 0 | 0 | 0 | 0 | 0
|  | F3 to F5 | 1 | 1 | 5.53 | 0.23 |  | 1.2719 | [7 empty] | 0 | 0 | 0 | 0 | 0 | 0
|  | E7 to E8 | 1 | 1 | 4.13 | 0.23 |  | 0.9499 | [7 empty] | 0 | 0 | 0 | 0 | 0 | 0
|  | G3 to G7 | 1 | 1 | 11.52 | 0.23 |  | 2.6496 | [7 empty] | 0 | 0 | 0 | 0 | 0 | 0
|  | G7 to G8 | 1 | 1 | 4.13 | 0.23 |  | 0.9499 | [7 empty] | 0 | 0 | 0 | 0 | 0 | 0
|  | H3 To H8 | 1 | 1 | 15.65 | 0.23 |  | 3.5995 | [7 empty] | 0 | 0 | 0 | 0 | 0 | 0
|  | D1 to D3 , F1 to F3 | 1 | 2 | 4.69 | 0.23 |  | 2.1574 | [7 empty] | 0 | 0 | 0 | 0 | 0 | 0
|  | Cross beams | 1 | 1 | 2.77 | 0.23 |  | 0.6371 | [7 empty] | 0 | 0 | 0 | 0 | 0 | 0
|  | 0 | 0 | 0 | 0 | 0 | 0 | 0 | [7 empty] | 0 | 0 | 0 | 0 | 0 | 0
|  | 0 | 0 | 0 | 0 | 0 | 0 | 0 | [7 empty] | 0 | 0 | 0 | 0 | 0 | 0
|  | Roof Slab | 0 | 0 | 0 | 0 | 0 | 0 | [7 empty] | 0 | 0 | 0 | 0 | 0 | 0
|  | SI Room Below Roof | 1 | 1 | 4 | 5.1 |  | 20.4 | [7 empty] | 0 | 0 | 0 | 0 | 0 | 0
|  | SI Room Toilet Below Roof | 1 | 1 | 4 | 1.5 |  | 6 | [7 empty] | 0 | 0 | 0 | 0 | 0 | 0
|  | Lock up Women Below Roof | 1 | 1 | 4 | 2.5 |  | 10 | [7 empty] | 0 | 0 | 0 | 0 | 0 | 0
|  | CD Files/Store Below Roof | 1 | 1 | 4 | 3.9 |  | 15.6 | [7 empty] | 0 | 0 | 0 | 0 | 0 | 0
|  | Toilet Below Roof | 1 | 1 | 1.5 | 3.9 |  | 5.85 | [7 empty] | 0 | 0 | 0 | 0 | 0 | 0
|  | Computer / CCTNS Below Roof | 1 | 1 | 3.695 | 3.9 |  | 14.4105 | [7 empty] | 0 | 0 | 0 | 0 | 0 | 0
|  | Station Writer Below Roof | 1 | 1 | 2.5 | 3.9 |  | 9.75 | [7 empty] | 0 | 0 | 0 | 0 | 0 | 0
|  | Arms Ammunication Below Roof | 1 | 1 | 1.735 | 2.32 |  | 4.0252 | [7 empty] | 0 | 0 | 0 | 0 | 0 | 0
|  | Arms Ammunication Below Roof | 1 | 1 | 1.735 | 1.35 |  | 2.3423 | [7 empty] | 0 | 0 | 0 | 0 | 0 | 0
|  | Property Record Below Roof | 1 | 1 | 3.765 | 2.435 |  | 9.1678 | [7 empty] | 0 | 0 | 0 | 0 | 0 | 0
|  | Toilet Below Roof | 1 | 1 | 3.765 | 1.235 |  | 4.6498 | [7 empty] | 0 | 0 | 0 | 0 | 0 | 0
|  | Lock up Men Below Roof | 1 | 1 | 4 | 2.55 |  | 10.2 | [7 empty] | 0 | 0 | 0 | 0 | 0 | 0
|  | INS Room Below Roof | 1 | 1 | 4 | 5.1 |  | 20.4 | [7 empty] | 0 | 0 | 0 | 0 | 0 | 0
|  | INS Room Toilet Below Roof | 1 | 1 | 4 | 1.5 |  | 6 | [7 empty] | 0 | 0 | 0 | 0 | 0 | 0
|  | Writer Below Roof | 1 | 1 | 3 | 5.3 |  | 15.9 | [7 empty] | 0 | 0 | 0 | 0 | 0 | 0
|  | Stair Case Lobby-1 Below Roof | 1 | 1 | 2.525 | 2.77 |  | 6.9943 | [7 empty] | 0 | 0 | 0 | 0 | 0 | 0
|  | Stair Case Lobby-1 Below Roof | 1 | 1 | 4.325 | 2.3 |  | 9.9475 | [7 empty] | 0 | 0 | 0 | 0 | 0 | 0
|  | Hall Below Roof | 1 | 1 | 2.1 | 5.76 |  | 12.096 | [7 empty] | 0 | 0 | 0 | 0 | 0 | 0
|  | Hall Below Roof | 1 | 1 | 4.325 | 5.76 |  | 24.912 | [7 empty] | 0 | 0 | 0 | 0 | 0 | 0
|  | Hall Below Roof | 1 | 1 | 3 | 5.76 |  | 17.28 | [7 empty] | 0 | 0 | 0 | 0 | 0 | 0
|  | Portico | 1 | 1 | 3.425 | 3.635 |  | 12.4499 | [7 empty] | 0 | 0 | 0 | 0 | 0 | 0
|  | Portico | 1 | 1 | 3.425 | 0.71 |  | 2.4317 | [7 empty] | 0 | 0 | 0 | 0 | 0 | 0
|  | Staircase | 0 | 0 | 0 | 0 | 0 | 0 | [7 empty] | 0 | 0 | 0 | 0 | 0 | 0
|  | Waist slab-1 | 1 | 1 | 3.6 | 1.2 |  | 4.32 | [7 empty] | 0 | 0 | 0 | 0 | 0 | 0
|  | Landing slab | 1 | 1 | 3.23 | 1.2 |  | 3.876 | [7 empty] | 0 | 0 | 0 | 0 | 0 | 0
|  | Waist slab-2 | 1 | 1 | 3.4 | 1.2 |  | 4.08 | [7 empty] | 0 | 0 | 0 | 0 | 0 | 0
|  | Staircase steps | 0.5 | 21 | 1.2 | 0.3 |  | 3.78 | [7 empty] | 0 | 0 | 0 | 0 | 0 | 0
|  | 0 | 0 | 0 | 0 | 0 | 0 | 0 | [7 empty] | 0 | 0 | 0 | 0 | 0 | 0
|  | Sill slab Window | 0 | 0 | 0 | 0 | 0 | 0 | [7 empty] | 0 | 0 | 0 | 0 | 0 | 0
|  | FW | 2 | 2 | 1.273 |  | 0.05 | 0.2546 | [7 empty] | 0 | 0 | 0 | 0 | 0 | 0
|  | FW-3 | 2 | 1 | 2.46 |  | 0.05 | 0.246 | [7 empty] | 0 | 0 | 0 | 0 | 0 | 0
|  | FW-4 | 2 | 2 | 1.66 |  | 0.05 | 0.332 | [7 empty] | 0 | 0 | 0 | 0 | 0 | 0
|  | SW | 2 | 1 | 2.26 |  | 0.05 | 0.226 | [7 empty] | 0 | 0 | 0 | 0 | 0 | 0
|  | W | 2 | 1 | 2.26 |  | 0.05 | 0.226 | [7 empty] | 0 | 0 | 0 | 0 | 0 | 0
|  | W1 | 2 | 1 | 1.96 |  | 0.05 | 0.196 | [7 empty] | 0 | 0 | 0 | 0 | 0 | 0
|  | W2 | 2 | 10 | 1.66 |  | 0.05 | 1.66 | [7 empty] | 0 | 0 | 0 | 0 | 0 | 0
|  | W3 | 2 | 4 | 1.46 |  | 0.05 | 0.584 | [7 empty] | 0 | 0 | 0 | 0 | 0 | 0
|  | V | 2 | 2 | 1.46 |  | 0.05 | 0.292 | [7 empty] | 0 | 0 | 0 | 0 | 0 | 0
|  | V1 | 2 | 2 | 1.06 |  | 0.05 | 0.212 | [7 empty] | 0 | 0 | 0 | 0 | 0 | 0
|  | V3 | 2 | 4 | 1.36 |  | 0.05 | 0.544 | [7 empty] | 0 | 0 | 0 | 0 | 0 | 0
|  | 0 | 0 | 0 | 0 | 0 | 0 | 0 | [7 empty] | 0 | 0 | 0 | 0 | 0 | 0
|  | 0 | 0 | 0 | 0 | 0 | 0 | 0 | [7 empty] | 0 | 0 | 0 | 0 | 0 | 0
|  | Lintel Concrete | 0 | 0 | 0 | 0 | 0 | 0 | [7 empty] | 0 | 0 | 0 | 0 | 0 | 0
|  | Main wall all alround | 2 | 1 | 86.29 |  | 0.1 | 17.258 | [7 empty] | 0 | 0 | 0 | 0 | 0 | 0
|  | Lift Front Wall | 2 | 1 | 2.535 |  | 0.1 | 0.507 | [7 empty] | 0 | 0 | 0 | 0 | 0 | 0
|  | Lift Side Wall | 2 | 1 | 2.33 |  | 0.1 | 0.466 | [7 empty] | 0 | 0 | 0 | 0 | 0 | 0
|  | Cross wall between Stair case lobby / Hall | 2 | 1 | 7.115 |  | 0.1 | 1.423 | [7 empty] | 0 | 0 | 0 | 0 | 0 | 0
|  | SI Room | 0 | 0 | 0 |  | 0 | 0 | [7 empty] | 0 | 0 | 0 | 0 | 0 | 0
|  | Cross wall between SI Room / Toilet /Hall | 2 | 1 | 4 |  | 0.1 | 0.8 | [7 empty] | 0 | 0 | 0 | 0 | 0 | 0
|  | D/F Toilet Open | 1 | 1 | 1 | 0.23 |  | 0.23 | [7 empty] | 0 | 0 | 0 | 0 | 0 | 0
|  | Piller | 2 | 1 | 0.23 |  | 0.1 | 0.046 | [7 empty] | 0 | 0 | 0 | 0 | 0 | 0
|  | Cross wall between SI Room / Lift Stair | 2 | 1 | 5.53 |  | 0.1 | 1.106 | [7 empty] | 0 | 0 | 0 | 0 | 0 | 0
|  | Writer | 0 | 0 | 0 |  | 0 | 0 | [7 empty] | 0 | 0 | 0 | 0 | 0 | 0
|  | Cross wall between Writer / Stair case lobby | 2 | 1 | 5.53 |  | 0.1 | 1.106 | [7 empty] | 0 | 0 | 0 | 0 | 0 | 0
|  | Cross wall between Writer / Hall | 2 | 1 | 3.455 |  | 0.1 | 0.691 | [7 empty] | 0 | 0 | 0 | 0 | 0 | 0
|  | C/B Piller | 2 | 1 | 0.715 |  | 0.1 | 0.143 | [7 empty] | 0 | 0 | 0 | 0 | 0 | 0
|  | Ins L&O | 0 | 0 | 0 | 0 | 0 | 0 | [7 empty] | 0 | 0 | 0 | 0 | 0 | 0
|  | Cross wall between Ins L&O / Hall , Toilet | 2 | 1 | 4 |  | 0.1 | 0.8 | [7 empty] | 0 | 0 | 0 | 0 | 0 | 0
|  | Cross wall between Ins L&O / Hall , Toilet Piller | 2 | 1 | 0.43 |  | 0.1 | 0.086 | [7 empty] | 0 | 0 | 0 | 0 | 0 | 0
|  | Lock up women | 0 | 0 | 0 | 0 | 0 | 0 | [7 empty] | 0 | 0 | 0 | 0 | 0 | 0
|  | Cross wall between Lock up women / Hall | 2 | 1 | 2.73 |  | 0.1 | 0.546 | [7 empty] | 0 | 0 | 0 | 0 | 0 | 0
|  | Cross wall between Lock up women / CD File / Store | 2 | 1 | 5.845 |  | 0.1 | 1.169 | [7 empty] | 0 | 0 | 0 | 0 | 0 | 0
|  | Lock up men | 0 | 0 | 0 | 0 | 0.1 | 0 | [7 empty] | 0 | 0 | 0 | 0 | 0 | 0
|  | Cross wall between Lock up men / Hall | 2 | 1 | 2.96 |  | 0.1 | 0.592 | [7 empty] | 0 | 0 | 0 | 0 | 0 | 0
|  | Cross wall between Lock up men / Toilet | 2 | 1 | 5.845 |  | 0.1 | 1.169 | [7 empty] | 0 | 0 | 0 | 0 | 0 | 0
|  | CD File / Store | 0 | 0 | 0 | 0 | 0 | 0 | [7 empty] | 0 | 0 | 0 | 0 | 0 | 0
|  | Cross wall between CD File / Store and Toilet | 2 | 1 | 1.685 |  | 0.1 | 0.337 | [7 empty] | 0 | 0 | 0 | 0 | 0 | 0
|  | Cross wall between CD File / CCTN | 2 | 1 | 1.2 |  | 0.1 | 0.24 | [7 empty] | 0 | 0 | 0 | 0 | 0 | 0
|  | Computer CCTN | 0 | 0 | 0 |  | 0 | 0 | [7 empty] | 0 | 0 | 0 | 0 | 0 | 0
|  | Cross wall between Computer CCTN /Hall | 2 | 1 | 3.925 |  | 0.1 | 0.785 | [7 empty] | 0 | 0 | 0 | 0 | 0 | 0
|  | Station Writer | 0 | 0 | 0 |  | 0 | 0 | [7 empty] | 0 | 0 | 0 | 0 | 0 | 0
|  | Cross wall between Station Writer / Arm | 2 | 1 | 4.13 |  | 0.1 | 0.826 | [7 empty] | 0 | 0 | 0 | 0 | 0 | 0
|  | Cross wall between Station Writer / Hall | 2 | 1 | 2.55 |  | 0.1 | 0.51 | [7 empty] | 0 | 0 | 0 | 0 | 0 | 0
|  | Cross wall between Station Writer / Hall Loft above | 2 | 1 | 2.55 |  | 0.1 | 0.51 | [7 empty] | 0 | 0 | 0 | 0 | 0 | 0
|  | Arm Ammunition | 0 | 0 | 0 |  | 0 | 0 | [7 empty] | 0 | 0 | 0 | 0 | 0 | 0
|  | Cross wall between Hall/ Arm | 2 | 1 | 1.965 |  | 0.1 | 0.393 | [7 empty] | 0 | 0 | 0 | 0 | 0 | 0
|  | Cross wall between Record / Arm | 2 | 1 | 2.55 |  | 0.1 | 0.51 | [7 empty] | 0 | 0 | 0 | 0 | 0 | 0
|  | Record | 0 | 0 | 0 |  | 0.1 | 0 | [7 empty] | 0 | 0 | 0 | 0 | 0 | 0
|  | Cross wall between Record / Toilet | 2 | 1 | 3.88 |  | 0.1 | 0.776 | [7 empty] | 0 | 0 | 0 | 0 | 0 | 0
|  | Elevation Piller | 2 | 4 | 0.6 |  | 0.1 | 0.48 | [7 empty] | 0 | 0 | 0 | 0 | 0 | 0
|  | Partition wall Lintel | 0 | 0 | 0 | 0 | 0 | 0 | [7 empty] | 0 | 0 | 0 | 0 | 0 | 0
|  | SI Room | 0 | 0 | 0 | 0 | 0 | 0 | [7 empty] | 0 | 0 | 0 | 0 | 0 | 0
|  | C/B Wall | 2 | 1 | 0.6 |  | 0.1 | 0.12 | [7 empty] | 0 | 0 | 0 | 0 | 0 | 0
|  | Cross wall between Toilet / Passage | 2 | 1 | 1.5 |  | 0.1 | 0.3 | [7 empty] | 0 | 0 | 0 | 0 | 0 | 0
|  | Cross wall between Hall / Passage | 2 | 1 | 1.5 |  | 0.1 | 0.3 | [7 empty] | 0 | 0 | 0 | 0 | 0 | 0
|  | Writer | 0 | 0 | 0 |  | 0 | 0 | [7 empty] | 0 | 0 | 0 | 0 | 0 | 0
|  | C/B Wall | 2 | 1 | 0.6 |  | 0.1 | 0.12 | [7 empty] | 0 | 0 | 0 | 0 | 0 | 0
|  | Cross wall between Writer / Ins L &O | 2 | 1 | 1.8 |  | 0.1 | 0.36 | [7 empty] | 0 | 0 | 0 | 0 | 0 | 0
|  | Cross wall between Writer / Ins L &O | 2 | 1 | 3.276 |  | 0.1 | 0.6552 | [7 empty] | 0 | 0 | 0 | 0 | 0 | 0
|  | Ins L & O | 0 | 0 | 0 |  | 0 | 0 | [7 empty] | 0 | 0 | 0 | 0 | 0 | 0
|  | C/B Wall | 2 | 1 | 0.6 |  | 0.1 | 0.12 | [7 empty] | 0 | 0 | 0 | 0 | 0 | 0
|  | Cross wall between Toilet / Passage | 2 | 1 | 1.5 |  | 0.1 | 0.3 | [7 empty] | 0 | 0 | 0 | 0 | 0 | 0
|  | Cross wall between Hall / Passage | 2 | 1 | 1.5 |  | 0.1 | 0.3 | [7 empty] | 0 | 0 | 0 | 0 | 0 | 0
|  | CD File / Store | 0 | 0 | 0 |  | 0 | 0 | [7 empty] | 0 | 0 | 0 | 0 | 0 | 0
|  | C/B Wall | 2 | 1 | 0.6 |  | 0.1 | 0.12 | [7 empty] | 0 | 0 | 0 | 0 | 0 | 0
|  | Cross wall between Toilet / CD File / Store | 2 | 1 | 1.1 |  | 0.1 | 0.22 | [7 empty] | 0 | 0 | 0 | 0 | 0 | 0
|  | Cross wall between Toilet / Passage | 2 | 1 | 1.5 |  | 0.1 | 0.3 | [7 empty] | 0 | 0 | 0 | 0 | 0 | 0
|  | Cross wall between Halll / Passage | 2 | 1 | 0.6 |  | 0.1 | 0.12 | [7 empty] | 0 | 0 | 0 | 0 | 0 | 0
|  | Computer CCTNS | 0 | 0 | 0 |  | 0 | 0 | [7 empty] | 0 | 0 | 0 | 0 | 0 | 0
|  | C/B Wall | 2 | 1 | 0.6 |  | 0.1 | 0.12 | [7 empty] | 0 | 0 | 0 | 0 | 0 | 0
|  | Cross wall between Toilet / Computer CCTNS | 2 | 1 | 2.93 |  | 0.1 | 0.586 | [7 empty] | 0 | 0 | 0 | 0 | 0 | 0
|  | Cross wall between Toilet / Passage | 2 | 1 | 3.9 |  | 0.1 | 0.78 | [7 empty] | 0 | 0 | 0 | 0 | 0 | 0
|  | Station Writer | 0 | 0 | 0 |  | 0 | 0 | [7 empty] | 0 | 0 | 0 | 0 | 0 | 0
|  | Cross wall between Station Writer / Hall | 2 | 1 | 2.5 |  | 0.1 | 0.5 | [7 empty] | 0 | 0 | 0 | 0 | 0 | 0
|  | Cross wall between Toilet / Passage | 2 | 1 | 3.9 |  | 0.1 | 0.78 | [7 empty] | 0 | 0 | 0 | 0 | 0 | 0
|  | Property / Record | 0 | 0 | 0 |  | 0 | 0 | [7 empty] | 0 | 0 | 0 | 0 | 0 | 0
|  | Cross wall between SProperty Record / Hall | 2 | 1 | 1 |  | 0.1 | 0.2 | [7 empty] | 0 | 0 | 0 | 0 | 0 | 0
|  | C/B Wall | 2 | 1 | 0.6 |  | 0.1 | 0.12 | [7 empty] | 0 | 0 | 0 | 0 | 0 | 0
|  | Toilet wall | 2 | 1 | 1.235 |  | 0.1 | 0.247 | [7 empty] | 0 | 0 | 0 | 0 | 0 | 0
|  | Staircase | 0 | 0 | 0 | 0 | 0 | 0 | [7 empty] | 0 | 0 | 0 | 0 | 0 | 0
|  | Waist slab-3 | 2 | 1 | 3.75 | 1.2 |  | 9 | [7 empty] | 0 | 0 | 0 | 0 | 0 | 0
|  | Landing slab | 2 | 1 | 3.23 | 1.2 |  | 7.752 | [7 empty] | 0 | 0 | 0 | 0 | 0 | 0
|  | Waist slab-4 | 2 | 1 | 3.4 | 1.2 |  | 8.16 | [7 empty] | 0 | 0 | 0 | 0 | 0 | 0
|  | Staircase steps | 2 | 21 | 1.2 | 0.3 |  | 15.12 | [7 empty] | 0 | 0 | 0 | 0 | 0 | 0
|  | 0 | 0 | 0 | 0 | 0 | 0 | 0 | [7 empty] | 0 | 0 | 0 | 0 | 0 | 0
|  | Roof beam 2 sides | 0 | 0 | 0 | 0 | 0 | 0 | [7 empty] | 0 | 0 | 0 | 0 | 0 | 0
|  | Horizontal beam | 0 | 0 | 0 | 0 | 0 | 0 | [7 empty] | 0 | 0 | 0 | 0 | 0 | 0
|  | A1 to B1 , A5 to B5 , A6 to B6 & A7 to B7 | 2 | 4 | 4.23 |  | 0.255 | 8.6292 | [7 empty] | 0 | 0 | 0 | 0 | 0 | 0
|  | A8 to H8 | 2 | 1 | 18.575 |  | 0.255 | 9.4733 | [7 empty] | 0 | 0 | 0 | 0 | 0 | 0
|  | B5 to G5 | 2 | 1 | 10.35 |  | 0.255 | 5.2785 | [7 empty] | 0 | 0 | 0 | 0 | 0 | 0
|  | B3 to G3 | 2 | 1 | 10.35 |  | 0.325 | 6.7275 | [7 empty] | 0 | 0 | 0 | 0 | 0 | 0
|  | B7 to G7 | 2 | 1 | 10.35 |  | 0.475 | 9.8325 | [7 empty] | 0 | 0 | 0 | 0 | 0 | 0
|  | B4 to F4 | 2 | 1 | 6.885 |  | 0.255 | 3.5113 | [7 empty] | 0 | 0 | 0 | 0 | 0 | 0
|  | OTS Cross Beam | 2 | 1 | 4.23 |  | 0.255 | 2.1573 | [7 empty] | 0 | 0 | 0 | 0 | 0 | 0
|  | OTS Cross Beam | 2 | 1 | 3.995 |  | 0.255 | 2.0375 | [7 empty] | 0 | 0 | 0 | 0 | 0 | 0
|  | G3 to H3 , G5 to H5 , G6 to H6 & G7 to H7 | 2 | 4 | 3.995 |  | 0.255 | 8.1498 | [7 empty] | 0 | 0 | 0 | 0 | 0 | 0
|  | Cross beams | 2 | 1 | 1.735 |  | 0.255 | 0.88485 | [7 empty] | 0 | 0 | 0 | 0 | 0 | 0
|  | Cross beams | 2 | 1 | 3.765 |  | 0.255 | 1.9202 | [7 empty] | 0 | 0 | 0 | 0 | 0 | 0
|  | Vertical beam | 0 | 0 | 0 |  | -0.125 | 0 | [7 empty] | 0 | 0 | 0 | 0 | 0 | 0
|  | A3 To A5 | 2 | 1 | 5.53 |  | 0.325 | 3.5945 | [7 empty] | 0 | 0 | 0 | 0 | 0 | 0
|  | A5 To A8 | 2 | 1 | 10.12 |  | 0.255 | 5.1612 | [7 empty] | 0 | 0 | 0 | 0 | 0 | 0
|  | B3 To B8 | 2 | 1 | 15.65 |  | 0.255 | 7.9815 | [7 empty] | 0 | 0 | 0 | 0 | 0 | 0
|  | Cross beams | 2 | 1 | 4.13 |  | 0.255 | 2.1063 | [7 empty] | 0 | 0 | 0 | 0 | 0 | 0
|  | Cross beams | 2 | 1 | 4.13 |  | 0.325 | 2.6845 | [7 empty] | 0 | 0 | 0 | 0 | 0 | 0
|  | C4 to C5 | 2 | 1 | 2.53 |  | 0.325 | 1.6445 | [7 empty] | 0 | 0 | 0 | 0 | 0 | 0
|  | C5 to C7 & F5 to F7 | 2 | 2 | 5.99 |  | 0.475 | 11.381 | [7 empty] | 0 | 0 | 0 | 0 | 0 | 0
|  | F3 to F5 | 2 | 1 | 5.53 |  | 0.325 | 3.5945 | [7 empty] | 0 | 0 | 0 | 0 | 0 | 0
|  | E7 to E8 | 2 | 1 | 4.13 |  | 0.255 | 2.1063 | [7 empty] | 0 | 0 | 0 | 0 | 0 | 0
|  | G3 to G7 | 2 | 1 | 11.52 |  | 0.325 | 7.488 | [7 empty] | 0 | 0 | 0 | 0 | 0 | 0
|  | G7 to G8 | 2 | 1 | 4.13 |  | 0.325 | 2.6845 | [7 empty] | 0 | 0 | 0 | 0 | 0 | 0
|  | H3 To H8 | 2 | 1 | 15.65 |  | 0.325 | 10.1725 | [7 empty] | 0 | 0 | 0 | 0 | 0 | 0
|  | Cross beams | 2 | 1 | 2.77 |  | 0.255 | 1.4127 | [7 empty] | 0 | 0 | 0 | 0 | 0 | 0
|  | Roof beam Bottom | 0 | 0 | 0 | 0 | 0 | 0 | [7 empty] | 0 | 0 | 0 | 0 | 0 | 0
|  | Horizontal beam | 0 | 0 | 0 | 0 | 0 | 0 | [7 empty] | 0 | 0 | 0 | 0 | 0 | 0
|  | A1 to B1 , A5 to B5 , A6 to B6 & A7 to B7 | 1 | 4 | 4.23 | 0.23 |  | 3.8916 | [7 empty] | 0 | 0 | 0 | 0 | 0 | 0
|  | A8 to H8 | 1 | 1 | 18.575 | 0.23 |  | 4.2723 | [7 empty] | 0 | 0 | 0 | 0 | 0 | 0
|  | B5 to G5 | 1 | 1 | 10.35 | 0.23 |  | 2.3805 | [7 empty] | 0 | 0 | 0 | 0 | 0 | 0
|  | B3 to G3 | 1 | 1 | 10.35 | 0.23 |  | 2.3805 | [7 empty] | 0 | 0 | 0 | 0 | 0 | 0
|  | B7 to G7 | 1 | 1 | 10.35 | 0.23 |  | 2.3805 | [7 empty] | 0 | 0 | 0 | 0 | 0 | 0
|  | B4 to F4 | 1 | 1 | 6.885 | 0.23 |  | 1.5836 | [7 empty] | 0 | 0 | 0 | 0 | 0 | 0
|  | OTS Cross Beam | 1 | 1 | 4.23 | 0.23 |  | 0.9729 | [7 empty] | 0 | 0 | 0 | 0 | 0 | 0
|  | OTS Cross Beam | 1 | 1 | 3.995 | 0.23 |  | 0.91885 | [7 empty] | 0 | 0 | 0 | 0 | 0 | 0
|  | G3 to H3 , G5 to H5 , G6 to H6 & G7 to H7 | 1 | 4 | 3.995 | 0.23 |  | 3.6754 | [7 empty] | 0 | 0 | 0 | 0 | 0 | 0
|  | Cross beams | 1 | 1 | 1.735 | 0.23 |  | 0.39905 | [7 empty] | 0 | 0 | 0 | 0 | 0 | 0
|  | Cross beams | 1 | 1 | 3.765 | 0.23 |  | 0.86595 | [7 empty] | 0 | 0 | 0 | 0 | 0 | 0
|  | Vertical beam | 0 | 0 | 0 | 0 |  | 0 | [7 empty] | 0 | 0 | 0 | 0 | 0 | 0
|  | A3 To A5 | 1 | 1 | 5.53 | 0.23 |  | 1.2719 | [7 empty] | 0 | 0 | 0 | 0 | 0 | 0
|  | A5 To A8 | 1 | 1 | 10.12 | 0.23 |  | 2.3276 | [7 empty] | 0 | 0 | 0 | 0 | 0 | 0
|  | B3 To B8 | 1 | 1 | 15.65 | 0.23 |  | 3.5995 | [7 empty] | 0 | 0 | 0 | 0 | 0 | 0
|  | Cross beams | 1 | 1 | 4.13 | 0.23 |  | 0.9499 | [7 empty] | 0 | 0 | 0 | 0 | 0 | 0
|  | Cross beams | 1 | 1 | 4.13 | 0.23 |  | 0.9499 | [7 empty] | 0 | 0 | 0 | 0 | 0 | 0
|  | C4 to C5 | 1 | 1 | 2.53 | 0.23 |  | 0.5819 | [7 empty] | 0 | 0 | 0 | 0 | 0 | 0
|  | C5 to C7 & F5 to F7 | 1 | 2 | 5.99 | 0.23 |  | 2.7554 | [7 empty] | 0 | 0 | 0 | 0 | 0 | 0
|  | F3 to F5 | 1 | 1 | 5.53 | 0.23 |  | 1.2719 | [7 empty] | 0 | 0 | 0 | 0 | 0 | 0
|  | E7 to E8 | 1 | 1 | 4.13 | 0.23 |  | 0.9499 | [7 empty] | 0 | 0 | 0 | 0 | 0 | 0
|  | G3 to G7 | 1 | 1 | 11.52 | 0.23 |  | 2.6496 | [7 empty] | 0 | 0 | 0 | 0 | 0 | 0
|  | G7 to G8 | 1 | 1 | 4.13 | 0.23 |  | 0.9499 | [7 empty] | 0 | 0 | 0 | 0 | 0 | 0
|  | H3 To H8 | 1 | 1 | 15.65 | 0.23 |  | 3.5995 | [7 empty] | 0 | 0 | 0 | 0 | 0 | 0
|  | Cross beams | 1 | 1 | 2.77 | 0.23 |  | 0.6371 | [7 empty] | 0 | 0 | 0 | 0 | 0 | 0
[8 empty] | 0 | [7 empty] | 0 | 0 | 0 | 0 | 0 | 0
[8 empty] | 0 | [7 empty] | 0 | 0 | 0 | 0 | 0 | 0
[8 empty] | 0 | [7 empty] | 0 | 0 | 0 | 0 | 0 | 0
[8 empty] | 0 | [7 empty] | 0 | 0 | 0 | 0 | 0 | 0
[8 empty] | 0 | [7 empty] | 0 | 0 | 0 | 0 | 0 | 0
|  | 0 | 0 | 0 | 0 | 0 | 0 | 0 | [7 empty] | 0 | 0 | 0 | 0 | 0 | 0
|  | Roof Slab | 0 | 0 | 0 | 0 | 0 | 0 | [7 empty] | 0 | 0 | 0 | 0 | 0 | 0
|  | SI Room Below Roof | 1 | 1 | 4 | 5.1 |  | 20.4 | [7 empty] | 0 | 0 | 0 | 0 | 0 | 0
|  | SI Room Toilet Below Roof | 1 | 1 | 4 | 1.5 |  | 6 | [7 empty] | 0 | 0 | 0 | 0 | 0 | 0
|  | Lock up Women Below Roof | 1 | 1 | 4 | 2.5 |  | 10 | [7 empty] | 0 | 0 | 0 | 0 | 0 | 0
|  | CD Files/Store Below Roof | 1 | 1 | 4 | 3.9 |  | 15.6 | [7 empty] | 0 | 0 | 0 | 0 | 0 | 0
|  | Toilet Below Roof | 1 | 1 | 1.5 | 3.9 |  | 5.85 | [7 empty] | 0 | 0 | 0 | 0 | 0 | 0
|  | Computer / CCTNS Below Roof | 1 | 1 | 3.695 | 3.9 |  | 14.4105 | [7 empty] | 0 | 0 | 0 | 0 | 0 | 0
|  | Station Writer Below Roof | 1 | 1 | 2.5 | 3.9 |  | 9.75 | [7 empty] | 0 | 0 | 0 | 0 | 0 | 0
|  | Arms Ammunication Below Roof | 1 | 1 | 1.735 | 2.32 |  | 4.0252 | [7 empty] | 0 | 0 | 0 | 0 | 0 | 0
|  | Arms Ammunication Below Roof | 1 | 1 | 1.735 | 1.35 |  | 2.3423 | [7 empty] | 0 | 0 | 0 | 0 | 0 | 0
|  | Property Record Below Roof | 1 | 1 | 3.765 | 2.435 |  | 9.1678 | [7 empty] | 0 | 0 | 0 | 0 | 0 | 0
|  | Toilet Below Roof | 1 | 1 | 3.765 | 1.235 |  | 4.6498 | [7 empty] | 0 | 0 | 0 | 0 | 0 | 0
|  | Lock up Men Below Roof | 1 | 1 | 4 | 2.55 |  | 10.2 | [7 empty] | 0 | 0 | 0 | 0 | 0 | 0
|  | INS Room Below Roof | 1 | 1 | 4 | 5.1 |  | 20.4 | [7 empty] | 0 | 0 | 0 | 0 | 0 | 0
|  | INS Room Toilet Below Roof | 1 | 1 | 4 | 1.5 |  | 6 | [7 empty] | 0 | 0 | 0 | 0 | 0 | 0
|  | Writer Below Roof | 1 | 1 | 3 | 5.3 |  | 15.9 | [7 empty] | 0 | 0 | 0 | 0 | 0 | 0
|  | Stair Case Lobby-1 Below Roof | 1 | 1 | 2.525 | 2.77 |  | 6.9943 | [7 empty] | 0 | 0 | 0 | 0 | 0 | 0
|  | Stair Case Lobby-1 Below Roof | 1 | 1 | 4.325 | 2.3 |  | 9.9475 | [7 empty] | 0 | 0 | 0 | 0 | 0 | 0
|  | Hall | 1 | 1 | 2.1 | 5.76 |  | 12.096 | [7 empty] | 0 | 0 | 0 | 0 | 0 | 0
|  | Hall | 1 | 1 | 4.325 | 5.76 |  | 24.912 | [7 empty] | 0 | 0 | 0 | 0 | 0 | 0
|  | Hall | 1 | 1 | 3 | 5.76 |  | 17.28 | [7 empty] | 0 | 0 | 0 | 0 | 0 | 0
|  | #REF! | 0 | 0 | 0 | 0 | 0 | 0 | [7 empty] | 0 | 0 | 0 | 0 | 0 | 0
|  | 0 | 0 | 0 | 0 | 0 | 0 | 0 | [7 empty] | 0 | 0 | 0 | 0 | 0 | 0
|  | Sill slab Window | 0 | 0 | 0 | 0 | 0 | 0 | [7 empty] | 0 | 0 | 0 | 0 | 0 | 0
|  | FW | 2 | 2 | 1.273 |  | 0.05 | 0.2546 | [7 empty] | 0 | 0 | 0 | 0 | 0 | 0
|  | FW-3 | 2 | 1 | 2.46 |  | 0.05 | 0.246 | [7 empty] | 0 | 0 | 0 | 0 | 0 | 0
|  | FW-4 | 2 | 2 | 1.66 |  | 0.05 | 0.332 | [7 empty] | 0 | 0 | 0 | 0 | 0 | 0
|  | SW | 2 | 1 | 2.26 |  | 0.05 | 0.226 | [7 empty] | 0 | 0 | 0 | 0 | 0 | 0
|  | W | 2 | 1 | 2.26 |  | 0.05 | 0.226 | [7 empty] | 0 | 0 | 0 | 0 | 0 | 0
|  | W2 | 2 | 13 | 1.66 |  | 0.05 | 2.158 | [7 empty] | 0 | 0 | 0 | 0 | 0 | 0
|  | W3 | 2 | 4 | 1.46 |  | 0.05 | 0.584 | [7 empty] | 0 | 0 | 0 | 0 | 0 | 0
|  | SLW | 2 | 2 | 2.56 |  | 0.05 | 0.512 | [7 empty] | 0 | 0 | 0 | 0 | 0 | 0
|  | RV | 2 | 2 | 1.81 |  | 0.05 | 0.362 | [7 empty] | 0 | 0 | 0 | 0 | 0 | 0
|  | RV1 | 2 | 1 | 1.36 |  | 0.05 | 0.136 | [7 empty] | 0 | 0 | 0 | 0 | 0 | 0
|  | V | 2 | 2 | 1.46 |  | 0.05 | 0.292 | [7 empty] | 0 | 0 | 0 | 0 | 0 | 0
|  | V1 | 2 | 2 | 1.06 |  | 0.05 | 0.212 | [7 empty] | 0 | 0 | 0 | 0 | 0 | 0
|  | V3 | 2 | 4 | 1.36 |  | 0.05 | 0.544 | [7 empty] | 0 | 0 | 0 | 0 | 0 | 0
|  | 0 | 0 | 0 | 0 | 0 | 0 | 0 | [7 empty] | 0 | 0 | 0 | 0 | 0 | 0
|  | Lintel Concrete | 0 | 0 | 0 | 0 | 0 | 0 | [7 empty] | 0 | 0 | 0 | 0 | 0 | 0
|  | Main wall all alround | 2 | 1 | 86.29 |  | 0.15 | 25.887 | [7 empty] | 0 | 0 | 0 | 0 | 0 | 0
|  | Lift Front Wall | 2 | 1 | 2.535 |  | 0.15 | 0.7605 | [7 empty] | 0 | 0 | 0 | 0 | 0 | 0
|  | Lift Side Wall | 2 | 1 | 2.33 |  | 0.15 | 0.699 | [7 empty] | 0 | 0 | 0 | 0 | 0 | 0
|  | Cross wall between Stair case lobby / Hall | 2 | 1 | 7.115 |  | 0.15 | 2.1345 | [7 empty] | 0 | 0 | 0 | 0 | 0 | 0
|  | Women Rest Room | 0 | 0 | 0 |  | 0 | 0 | [7 empty] | 0 | 0 | 0 | 0 | 0 | 0
|  | Cross wall between Women Rest Room / Toilet /Hall | 2 | 1 | 4 |  | 0.15 | 1.2 | [7 empty] | 0 | 0 | 0 | 0 | 0 | 0
|  | Piller | 2 | 1 | 0.23 |  | 0.15 | 0.069 | [7 empty] | 0 | 0 | 0 | 0 | 0 | 0
|  | Cross wall between Women Rest Room / Lift Stair | 2 | 1 | 5.53 |  | 0.15 | 1.659 | [7 empty] | 0 | 0 | 0 | 0 | 0 | 0
|  | Writer | 0 | 0 | 0 |  | 0 | 0 | [7 empty] | 0 | 0 | 0 | 0 | 0 | 0
|  | Cross wall between Writer / Stair case lobby | 2 | 1 | 5.53 |  | 0.15 | 1.659 | [7 empty] | 0 | 0 | 0 | 0 | 0 | 0
|  | Cross wall between Writer / Hall | 2 | 1 | 3.455 |  | 0.15 | 1.0365 | [7 empty] | 0 | 0 | 0 | 0 | 0 | 0
|  | C/B Piller | 2 | 1 | 0.715 |  | 0.15 | 0.2145 | [7 empty] | 0 | 0 | 0 | 0 | 0 | 0
|  | Ins crime | 0 | 0 | 0 |  | 0 | 0 | [7 empty] | 0 | 0 | 0 | 0 | 0 | 0
|  | Cross wall between Ins crime / Hall , Toilet | 2 | 1 | 4 |  | 0.15 | 1.2 | [7 empty] | 0 | 0 | 0 | 0 | 0 | 0
|  | Cross wall between Ins crime / Hall , Toilet Piller | 2 | 1 | 0.43 |  | 0.15 | 0.129 | [7 empty] | 0 | 0 | 0 | 0 | 0 | 0
|  | Lock up women | 0 | 0 | 0 |  | 0 | 0 | [7 empty] | 0 | 0 | 0 | 0 | 0 | 0
|  | Cross wall between Lock up women / Hall | 2 | 1 | 2.73 |  | 0.15 | 0.819 | [7 empty] | 0 | 0 | 0 | 0 | 0 | 0
|  | Cross wall between Lock up women / Compute room | 2 | 1 | 5.845 |  | 0.15 | 1.7535 | [7 empty] | 0 | 0 | 0 | 0 | 0 | 0
|  | Lock up men | 0 | 0 | 0 |  | 0 | 0 | [7 empty] | 0 | 0 | 0 | 0 | 0 | 0
|  | Cross wall between Lock up men / Hall | 2 | 1 | 2.96 |  | 0.15 | 0.888 | [7 empty] | 0 | 0 | 0 | 0 | 0 | 0
|  | Cross wall between Lock up men / Toilet | 2 | 1 | 5.845 |  | 0.15 | 1.7535 | [7 empty] | 0 | 0 | 0 | 0 | 0 | 0
|  | Compute room | 0 | 0 | 0 |  | 0 | 0 | [7 empty] | 0 | 0 | 0 | 0 | 0 | 0
|  | Cross wall between Compute room and Toilet | 2 | 1 | 1.685 |  | 0.15 | 0.5055 | [7 empty] | 0 | 0 | 0 | 0 | 0 | 0
|  | Cross wall between Compute room / SI | 2 | 1 | 1.2 |  | 0.15 | 0.36 | [7 empty] | 0 | 0 | 0 | 0 | 0 | 0
|  | SI Room | 0 | 0 | 0 |  | 0 | 0 | [7 empty] | 0 | 0 | 0 | 0 | 0 | 0
|  | Cross wall between SI Room /Hall | 2 | 1 | 6.655 |  | 0.15 | 1.9965 | [7 empty] | 0 | 0 | 0 | 0 | 0 | 0
|  | Cross wall between SI Room / Record | 2 | 1 | 4.13 |  | 0.15 | 1.239 | [7 empty] | 0 | 0 | 0 | 0 | 0 | 0
|  | Interrogationn Room | 0 | 0 | 0 |  | 0 | 0 | [7 empty] | 0 | 0 | 0 | 0 | 0 | 0
|  | Cross wall between Interrogationn Room / Toilet | 2 | 1 | 3.88 |  | 0.15 | 1.164 | [7 empty] | 0 | 0 | 0 | 0 | 0 | 0
|  | Elevation Piller | 2 | 4 | 0.6 |  | 0.15 | 0.72 | [7 empty] | 0 | 0 | 0 | 0 | 0 | 0
|  | Partition wall Lintel | 0 | 0 | 0 | 0 | 0 | 0 | [7 empty] | 0 | 0 | 0 | 0 | 0 | 0
|  | Women Rest Room | 0 | 0 | 0 | 0 | 0 | 0 | [7 empty] | 0 | 0 | 0 | 0 | 0 | 0
|  | C/B Wall | 2 | 1 | 0.6 |  | 0.1 | 0.12 | [7 empty] | 0 | 0 | 0 | 0 | 0 | 0
|  | Cross wall between Toilet / Passage | 2 | 1 | 1.5 |  | 0.1 | 0.3 | [7 empty] | 0 | 0 | 0 | 0 | 0 | 0
|  | Cross wall between Hall / Passage | 2 | 1 | 1.5 |  | 0.1 | 0.3 | [7 empty] | 0 | 0 | 0 | 0 | 0 | 0
|  | Writer | 0 | 0 | 0 |  | 0 | 0 | [7 empty] | 0 | 0 | 0 | 0 | 0 | 0
|  | C/B Wall | 2 | 1 | 0.6 |  | 0.1 | 0.12 | [7 empty] | 0 | 0 | 0 | 0 | 0 | 0
|  | Cross wall between Writer / Ins L &O | 2 | 1 | 1.8 |  | 0.1 | 0.36 | [7 empty] | 0 | 0 | 0 | 0 | 0 | 0
|  | Cross wall between Writer / Ins L &O | 2 | 1 | 3.276 |  | 0.1 | 0.6552 | [7 empty] | 0 | 0 | 0 | 0 | 0 | 0
|  | Ins Crime | 0 | 0 | 0 |  | 0 | 0 | [7 empty] | 0 | 0 | 0 | 0 | 0 | 0
|  | C/B Wall | 2 | 1 | 0.6 |  | 0.1 | 0.12 | [7 empty] | 0 | 0 | 0 | 0 | 0 | 0
|  | Cross wall between Toilet / Passage | 2 | 1 | 1.5 |  | 0.1 | 0.3 | [7 empty] | 0 | 0 | 0 | 0 | 0 | 0
|  | Cross wall between Hall / Passage | 2 | 1 | 1.5 |  | 0.1 | 0.3 | [7 empty] | 0 | 0 | 0 | 0 | 0 | 0
|  | Computer Room | 0 | 0 | 0 |  | 0 | 0 | [7 empty] | 0 | 0 | 0 | 0 | 0 | 0
|  | C/B Wall | 2 | 1 | 0.6 |  | 0.1 | 0.12 | [7 empty] | 0 | 0 | 0 | 0 | 0 | 0
|  | Cross wall between Toilet / CD File / Store | 2 | 1 | 1.1 |  | 0.1 | 0.22 | [7 empty] | 0 | 0 | 0 | 0 | 0 | 0
|  | Cross wall between Toilet / Passage | 2 | 1 | 1.5 |  | 0.1 | 0.3 | [7 empty] | 0 | 0 | 0 | 0 | 0 | 0
|  | Cross wall between Halll / Passage | 2 | 1 | 0.6 |  | 0.1 | 0.12 | [7 empty] | 0 | 0 | 0 | 0 | 0 | 0
|  | SI Room | 0 | 0 | 0 |  | 0 | 0 | [7 empty] | 0 | 0 | 0 | 0 | 0 | 0
|  | C/B Wall | 2 | 1 | 0.6 |  | 0.1 | 0.12 | [7 empty] | 0 | 0 | 0 | 0 | 0 | 0
|  | Cross wall between Toilet / SI Room | 2 | 1 | 2.745 |  | 0.1 | 0.549 | [7 empty] | 0 | 0 | 0 | 0 | 0 | 0
|  | Cross wall between Record / SI Room | 2 | 1 | 2.435 |  | 0.1 | 0.487 | [7 empty] | 0 | 0 | 0 | 0 | 0 | 0
|  | Record Room | 0 | 0 | 0 |  | 0 | 0 | [7 empty] | 0 | 0 | 0 | 0 | 0 | 0
|  | Cross wall between Record Room / Hall | 2 | 1 | 1.85 |  | 0.1 | 0.37 | [7 empty] | 0 | 0 | 0 | 0 | 0 | 0
|  | Cross wall between Record Room / Interrogation | 2 | 1 | 2 |  | 0.1 | 0.4 | [7 empty] | 0 | 0 | 0 | 0 | 0 | 0
|  | C/B Wall | 2 | 1 | 0.6 |  | 0.1 | 0.12 | [7 empty] | 0 | 0 | 0 | 0 | 0 | 0
|  | Introgation Room | 0 | 0 | 0 |  | 0 | 0 | [7 empty] | 0 | 0 | 0 | 0 | 0 | 0
|  | Cross wall between Introgation Room / Hall | 2 | 1 | 1 |  | 0.1 | 0.2 | [7 empty] | 0 | 0 | 0 | 0 | 0 | 0
|  | C/B Wall | 2 | 1 | 0.6 |  | 0.1 | 0.12 | [7 empty] | 0 | 0 | 0 | 0 | 0 | 0
|  | Toilet wall | 2 | 1 | 1.235 |  | 0.1 | 0.247 | [7 empty] | 0 | 0 | 0 | 0 | 0 | 0
|  | 0 | 0 | 0 | 0 | 0 | 0 | 0 | [7 empty] | 0 | 0 | 0 | 0 | 0 | 0
|  | Waist slab-5 | 1 | 1 | 3.75 | 1.2 |  | 4.5 | [7 empty] | 0 | 0 | 0 | 0 | 0 | 0
|  | Landing slab | 1 | 1 | 3.16 | 1.2 |  | 3.792 | [7 empty] | 0 | 0 | 0 | 0 | 0 | 0
|  | Waist slab-6 | 1 | 1 | 3.4 | 1.2 |  | 4.08 | [7 empty] | 0 | 0 | 0 | 0 | 0 | 0
|  | Staircase steps | 0.5 | 21 | 1.2 | 0.3 |  | 3.78 | [7 empty] | 0 | 0 | 0 | 0 | 0 | 0
|  | 0 | 0 | 0 | 0 | 0 | 0 | 0 | [7 empty] | 0 | 0 | 0 | 0 | 0 | 0
|  | Roof beam 2 sides | 0 | 0 | 0 | 0 | 0 | 0 | [7 empty] | 0 | 0 | 0 | 0 | 0 | 0
|  | Horizontal beam | 0 | 0 | 0 | 0 | 0 | 0 | [7 empty] | 0 | 0 | 0 | 0 | 0 | 0
|  | A1 to B1 , A5 to B5 , A6 to B6 & A7 to B7 | 2 | 4 | 4.23 |  | 0.255 | 8.6292 | [7 empty] | 0 | 0 | 0 | 0 | 0 | 0
|  | A8 to H8 | 2 | 1 | 18.575 |  | 0.255 | 9.4733 | [7 empty] | 0 | 0 | 0 | 0 | 0 | 0
|  | B5 to G5 | 2 | 1 | 10.35 |  | 0.255 | 5.2785 | [7 empty] | 0 | 0 | 0 | 0 | 0 | 0
|  | B3 to G3 | 2 | 1 | 10.35 |  | 0.325 | 6.7275 | [7 empty] | 0 | 0 | 0 | 0 | 0 | 0
|  | B7 to G7 | 2 | 1 | 10.35 |  | 0.475 | 9.8325 | [7 empty] | 0 | 0 | 0 | 0 | 0 | 0
|  | B4 to F4 | 2 | 1 | 6.885 |  | 0.255 | 3.5113 | [7 empty] | 0 | 0 | 0 | 0 | 0 | 0
|  | OTS Cross Beam | 2 | 1 | 4.23 |  | 0.255 | 2.1573 | [7 empty] | 0 | 0 | 0 | 0 | 0 | 0
|  | OTS Cross Beam | 2 | 1 | 3.995 |  | 0.255 | 2.0375 | [7 empty] | 0 | 0 | 0 | 0 | 0 | 0
|  | G3 to H3 , G5 to H5 , G6 to H6 & G7 to H7 | 2 | 4 | 3.995 |  | 0.255 | 8.1498 | [7 empty] | 0 | 0 | 0 | 0 | 0 | 0
|  | Cross beams | 2 | 1 | 1.735 |  | 0.255 | 0.88485 | [7 empty] | 0 | 0 | 0 | 0 | 0 | 0
|  | Cross beams | 2 | 1 | 3.765 |  | 0.255 | 1.9202 | [7 empty] | 0 | 0 | 0 | 0 | 0 | 0
|  | Vertical beam | 0 | 0 | 0 |  | -0.125 | 0 | [7 empty] | 0 | 0 | 0 | 0 | 0 | 0
|  | A3 To A5 | 2 | 1 | 5.53 |  | 0.325 | 3.5945 | [7 empty] | 0 | 0 | 0 | 0 | 0 | 0
|  | A5 To A8 | 2 | 1 | 10.12 |  | 0.255 | 5.1612 | [7 empty] | 0 | 0 | 0 | 0 | 0 | 0
|  | B3 To B8 | 2 | 1 | 15.65 |  | 0.255 | 7.9815 | [7 empty] | 0 | 0 | 0 | 0 | 0 | 0
|  | Cross beams | 2 | 1 | 4.13 |  | 0.255 | 2.1063 | [7 empty] | 0 | 0 | 0 | 0 | 0 | 0
|  | Cross beams | 2 | 1 | 4.13 |  | 0.325 | 2.6845 | [7 empty] | 0 | 0 | 0 | 0 | 0 | 0
|  | C4 to C5 | 2 | 1 | 2.53 |  | 0.325 | 1.6445 | [7 empty] | 0 | 0 | 0 | 0 | 0 | 0
|  | C5 to C7 & F5 to F7 | 2 | 2 | 5.99 |  | 0.475 | 11.381 | [7 empty] | 0 | 0 | 0 | 0 | 0 | 0
|  | F3 to F5 | 2 | 1 | 5.53 |  | 0.325 | 3.5945 | [7 empty] | 0 | 0 | 0 | 0 | 0 | 0
|  | E7 to E8 | 2 | 1 | 4.13 |  | 0.255 | 2.1063 | [7 empty] | 0 | 0 | 0 | 0 | 0 | 0
|  | G3 to G7 | 2 | 1 | 11.52 |  | 0.325 | 7.488 | [7 empty] | 0 | 0 | 0 | 0 | 0 | 0
|  | G7 to G8 | 2 | 1 | 4.13 |  | 0.325 | 2.6845 | [7 empty] | 0 | 0 | 0 | 0 | 0 | 0
|  | H3 To H8 | 2 | 1 | 15.65 |  | 0.325 | 10.1725 | [7 empty] | 0 | 0 | 0 | 0 | 0 | 0
|  | Cross beams | 2 | 1 | 2.77 |  | 0.255 | 1.4127 | [7 empty] | 0 | 0 | 0 | 0 | 0 | 0
|  | 0 | 0 | 0 | 0 | 0 | 0 | 0 | [7 empty] | 0 | 0 | 0 | 0 | 0 | 0
|  | Roof beam Bottom | 0 | 0 | 0 | 0 | 0 | 0 | [7 empty] | 0 | 0 | 0 | 0 | 0 | 0
|  | Horizontal beam | 0 | 0 | 0 | 0 | 0 | 0 | [7 empty] | 0 | 0 | 0 | 0 | 0 | 0
|  | A1 to B1 , A5 to B5 , A6 to B6 & A7 to B7 | 1 | 4 | 4.23 | 0.23 |  | 3.8916 | [7 empty] | 0 | 0 | 0 | 0 | 0 | 0
|  | A8 to H8 | 1 | 1 | 18.575 | 0.23 |  | 4.2723 | [7 empty] | 0 | 0 | 0 | 0 | 0 | 0
|  | B5 to G5 | 1 | 1 | 10.35 | 0.23 |  | 2.3805 | [7 empty] | 0 | 0 | 0 | 0 | 0 | 0
|  | B3 to G3 | 1 | 1 | 10.35 | 0.23 |  | 2.3805 | [7 empty] | 0 | 0 | 0 | 0 | 0 | 0
|  | B7 to G7 | 1 | 1 | 10.35 | 0.23 |  | 2.3805 | [7 empty] | 0 | 0 | 0 | 0 | 0 | 0
|  | B4 to F4 | 1 | 1 | 6.885 | 0.23 |  | 1.5836 | [7 empty] | 0 | 0 | 0 | 0 | 0 | 0
|  | OTS Cross Beam | 1 | 1 | 4.23 | 0.23 |  | 0.9729 | [7 empty] | 0 | 0 | 0 | 0 | 0 | 0
|  | OTS Cross Beam | 1 | 1 | 3.995 | 0.23 |  | 0.91885 | [7 empty] | 0 | 0 | 0 | 0 | 0 | 0
|  | G3 to H3 , G5 to H5 , G6 to H6 & G7 to H7 | 1 | 4 | 3.995 | 0.23 |  | 3.6754 | [7 empty] | 0 | 0 | 0 | 0 | 0 | 0
|  | Cross beams | 1 | 1 | 1.735 | 0.23 |  | 0.39905 | [7 empty] | 0 | 0 | 0 | 0 | 0 | 0
|  | Cross beams | 1 | 1 | 3.765 | 0.23 |  | 0.86595 | [7 empty] | 0 | 0 | 0 | 0 | 0 | 0
|  | Vertical beam | 0 | 0 | 0 | 0 |  | 0 | [7 empty] | 0 | 0 | 0 | 0 | 0 | 0
|  | A3 To A5 | 1 | 1 | 5.53 | 0.23 |  | 1.2719 | [7 empty] | 0 | 0 | 0 | 0 | 0 | 0
|  | A5 To A8 | 1 | 1 | 10.12 | 0.23 |  | 2.3276 | [7 empty] | 0 | 0 | 0 | 0 | 0 | 0
|  | B3 To B8 | 1 | 1 | 15.65 | 0.23 |  | 3.5995 | [7 empty] | 0 | 0 | 0 | 0 | 0 | 0
|  | Cross beams | 1 | 1 | 4.13 | 0.23 |  | 0.9499 | [7 empty] | 0 | 0 | 0 | 0 | 0 | 0
|  | Cross beams | 1 | 1 | 4.13 | 0.23 |  | 0.9499 | [7 empty] | 0 | 0 | 0 | 0 | 0 | 0
|  | C4 to C5 | 1 | 1 | 2.53 | 0.23 |  | 0.5819 | [7 empty] | 0 | 0 | 0 | 0 | 0 | 0
|  | C5 to C7 & F5 to F7 | 1 | 2 | 5.99 | 0.23 |  | 2.7554 | [7 empty] | 0 | 0 | 0 | 0 | 0 | 0
|  | F3 to F5 | 1 | 1 | 5.53 | 0.23 |  | 1.2719 | [7 empty] | 0 | 0 | 0 | 0 | 0 | 0
|  | E7 to E8 | 1 | 1 | 4.13 | 0.23 |  | 0.9499 | [7 empty] | 0 | 0 | 0 | 0 | 0 | 0
|  | G3 to G7 | 1 | 1 | 11.52 | 0.23 |  | 2.6496 | [7 empty] | 0 | 0 | 0 | 0 | 0 | 0
|  | G7 to G8 | 1 | 1 | 4.13 | 0.23 |  | 0.9499 | [7 empty] | 0 | 0 | 0 | 0 | 0 | 0
|  | H3 To H8 | 1 | 1 | 15.65 | 0.23 |  | 3.5995 | [7 empty] | 0 | 0 | 0 | 0 | 0 | 0
|  | Cross beams | 1 | 1 | 2.77 | 0.23 |  | 0.6371 | [7 empty] | 0 | 0 | 0 | 0 | 0 | 0
|  | 0 | 0 | 0 | 0 | 0 | 0 | 0 | [7 empty] | 0 | 0 | 0 | 0 | 0 | 0
|  | 0 | 0 | 0 | 0 | 0 | 0 | 0 | [7 empty] | 0 | 0 | 0 | 0 | 0 | 0
|  | 0 | 0 | 0 | 0 | 0 | 0 | 0 | [7 empty] | 0 | 0 | 0 | 0 | 0 | 0
|  | Roof Slab | 0 | 0 | 0 | 0 | 0 | 0 | [7 empty] | 0 | 0 | 0 | 0 | 0 | 0
|  | Women Rest Room | 1 | 1 | 4 | 5.1 |  | 20.4 | [7 empty] | 0 | 0 | 0 | 0 | 0 | 0
|  | Women Rest Room Toilet | 1 | 1 | 4 | 1.5 |  | 6 | [7 empty] | 0 | 0 | 0 | 0 | 0 | 0
|  | Lock up Women | 1 | 1 | 4 | 2.5 |  | 10 | [7 empty] | 0 | 0 | 0 | 0 | 0 | 0
|  | Computer Room | 1 | 1 | 4 | 3.9 |  | 15.6 | [7 empty] | 0 | 0 | 0 | 0 | 0 | 0
|  | Toilet | 1 | 1 | 1.5 | 3.9 |  | 5.85 | [7 empty] | 0 | 0 | 0 | 0 | 0 | 0
|  | SI Room | 1 | 1 | 3.695 | 3.9 |  | 14.4105 | [7 empty] | 0 | 0 | 0 | 0 | 0 | 0
|  | SI Room | 1 | 1 | 2.5 | 3.9 |  | 9.75 | [7 empty] | 0 | 0 | 0 | 0 | 0 | 0
|  | Record Room | 1 | 1 | 1.735 | 2.32 |  | 4.0252 | [7 empty] | 0 | 0 | 0 | 0 | 0 | 0
|  | Record Room | 1 | 1 | 1.735 | 1.35 |  | 2.3423 | [7 empty] | 0 | 0 | 0 | 0 | 0 | 0
|  | Introgation | 1 | 1 | 3.765 | 2.435 |  | 9.1678 | [7 empty] | 0 | 0 | 0 | 0 | 0 | 0
|  | Toilet | 1 | 1 | 3.765 | 1.235 |  | 4.6498 | [7 empty] | 0 | 0 | 0 | 0 | 0 | 0
|  | Lock up Men | 1 | 1 | 4 | 2.55 |  | 10.2 | [7 empty] | 0 | 0 | 0 | 0 | 0 | 0
|  | INS Room | 1 | 1 | 4 | 5.1 |  | 20.4 | [7 empty] | 0 | 0 | 0 | 0 | 0 | 0
|  | INS Room Toilet | 1 | 1 | 4 | 1.5 |  | 6 | [7 empty] | 0 | 0 | 0 | 0 | 0 | 0
|  | Writer | 1 | 1 | 3 | 5.3 |  | 15.9 | [7 empty] | 0 | 0 | 0 | 0 | 0 | 0
|  | Stair Case Lobby-1 | 1 | 1 | 2.525 | 2.77 |  | 6.9943 | [7 empty] | 0 | 0 | 0 | 0 | 0 | 0
|  | Stair Case Lobby-1 | 1 | 1 | 4.325 | 2.3 |  | 9.9475 | [7 empty] | 0 | 0 | 0 | 0 | 0 | 0
|  | Hall | 1 | 1 | 2.1 | 5.76 |  | 12.096 | [7 empty] | 0 | 0 | 0 | 0 | 0 | 0
|  | Hall | 1 | 1 | 4.325 | 5.76 |  | 24.912 | [7 empty] | 0 | 0 | 0 | 0 | 0 | 0
|  | Hall | 1 | 1 | 3 | 5.76 |  | 17.28 | [7 empty] | 0 | 0 | 0 | 0 | 0 | 0
|  | 0 | 0 | 0 | 0 | 0 | 0 | 0 | [7 empty] | 0 | 0 | 0 | 0 | 0 | 0
|  | #REF! | 0 | 0 | 0 | 0 | 0 | 0 | [7 empty] | 0 | 0 | 0 | 0 | 0 | 0
|  | Sill slab Window | 0 | 0 | 0 | 0 | 0 | 0 | [7 empty] | 0 | 0 | 0 | 0 | 0 | 0
|  | FW | 2 | 2 | 1.273 |  | 0.05 | 0.2546 | [7 empty] | 0 | 0 | 0 | 0 | 0 | 0
|  | FW-3 | 2 | 1 | 2.46 |  | 0.05 | 0.246 | [7 empty] | 0 | 0 | 0 | 0 | 0 | 0
|  | FW-4 | 2 | 2 | 1.66 |  | 0.05 | 0.332 | [7 empty] | 0 | 0 | 0 | 0 | 0 | 0
|  | SW | 2 | 1 | 2.26 |  | 0.05 | 0.226 | [7 empty] | 0 | 0 | 0 | 0 | 0 | 0
|  | W | 2 | 1 | 2.26 |  | 0.05 | 0.226 | [7 empty] | 0 | 0 | 0 | 0 | 0 | 0
|  | W2 | 2 | 13 | 1.66 |  | 0.05 | 2.158 | [7 empty] | 0 | 0 | 0 | 0 | 0 | 0
|  | W3 | 2 | 5 | 1.46 |  | 0.05 | 0.73 | [7 empty] | 0 | 0 | 0 | 0 | 0 | 0
|  | SLW | 2 | 2 | 2.56 |  | 0.05 | 0.512 | [7 empty] | 0 | 0 | 0 | 0 | 0 | 0
|  | RV | 2 | 3 | 1.81 |  | 0.05 | 0.543 | [7 empty] | 0 | 0 | 0 | 0 | 0 | 0
|  | V3 | 2 | 5 | 1.36 |  | 0.05 | 0.68 | [7 empty] | 0 | 0 | 0 | 0 | 0 | 0
|  | RVT | 2 | 2 | 1.36 |  | 0.05 | 0.272 | [7 empty] | 0 | 0 | 0 | 0 | 0 | 0
|  | 0 | 0 | 0 | 0 | 0 | 0 | 0 | [7 empty] | 0 | 0 | 0 | 0 | 0 | 0
|  | Lintel Concrete | 0 | 0 | 0 | 0 | 0 | 0 | [7 empty] | 0 | 0 | 0 | 0 | 0 | 0
|  | Main wall all alround | 2 | 1 | 86.29 |  | 0.1 | 17.258 | [7 empty] | 0 | 0 | 0 | 0 | 0 | 0
|  | Lift Front Wall | 2 | 1 | 2.535 |  | 0.1 | 0.507 | [7 empty] | 0 | 0 | 0 | 0 | 0 | 0
|  | Lift Side Wall | 2 | 1 | 2.33 |  | 0.1 | 0.466 | [7 empty] | 0 | 0 | 0 | 0 | 0 | 0
|  | Cross wall between Stair case lobby / Hall | 2 | 1 | 7.115 |  | 0.1 | 1.423 | [7 empty] | 0 | 0 | 0 | 0 | 0 | 0
|  | Men Rest Room | 0 | 0 | 0 |  | 0 | 0 | [7 empty] | 0 | 0 | 0 | 0 | 0 | 0
|  | Cross wall between Men Rest Room / Toilet /Hall | 2 | 1 | 4 |  | 0.1 | 0.8 | [7 empty] | 0 | 0 | 0 | 0 | 0 | 0
|  | D/F Toilet Open | -2 | 1 | 1 |  | 0.1 | -0.2 | [7 empty] | 0 | 0 | 0 | 0 | 0 | 0
|  | Piller | 2 | 1 | 0.23 |  | 0.1 | 0.046 | [7 empty] | 0 | 0 | 0 | 0 | 0 | 0
|  | Cross wall between Men Rest Room / Lift Stair | 2 | 1 | 5.53 |  | 0.1 | 1.106 | [7 empty] | 0 | 0 | 0 | 0 | 0 | 0
|  | Writer | 0 | 0 | 0 |  | 0 | 0 | [7 empty] | 0 | 0 | 0 | 0 | 0 | 0
|  | Cross wall between Writer / Stair case lobby | 2 | 1 | 5.53 |  | 0.1 | 1.106 | [7 empty] | 0 | 0 | 0 | 0 | 0 | 0
|  | Cross wall between Writer / Hall | 2 | 1 | 3.455 |  | 0.1 | 0.691 | [7 empty] | 0 | 0 | 0 | 0 | 0 | 0
|  | C/B Piller | 2 | 1 | 0.715 |  | 0.1 | 0.143 | [7 empty] | 0 | 0 | 0 | 0 | 0 | 0
|  | Ins Trafic | 0 | 0 | 0 |  | 0 | 0 | [7 empty] | 0 | 0 | 0 | 0 | 0 | 0
|  | Cross wall between Ins Trafic / Hall , Toilet | 2 | 1 | 4 |  | 0.1 | 0.8 | [7 empty] | 0 | 0 | 0 | 0 | 0 | 0
|  | D/F Toilet Open | -2 | 1 | 1 |  | 0.1 | -0.2 | [7 empty] | 0 | 0 | 0 | 0 | 0 | 0
|  | Cross wall between Ins Trafic / Hall , Toilet Piller | 2 | 1 | 0.43 |  | 0.1 | 0.086 | [7 empty] | 0 | 0 | 0 | 0 | 0 | 0
|  | Store | 0 | 0 | 0 |  | 0 | 0 | [7 empty] | 0 | 0 | 0 | 0 | 0 | 0
|  | Cross wall between Store / Hall | 2 | 1 | 2.73 |  | 0.1 | 0.546 | [7 empty] | 0 | 0 | 0 | 0 | 0 | 0
|  | Cross wall between Store / Men Rest Room | 2 | 1 | 9.77 |  | 0.1 | 1.954 | [7 empty] | 0 | 0 | 0 | 0 | 0 | 0
|  | Men Rest Room | 0 | 0 | 0 |  | 0 | 0 | [7 empty] | 0 | 0 | 0 | 0 | 0 | 0
|  | Cross wall between Men Rest Room / Hall | 2 | 1 | 5.935 |  | 0.1 | 1.187 | [7 empty] | 0 | 0 | 0 | 0 | 0 | 0
|  | Partition wall Lintel | 0 | 0 | 0 |  | 0 | 0 | [7 empty] | 0 | 0 | 0 | 0 | 0 | 0
|  | Men Rest Room | 0 | 0 | 0 |  | 0 | 0 | [7 empty] | 0 | 0 | 0 | 0 | 0 | 0
|  | C/B Wall | 2 | 1 | 0.6 |  | 0.1 | 0.12 | [7 empty] | 0 | 0 | 0 | 0 | 0 | 0
|  | Cross wall between Toilet / Passage | 2 | 1 | 1.5 |  | 0.1 | 0.3 | [7 empty] | 0 | 0 | 0 | 0 | 0 | 0
|  | Cross wall between Hall / Passage | 2 | 1 | 1.5 |  | 0.1 | 0.3 | [7 empty] | 0 | 0 | 0 | 0 | 0 | 0
|  | Writer | 0 | 0 | 0 |  | 0 | 0 | [7 empty] | 0 | 0 | 0 | 0 | 0 | 0
|  | C/B Wall | 2 | 1 | 0.6 |  | 0.1 | 0.12 | [7 empty] | 0 | 0 | 0 | 0 | 0 | 0
|  | Cross wall between Writer / Ins Traffic | 2 | 1 | 1.8 |  | 0.1 | 0.36 | [7 empty] | 0 | 0 | 0 | 0 | 0 | 0
|  | Cross wall between Writer / Ins Traffic | 2 | 1 | 3.276 |  | 0.1 | 0.6552 | [7 empty] | 0 | 0 | 0 | 0 | 0 | 0
|  | Ins Traffic | 0 | 0 | 0 |  | 0 | 0 | [7 empty] | 0 | 0 | 0 | 0 | 0 | 0
|  | C/B Wall | 2 | 1 | 0.6 |  | 0.1 | 0.12 | [7 empty] | 0 | 0 | 0 | 0 | 0 | 0
|  | Cross wall between Toilet / Passage | 2 | 1 | 1.5 |  | 0.1 | 0.3 | [7 empty] | 0 | 0 | 0 | 0 | 0 | 0
|  | Cross wall between Hall / Passage | 2 | 1 | 1.5 |  | 0.1 | 0.3 | [7 empty] | 0 | 0 | 0 | 0 | 0 | 0
|  | Meeting Hall | 0 | 0 | 0 |  | 0 | 0 | [7 empty] | 0 | 0 | 0 | 0 | 0 | 0
|  | C/B Wall | 2 | 1 | 0.6 |  | 0.1 | 0.12 | [7 empty] | 0 | 0 | 0 | 0 | 0 | 0
|  | Cross wall between Meeting Hall / Men Rest Room | 2 | 1 | 1.1 |  | 0.1 | 0.22 | [7 empty] | 0 | 0 | 0 | 0 | 0 | 0
|  | Men Rest Room | 0 | 0 | 0 |  | 0 | 0 | [7 empty] | 0 | 0 | 0 | 0 | 0 | 0
|  | C/B Wall | 2 | 1 | 0.6 |  | 0.1 | 0.12 | [7 empty] | 0 | 0 | 0 | 0 | 0 | 0
|  | Cross wall between Toilet / SI Room | 2 | 1 | 2.745 |  | 0.1 | 0.549 | [7 empty] | 0 | 0 | 0 | 0 | 0 | 0
|  | Cross wall between Record / SI Room | 2 | 1 | 2.435 |  | 0.1 | 0.487 | [7 empty] | 0 | 0 | 0 | 0 | 0 | 0
|  | Men Rest Room Toilet | 0 | 0 | 0 |  | 0 | 0 | [7 empty] | 0 | 0 | 0 | 0 | 0 | 0
|  | Cross wall between Toilet | 2 | 2 | 1.615 |  | 0.1 | 0.646 | [7 empty] | 0 | 0 | 0 | 0 | 0 | 0
|  | Cross wall betweenToilet / Common Toilet | 2 | 1 | 2.87 |  | 0.1 | 0.574 | [7 empty] | 0 | 0 | 0 | 0 | 0 | 0
|  | Cross wall for Toilet Front wall | 2 | 1 | 3.9 |  | 0.1 | 0.78 | [7 empty] | 0 | 0 | 0 | 0 | 0 | 0
|  | Cross wall betweenToilet / Men Rest Room | 2 | 1 | 3.9 |  | 0.1 | 0.78 | [7 empty] | 0 | 0 | 0 | 0 | 0 | 0
|  | C/B Wall | 2 | 1 | 0.6 |  | 0.1 | 0.12 | [7 empty] | 0 | 0 | 0 | 0 | 0 | 0
|  | 0 | 0 | 0 | 0 | 0 | 0 | 0 | [7 empty] | 0 | 0 | 0 | 0 | 0 | 0
|  | 0 | 0 | 0 | 0 | 0 | 0 | 0 | [7 empty] | 0 | 0 | 0 | 0 | 0 | 0
|  | Waist slab-7 | 1 | 1 | 3.75 | 1.2 |  | 4.5 | [7 empty] | 0 | 0 | 0 | 0 | 0 | 0
|  | Landing slab | 1 | 1 | 3.23 | 1.2 |  | 3.876 | [7 empty] | 0 | 0 | 0 | 0 | 0 | 0
|  | Waist slab-8 | 1 | 1 | 3.7 | 1.2 |  | 4.44 | [7 empty] | 0 | 0 | 0 | 0 | 0 | 0
|  | Staircase steps | 0.5 | 19 | 1.2 | 0.3 |  | 3.42 | [7 empty] | 0 | 0 | 0 | 0 | 0 | 0
|  | 0 | 0 | 0 | 0 | 0 | 0 | 0 | [7 empty] | 0 | 0 | 0 | 0 | 0 | 0
|  | Roof beam 2 sides | 0 | 0 | 0 | 0 | 0 | 0 | [7 empty] | 0 | 0 | 0 | 0 | 0 | 0
|  | Horizontal beam | 0 | 0 | 0 | 0 | 0 | 0 | [7 empty] | 0 | 0 | 0 | 0 | 0 | 0
|  | A1 to B1 , A5 to B5 , A6 to B6 & A7 to B7 | 2 | 4 | 4.23 |  | 0.255 | 8.6292 | [7 empty] | 0 | 0 | 0 | 0 | 0 | 0
|  | A8 to H8 | 2 | 1 | 18.575 |  | 0.255 | 9.4733 | [7 empty] | 0 | 0 | 0 | 0 | 0 | 0
|  | B5 to G5 | 2 | 1 | 10.35 |  | 0.255 | 5.2785 | [7 empty] | 0 | 0 | 0 | 0 | 0 | 0
|  | B3 to G3 | 2 | 1 | 10.35 |  | 0.325 | 6.7275 | [7 empty] | 0 | 0 | 0 | 0 | 0 | 0
|  | B7 to G7 | 2 | 1 | 10.35 |  | 0.475 | 9.8325 | [7 empty] | 0 | 0 | 0 | 0 | 0 | 0
|  | B4 to F4 | 2 | 1 | 6.885 |  | 0.255 | 3.5113 | [7 empty] | 0 | 0 | 0 | 0 | 0 | 0
|  | OTS Cross Beam | 2 | 1 | 4.23 |  | 0.255 | 2.1573 | [7 empty] | 0 | 0 | 0 | 0 | 0 | 0
|  | OTS Cross Beam | 2 | 1 | 3.995 |  | 0.255 | 2.0375 | [7 empty] | 0 | 0 | 0 | 0 | 0 | 0
|  | G3 to H3 , G5 to H5 , G6 to H6 & G7 to H7 | 2 | 4 | 3.995 |  | 0.255 | 8.1498 | [7 empty] | 0 | 0 | 0 | 0 | 0 | 0
|  | Cross beams | 2 | 1 | 1.735 |  | 0.255 | 0.88485 | [7 empty] | 0 | 0 | 0 | 0 | 0 | 0
|  | Cross beams | 2 | 1 | 3.765 |  | 0.255 | 1.9202 | [7 empty] | 0 | 0 | 0 | 0 | 0 | 0
|  | Vertical beam | [13 empty] | 0 | 0 | 0 | 0 | 0 | 0
|  | A3 To A5 | 2 | 1 | 5.53 |  | 0.325 | 3.5945 | [7 empty] | 0 | 0 | 0 | 0 | 0 | 0
|  | A5 To A8 | 2 | 1 | 10.12 |  | 0.255 | 5.1612 | [7 empty] | 0 | 0 | 0 | 0 | 0 | 0
|  | B3 To B8 | 2 | 1 | 15.65 |  | 0.255 | 7.9815 | [7 empty] | 0 | 0 | 0 | 0 | 0 | 0
|  | Cross beams | 2 | 1 | 4.13 |  | 0.255 | 2.1063 | [7 empty] | 0 | 0 | 0 | 0 | 0 | 0
|  | Cross beams | 2 | 1 | 4.13 |  | 0.325 | 2.6845 | [7 empty] | 0 | 0 | 0 | 0 | 0 | 0
|  | C4 to C5 | 2 | 1 | 2.53 |  | 0.325 | 1.6445 | [7 empty] | 0 | 0 | 0 | 0 | 0 | 0
|  | C5 to C7 & F5 to F7 | 2 | 2 | 5.99 |  | 0.475 | 11.381 | [7 empty] | 0 | 0 | 0 | 0 | 0 | 0
|  | F3 to F5 | 2 | 1 | 5.53 |  | 0.325 | 3.5945 | [7 empty] | 0 | 0 | 0 | 0 | 0 | 0
|  | E7 to E8 | 2 | 1 | 4.13 |  | 0.255 | 2.1063 | [7 empty] | 0 | 0 | 0 | 0 | 0 | 0
|  | G3 to G7 | 2 | 1 | 11.52 |  | 0.325 | 7.488 | [7 empty] | 0 | 0 | 0 | 0 | 0 | 0
|  | G7 to G8 | 2 | 1 | 4.13 |  | 0.325 | 2.6845 | [7 empty] | 0 | 0 | 0 | 0 | 0 | 0
|  | H3 To H8 | 2 | 1 | 15.65 |  | 0.325 | 10.1725 | [7 empty] | 0 | 0 | 0 | 0 | 0 | 0
|  | Cross beams | 2 | 1 | 2.77 |  | 0.255 | 1.4127 | [7 empty] | 0 | 0 | 0 | 0 | 0 | 0
|  | 0 | 0 | 0 | 0 | 0 | 0 | 0 | [7 empty] | 0 | 0 | 0 | 0 | 0 | 0
|  | Roof beam Bottom | 0 | 0 | 0 | 0 | 0 | 0 | [7 empty] | 0 | 0 | 0 | 0 | 0 | 0
|  | Horizontal beam | 0 | 0 | 0 | 0 | 0 | 0 | [7 empty] | 0 | 0 | 0 | 0 | 0 | 0
|  | A1 to B1 , A5 to B5 , A6 to B6 & A7 to B7 | 1 | 4 | 4.23 | 0.23 |  | 3.8916 | [7 empty] | 0 | 0 | 0 | 0 | 0 | 0
|  | A8 to H8 | 1 | 1 | 18.575 | 0.23 |  | 4.2723 | [7 empty] | 0 | 0 | 0 | 0 | 0 | 0
|  | B5 to G5 | 1 | 1 | 10.35 | 0.23 |  | 2.3805 | [7 empty] | 0 | 0 | 0 | 0 | 0 | 0
|  | B3 to G3 | 1 | 1 | 10.35 | 0.23 |  | 2.3805 | [7 empty] | 0 | 0 | 0 | 0 | 0 | 0
|  | B7 to G7 | 1 | 1 | 10.35 | 0.23 |  | 2.3805 | [7 empty] | 0 | 0 | 0 | 0 | 0 | 0
|  | B4 to F4 | 1 | 1 | 6.885 | 0.23 |  | 1.5836 | [7 empty] | 0 | 0 | 0 | 0 | 0 | 0
|  | OTS Cross Beam | 1 | 1 | 4.23 | 0.23 |  | 0.9729 | [7 empty] | 0 | 0 | 0 | 0 | 0 | 0
|  | OTS Cross Beam | 1 | 1 | 3.995 | 0.23 |  | 0.91885 | [7 empty] | 0 | 0 | 0 | 0 | 0 | 0
|  | G3 to H3 , G5 to H5 , G6 to H6 & G7 to H7 | 1 | 4 | 3.995 | 0.23 |  | 3.6754 | [7 empty] | 0 | 0 | 0 | 0 | 0 | 0
|  | Cross beams | 1 | 1 | 1.735 | 0.23 |  | 0.39905 | [7 empty] | 0 | 0 | 0 | 0 | 0 | 0
|  | Cross beams | 1 | 1 | 3.765 | 0.23 |  | 0.86595 | [7 empty] | 0 | 0 | 0 | 0 | 0 | 0
|  | Vertical beam | 0 | 0 | 0 | 0 |  | 0 | [7 empty] | 0 | 0 | 0 | 0 | 0 | 0
|  | A3 To A5 | 1 | 1 | 5.53 | 0.23 |  | 1.2719 | [7 empty] | 0 | 0 | 0 | 0 | 0 | 0
|  | A5 To A8 | 1 | 1 | 10.12 | 0.23 |  | 2.3276 | [7 empty] | 0 | 0 | 0 | 0 | 0 | 0
|  | B3 To B8 | 1 | 1 | 15.65 | 0.23 |  | 3.5995 | [7 empty] | 0 | 0 | 0 | 0 | 0 | 0
|  | Cross beams | 1 | 1 | 4.13 | 0.23 |  | 0.9499 | [7 empty] | 0 | 0 | 0 | 0 | 0 | 0
|  | Cross beams | 1 | 1 | 4.13 | 0.23 |  | 0.9499 | [7 empty] | 0 | 0 | 0 | 0 | 0 | 0
|  | C4 to C5 | 1 | 1 | 2.53 | 0.23 |  | 0.5819 | [7 empty] | 0 | 0 | 0 | 0 | 0 | 0
|  | C5 to C7 & F5 to F7 | 1 | 2 | 5.99 | 0.23 |  | 2.7554 | [7 empty] | 0 | 0 | 0 | 0 | 0 | 0
|  | F3 to F5 | 1 | 1 | 5.53 | 0.23 |  | 1.2719 | [7 empty] | 0 | 0 | 0 | 0 | 0 | 0
|  | E7 to E8 | 1 | 1 | 4.13 | 0.23 |  | 0.9499 | [7 empty] | 0 | 0 | 0 | 0 | 0 | 0
|  | G3 to G7 | 1 | 1 | 11.52 | 0.23 |  | 2.6496 | [7 empty] | 0 | 0 | 0 | 0 | 0 | 0
|  | G7 to G8 | 1 | 1 | 4.13 | 0.23 |  | 0.9499 | [7 empty] | 0 | 0 | 0 | 0 | 0 | 0
|  | H3 To H8 | 1 | 1 | 15.65 | 0.23 |  | 3.5995 | [7 empty] | 0 | 0 | 0 | 0 | 0 | 0
|  | Cross beams | 1 | 1 | 2.77 | 0.23 |  | 0.6371 | [7 empty] | 0 | 0 | 0 | 0 | 0 | 0
[16 empty] | 0 | 0 | 0 | 0 | 0 | 0
[16 empty] | 0 | 0 | 0 | 0 | 0 | 0
|  | Roof Slab | 0 | 0 | 0 | 0 | 0 | 0 | [7 empty] | 0 | 0 | 0 | 0 | 0 | 0
|  | Men Rest Room | 1 | 1 | 4 | 5.1 |  | 20.4 | [7 empty] | 0 | 0 | 0 | 0 | 0 | 0
|  | Men Rest Room Toilet | 1 | 1 | 4 | 1.5 |  | 6 | [7 empty] | 0 | 0 | 0 | 0 | 0 | 0
|  | Store | 1 | 1 | 4 | 2.5 |  | 10 | [7 empty] | 0 | 0 | 0 | 0 | 0 | 0
|  | Meeting Hall | 1 | 1 | 4 | 3.9 |  | 15.6 | [7 empty] | 0 | 0 | 0 | 0 | 0 | 0
|  | Meeting Hall | 1 | 1 | 1.5 | 3.9 |  | 5.85 | [7 empty] | 0 | 0 | 0 | 0 | 0 | 0
|  | Meeting Hall | 1 | 1 | 3.695 | 3.9 |  | 14.4105 | [7 empty] | 0 | 0 | 0 | 0 | 0 | 0
|  | Men Rest Room | 1 | 1 | 2.5 | 3.9 |  | 9.75 | [7 empty] | 0 | 0 | 0 | 0 | 0 | 0
|  | Men Rest Room | 1 | 1 | 1.735 | 2.32 |  | 4.0252 | [7 empty] | 0 | 0 | 0 | 0 | 0 | 0
|  | Men Rest Room Toilet | 1 | 1 | 1.735 | 1.35 |  | 2.3423 | [7 empty] | 0 | 0 | 0 | 0 | 0 | 0
|  | Men Rest Room Toilet | 1 | 1 | 3.765 | 2.435 |  | 9.1678 | [7 empty] | 0 | 0 | 0 | 0 | 0 | 0
|  | Hall | 1 | 1 | 1.13 | 2.5 |  | 2.825 | [7 empty] | 0 | 0 | 0 | 0 | 0 | 0
|  | INS Room | 1 | 1 | 4 | 5.1 |  | 20.4 | [7 empty] | 0 | 0 | 0 | 0 | 0 | 0
|  | INS Room Toilet | 1 | 1 | 4 | 1.5 |  | 6 | [7 empty] | 0 | 0 | 0 | 0 | 0 | 0
|  | Writer | 1 | 1 | 3 | 5.3 |  | 15.9 | [7 empty] | 0 | 0 | 0 | 0 | 0 | 0
|  | Stair Case Lobby-1 | 1 | 1 | 2.525 | 2.77 |  | 6.9943 | [7 empty] | 0 | 0 | 0 | 0 | 0 | 0
|  | Stair Case Lobby-1 | 1 | 1 | 4.325 | 2.3 |  | 9.9475 | [7 empty] | 0 | 0 | 0 | 0 | 0 | 0
|  | Hall | 1 | 1 | 2.1 | 5.76 |  | 12.096 | [7 empty] | 0 | 0 | 0 | 0 | 0 | 0
|  | Hall | 1 | 1 | 4.325 | 5.76 |  | 24.912 | [7 empty] | 0 | 0 | 0 | 0 | 0 | 0
|  | Hall | 1 | 1 | 3 | 5.76 |  | 17.28 | [7 empty] | 0 | 0 | 0 | 0 | 0 | 0
[16 empty] | 0 | 0 | 0 | 0 | 0 | 0
[16 empty] | 0 | 0 | 0 | 0 | 0 | 0
[16 empty] | 0 | 0 | 0 | 0 | 0 | 0
|  | #REF! | 0 | 0 | 0 | 0 | 0 | 0 | [7 empty] | 0 | 0 | 0 | 0 | 0 | 0
|  | Sill slab Window | 0 | 0 | 0 | 0 | 0 | 0 | [7 empty] | 0 | 0 | 0 | 0 | 0 | 0
|  | SW | 2 | 1 | 2.26 |  | 0.05 | 0.226 | [7 empty] | 0 | 0 | 0 | 0 | 0 | 0
|  | W1 | 2 | 1 | 1.96 |  | 0.05 | 0.196 | [7 empty] | 0 | 0 | 0 | 0 | 0 | 0
|  | W2 | 2 | 1 | 1.66 |  | 0.05 | 0.166 | [7 empty] | 0 | 0 | 0 | 0 | 0 | 0
|  | W3 | 2 | 1 | 1.46 |  | 0.05 | 0.146 | [7 empty] | 0 | 0 | 0 | 0 | 0 | 0
[16 empty] | 0 | 0 | 0 | 0 | 0 | 0
|  | 0 | 0 | 0 | 0 | 0 | 0 | 0 | [7 empty] | 0 | 0 | 0 | 0 | 0 | 0
|  | Lintel Concrete | 0 | 0 | 0 | 0 | 0 | 0 | [7 empty] | 0 | 0 | 0 | 0 | 0 | 0
|  | Main wall all alround Head Room | 2 | 1 | 20.69 | 0.23 | 0.1 | 0.95174 | [7 empty] | 0 | 0 | 0 | 0 | 0 | 0
|  | Main wall all alround Lift Machine Room | 2 | 1 | 12.175 | 0.23 | 0.1 | 0.56005 | [7 empty] | 0 | 0 | 0 | 0 | 0 | 0
|  | 0 | 0 | 0 | 0 | 0 | 0 | 0 | [7 empty] | 0 | 0 | 0 | 0 | 0 | 0
|  | Roof beam 2sides | 0 | 0 | 0 | 0 | 0 | 0 | [7 empty] | 0 | 0 | 0 | 0 | 0 | 0
|  | Horizontal beam | 0 | 0 | 0 | 0 | 0 | 0 | [7 empty] | 0 | 0 | 0 | 0 | 0 | 0
|  | B3 to F3 | 2 | 1 | 6.885 |  | 0.325 | 4.4752 | [7 empty] | 0 | 0 | 0 | 0 | 0 | 0
|  | B4 to F4 | 2 | 1 | 6.885 |  | 0.255 | 3.5113 | [7 empty] | 0 | 0 | 0 | 0 | 0 | 0
|  | B5 to F5 | 2 | 1 | 6.885 |  | 0.255 | 3.5113 | [7 empty] | 0 | 0 | 0 | 0 | 0 | 0
|  | 0 | 0 | 0 | 0 |  |  | 0 | [7 empty] | 0 | 0 | 0 | 0 | 0 | 0
|  | Vertical beam | 0 | 0 | 0 |  |  | 0 | [7 empty] | 0 | 0 | 0 | 0 | 0 | 0
|  | B3 to B5 | 2 | 1 | 5.53 |  | 0.255 | 2.8203 | [7 empty] | 0 | 0 | 0 | 0 | 0 | 0
|  | C4 to C5 | 2 | 1 | 2.53 |  | 0.325 | 1.6445 | [7 empty] | 0 | 0 | 0 | 0 | 0 | 0
|  | Cross Beam | 2 | 1 | 3 |  | 0.255 | 1.53 | [7 empty] | 0 | 0 | 0 | 0 | 0 | 0
|  | F3 to F5 | 2 | 1 | 5.53 |  | 0.325 | 3.5945 | [7 empty] | 0 | 0 | 0 | 0 | 0 | 0
|  | 0 | 0 | 0 | 0 | 0 | 0 | 0 | [7 empty] | 0 | 0 | 0 | 0 | 0 | 0
|  | Roof beam bottom | 0 | 0 | 0 | 0 | 0 | 0 | [7 empty] | 0 | 0 | 0 | 0 | 0 | 0
|  | Horizontal beam | 0 | 0 | 0 | 0 | 0 | 0 | [7 empty] | 0 | 0 | 0 | 0 | 0 | 0
|  | B3 to F3 | 1 | 1 | 6.885 | 0.23 |  | 1.5836 | [7 empty] | 0 | 0 | 0 | 0 | 0 | 0
|  | B4 to F4 | 1 | 1 | 6.885 | 0.23 |  | 1.5836 | [7 empty] | 0 | 0 | 0 | 0 | 0 | 0
|  | B5 to F5 | 1 | 1 | 6.885 | 0.23 |  | 1.5836 | [7 empty] | 0 | 0 | 0 | 0 | 0 | 0
|  | 0 | 0 | 0 | 0 | 0 |  | 0 | [7 empty] | 0 | 0 | 0 | 0 | 0 | 0
|  | Vertical beam | 0 | 0 | 0 | 0 |  | 0 | [7 empty] | 0 | 0 | 0 | 0 | 0 | 0
|  | B3 to B5 | 1 | 1 | 5.53 | 0.23 |  | 1.2719 | [7 empty] | 0 | 0 | 0 | 0 | 0 | 0
|  | C4 to C5 | 1 | 1 | 2.53 | 0.23 |  | 0.5819 | [7 empty] | 0 | 0 | 0 | 0 | 0 | 0
|  | Cross Beam | 1 | 1 | 3 | 0.23 |  | 0.69 | [7 empty] | 0 | 0 | 0 | 0 | 0 | 0
|  | F3 to F5 | 1 | 1 | 5.53 | 0.23 |  | 1.2719 | [7 empty] | 0 | 0 | 0 | 0 | 0 | 0
|  | 0 | 0 | 0 | 0 | 0 | 0 | 0 | [7 empty] | 0 | 0 | 0 | 0 | 0 | 0
|  | Roof slab | 0 | 0 | 0 | 0 | 0 | 0 | [7 empty] | 0 | 0 | 0 | 0 | 0 | 0
|  | Head Room | 1 | 1 | 3.9 | 2.77 |  | 10.803 | [7 empty] | 0 | 0 | 0 | 0 | 0 | 0
|  | Lobby | 1 | 1 | 2.525 | 2.77 |  | 6.9943 | [7 empty] | 0 | 0 | 0 | 0 | 0 | 0
|  | Lift Room | 1 | 1 | 2.1 | 2.3 |  | 4.83 | [7 empty] | 0 | 0 | 0 | 0 | 0 | 0
|  | Lift Machine Room | 1 | 1 | 4.325 | 2.3 |  | 9.9475 | [7 empty] | 0 | 0 | 0 | 0 | 0 | 0
|  | 0 | 0 | 0 | 0 | 0 | 0 | 0 | [7 empty] | 0 | 0 | 0 | 0 | 0 | 0
|  | Water Tank | 0 | 0 | 0 | 0 | 0 | 0 | [7 empty] | 0 | 0 | 0 | 0 | 0 | 0
|  | Horizontal beam | 2 | 2 | 4.23 |  | 0.45 | 7.614 | [7 empty] | 0 | 0 | 0 | 0 | 0 | 0
|  | Vertical beam | 2 | 2 | 3 |  | 0.45 | 5.4 | [7 empty] | 0 | 0 | 0 | 0 | 0 | 0
|  | Vertical beam | 2 | 1 | 3 |  | 0.38 | 2.28 | [7 empty] | 0 | 0 | 0 | 0 | 0 | 0
|  | Roof Slab | 1 | 2 | 1.885 | 2.77 |  | 10.4429 | [7 empty] | 0 | 0 | 0 | 0 | 0 | 0
|  | Water Tank wall Concrete | 2 | 1 | 14.46 |  | 1 | 28.92 | [7 empty] | 0 | 0 | 0 | 0 | 0 | 0
|  | Water Tank Center wall Concrete | 2 | 1 | 3 |  | 1 | 6 | [7 empty] | 0 | 0 | 0 | 0 | 0 | 0
|  | Water Tank Cover Slab | 1 | 2 | 1.925 | 2.77 |  | 10.6645 | [7 empty] | 0 | 0 | 0 | 0 | 0 | 0
[16 empty] | 0 | 0 | 0 | 0 | 0 | 0
[16 empty] | 0 | 0 | 0 | 0 | 0 | 0
[8 empty] | 0.82601 | 1970.174 | [6 empty] | 0 | 0 | 0 | 0 | 0 | 0
[8 empty] | 1971 | 1971 | [6 empty] | 0 | 0 | 0 | 0 | 0 | 0
[6 empty] | Say | 1971 | Sqm |  |  |  | b.Plain surfaces such as Roof slab,floorslab,Beams,lintels,lofts,sill slab,staircase,portico slab and other similar works | 0 | 1971 | Sqm | 0 | 0 | 0 | 0 | 0 | 1971
c.For Square and rectangular columns and small quantities |  | #REF! | [13 empty] | 0 | 0 | 0 | 0 | 0 | 0
|  | As per below basement qty | [5 empty] | 148.5 | [7 empty] | 0 | 0 | 0 | 0 | 0 | 0
[16 empty] | 0 | 0 | 0 | 0 | 0 | 0
[16 empty] | 0 | 0 | 0 | 0 | 0 | 0
|  | Ground Floor | 0 | 0 | 0 | 0 | 0 | [8 empty] | 0 | 0 | 0 | 0 | 0 | 0
|  | Column Raising upto roof beam bottom | [5 empty] | 0 | [7 empty] | 0 | 0 | 0 | 0 | 0 | 0
|  | For C1 Round Column Dia 0.3 Radius = 0.15 | 4 | 3.14 | 0.3 |  | 2.92 | 11.0026 | [7 empty] | 0 | 0 | 0 | 0 | 0 | 0
|  | For C2 | 11 | 1 | 1.22 |  | 2.92 | 39.1864 | [7 empty] | 0 | 0 | 0 | 0 | 0 | 0
|  | For C3 | 10 | 1 | 1.36 |  | 2.92 | 39.712 | [7 empty] | 0 | 0 | 0 | 0 | 0 | 0
|  | For C4 | 7 | 1 | 1.5 |  | 2.92 | 30.66 | [7 empty] | 0 | 0 | 0 | 0 | 0 | 0
|  | 0 | 0 | 0 | 0 | 0 | 0 | 0 | [7 empty] | 0 | 0 | 0 | 0 | 0 | 0
|  | 0 | 0 | 0 | 0 | 0 | 0 | 0 | [7 empty] | 0 | 0 | 0 | 0 | 0 | 0
|  | sunshade Bottom | 0 | 0 | 0 | 0 | 0 | 0 | [7 empty] | 0 | 0 | 0 | 0 | 0 | 0
|  | Ground Floor | 0 | 0 | 0 | 0 | 0 | 0 | [7 empty] | 0 | 0 | 0 | 0 | 0 | 0
|  | ENTRANCE LOBBY | 0 | 0 |  |  |  | 0 | [7 empty] | 0 | 0 | 0 | 0 | 0 | 0
|  | MD | 1 | 1 | 2.72 | 0.6 |  | 1.632 | 2.72 | 0.6 | 0.0625 |  |  |  |  | 0 | 0 | 0 | 0 | 0 | 0
|  | MD-1 | 1 | 1 | 2.72 | 0.6 |  | 1.632 | 2.72 | 0.6 | 0.0625 |  |  |  |  | 0 | 0 | 0 | 0 | 0 | 0
|  | LD | 1 | 1 | 2.12 | 0.6 |  | 1.272 | 2.12 | 0.6 | 0.0625 |  |  |  |  | 0 | 0 | 0 | 0 | 0 | 0
|  | SLD | 1 | 1 | 1.92 | 0.6 |  | 1.152 | 1.92 | 0.6 | 0.0625 |  |  |  |  | 0 | 0 | 0 | 0 | 0 | 0
|  | TD | 1 | 1 | 0 | 0.6 |  | 0 |  | 0.6 | 0.0625 |  |  |  |  | 0 | 0 | 0 | 0 | 0 | 0
|  | SFW | 1 | 1 | 2.72 | 0.6 |  | 1.632 | 2.72 | 0.6 | 0.0625 |  |  |  |  | 0 | 0 | 0 | 0 | 0 | 0
|  | FW-1 | 1 | 2 | 0 | 0.6 |  | 0 |  | 0.6 | 0.0625 |  |  |  |  | 0 | 0 | 0 | 0 | 0 | 0
|  | FW-2 | 1 | 1 | 2.42 | 0.6 |  | 1.452 | 2.42 | 0.6 | 0.0625 |  |  |  |  | 0 | 0 | 0 | 0 | 0 | 0
[8 empty] | 0 | [7 empty] | 0 | 0 | 0 | 0 | 0 | 0
|  | sunshade 3 sides | 0 | 0 |  |  |  | 0 | 0 | 0 | 0 |  |  |  |  | 0 | 0 | 0 | 0 | 0 | 0
|  | ENTRANCE LOBBY | 0 | 0 |  |  |  | 0 | 0 | 0 | 0 |  |  |  |  | 0 | 0 | 0 | 0 | 0 | 0
|  | MD | 1 | 1 | 3.92 |  | 0.0625 | 0.245 | 2.72 | 0.6 | 0.0625 |  |  |  |  | 0 | 0 | 0 | 0 | 0 | 0
|  | MD-1 | 1 | 1 | 3.92 |  | 0.0625 | 0.245 | 2.72 | 0.6 | 0.0625 |  |  |  |  | 0 | 0 | 0 | 0 | 0 | 0
|  | LD | 1 | 1 | 3.32 |  | 0.0625 | 0.2075 | 2.12 | 0.6 | 0.0625 |  |  |  |  | 0 | 0 | 0 | 0 | 0 | 0
|  | SLD | 1 | 1 | 3.12 |  | 0.0625 | 0.195 | 1.92 | 0.6 | 0.0625 |  |  |  |  | 0 | 0 | 0 | 0 | 0 | 0
|  | TD | 1 | 1 | 2.41 |  | 0.0625 | 0.15063 | 1.21 | 0.6 | 0.0625 |  |  |  |  | 0 | 0 | 0 | 0 | 0 | 0
|  | SFW | 1 | 1 | 3.92 |  | 0.0625 | 0.245 | 2.72 | 0.6 | 0.0625 |  |  |  |  | 0 | 0 | 0 | 0 | 0 | 0
|  | FW-1 | 1 | 2 | 3.46 |  | 0.0625 | 0.4325 | 2.26 | 0.6 | 0.0625 |  |  |  |  | 0 | 0 | 0 | 0 | 0 | 0
|  | FW-2 | 1 | 1 | 3.62 |  | 0.0625 | 0.22625 | 2.42 | 0.6 | 0.0625 |  |  |  |  | 0 | 0 | 0 | 0 | 0 | 0
[5 empty] | 0 |  | 0 | 0 | [7 empty] | 0 | 0 | 0 | 0 | 0 | 0
[8 empty] | 0 | [7 empty] | 0 | 0 | 0 | 0 | 0 | 0
[8 empty] | 0 | [7 empty] | 0 | 0 | 0 | 0 | 0 | 0
|  | First floor | [5 empty] | 0 | [7 empty] | 0 | 0 | 0 | 0 | 0 | 0
|  | Column Raising upto roof beam bottom | 0 | 0 |  |  |  | 0 | [7 empty] | 0 | 0 | 0 | 0 | 0 | 0
|  | For C1 Round Column Dia 0.3 Radius = 0.15 | 4 | 3.14 | 0.3 |  | 1.2 | 4.5216 | 0.15 | 0.15 | 1.2 |  |  |  |  | 0 | 0 | 0 | 0 | 0 | 0
|  | For C2 | 11 | 1 | 1.22 |  | 2.92 | 39.1864 | 0.23 | 0.38 | 2.92 |  |  |  |  | 0 | 0 | 0 | 0 | 0 | 0
|  | For C3 | 10 | 1 | 1.36 |  | 2.92 | 39.712 | 0.23 | 0.45 | 2.92 |  |  |  |  | 0 | 0 | 0 | 0 | 0 | 0
|  | For C4 | 7 | 1 | 1.5 |  | 2.92 | 30.66 | 0.3 | 0.45 | 2.92 |  |  |  |  | 0 | 0 | 0 | 0 | 0 | 0
|  | 0 | 0 | 0 |  |  |  | 0 | 0 | 0 | 0 |  |  |  |  | 0 | 0 | 0 | 0 | 0 | 0
|  | sunshade Bottom | 0 | 0 |  |  |  | 0 | 0 | 0 | 0 |  |  |  |  | 0 | 0 | 0 | 0 | 0 | 0
|  | FW | 1 | 2 | 1.733 | 0.6 |  | 2.0796 | 1.733 | 0.6 | 0.0625 |  |  |  |  | 0 | 0 | 0 | 0 | 0 | 0
|  | FW-3 | 1 | 1 | 2.92 | 0.6 |  | 1.752 | 2.92 | 0.6 | 0.0625 |  |  |  |  | 0 | 0 | 0 | 0 | 0 | 0
|  | FW-4 | 1 | 2 | 2.12 | 0.6 |  | 2.544 | 2.12 | 0.6 | 0.0625 |  |  |  |  | 0 | 0 | 0 | 0 | 0 | 0
|  | SW | 1 | 1 | 2.72 | 0.6 |  | 1.632 | 2.72 | 0.6 | 0.0625 |  |  |  |  | 0 | 0 | 0 | 0 | 0 | 0
|  | W | 1 | 1 | 2.72 | 0.6 |  | 1.632 | 2.72 | 0.6 | 0.0625 |  |  |  |  | 0 | 0 | 0 | 0 | 0 | 0
|  | W1 | 1 | 1 | 2.42 | 0.6 |  | 1.452 | 2.42 | 0.6 | 0.0625 |  |  |  |  | 0 | 0 | 0 | 0 | 0 | 0
|  | W2 | 1 | 10 | 2.12 | 0.6 |  | 12.72 | 2.12 | 0.6 | 0.0625 |  |  |  |  | 0 | 0 | 0 | 0 | 0 | 0
|  | W3 | 1 | 4 | 1.92 | 0.6 |  | 4.608 | 1.92 | 0.6 | 0.0625 |  |  |  |  | 0 | 0 | 0 | 0 | 0 | 0
|  | V | 1 | 2 | 1.92 | 0.6 |  | 2.304 | 1.92 | 0.6 | 0.0625 |  |  |  |  | 0 | 0 | 0 | 0 | 0 | 0
|  | V1 | 1 | 2 | 1.52 | 0.6 |  | 1.824 | 1.52 | 0.6 | 0.0625 |  |  |  |  | 0 | 0 | 0 | 0 | 0 | 0
|  | V3 | 1 | 4 | 1.82 | 0.6 |  | 4.368 | 1.82 | 0.6 | 0.0625 |  |  |  |  | 0 | 0 | 0 | 0 | 0 | 0
[8 empty] | 0 | [7 empty] | 0 | 0 | 0 | 0 | 0 | 0
|  | sunshade 3 sides | [5 empty] | 0 | 0 | 0 | 0 |  |  |  |  | 0 | 0 | 0 | 0 | 0 | 0
|  | FW | 1 | 2 | 2.933 |  | 0.0625 | 0.36662 | 1.733 | 0.6 | 0.0625 |  |  |  |  | 0 | 0 | 0 | 0 | 0 | 0
|  | FW-3 | 1 | 1 | 4.12 |  | 0.0625 | 0.2575 | 2.92 | 0.6 | 0.0625 |  |  |  |  | 0 | 0 | 0 | 0 | 0 | 0
|  | FW-4 | 1 | 2 | 3.32 |  | 0.0625 | 0.415 | 2.12 | 0.6 | 0.0625 |  |  |  |  | 0 | 0 | 0 | 0 | 0 | 0
|  | SW | 1 | 1 | 3.92 |  | 0.0625 | 0.245 | 2.72 | 0.6 | 0.0625 |  |  |  |  | 0 | 0 | 0 | 0 | 0 | 0
|  | W | 1 | 1 | 3.92 |  | 0.0625 | 0.245 | 2.72 | 0.6 | 0.0625 |  |  |  |  | 0 | 0 | 0 | 0 | 0 | 0
|  | W1 | 1 | 1 | 3.62 |  | 0.0625 | 0.22625 | 2.42 | 0.6 | 0.0625 |  |  |  |  | 0 | 0 | 0 | 0 | 0 | 0
|  | W2 | 1 | 10 | 3.32 |  | 0.0625 | 2.075 | 2.12 | 0.6 | 0.0625 |  |  |  |  | 0 | 0 | 0 | 0 | 0 | 0
|  | W3 | 1 | 4 | 3.12 |  | 0.0625 | 0.78 | 1.92 | 0.6 | 0.0625 |  |  |  |  | 0 | 0 | 0 | 0 | 0 | 0
|  | V | 1 | 2 | 3.12 |  | 0.0625 | 0.39 | 1.92 | 0.6 | 0.0625 |  |  |  |  | 0 | 0 | 0 | 0 | 0 | 0
|  | V1 | 1 | 2 | 2.72 |  | 0.0625 | 0.34 | 1.52 | 0.6 | 0.0625 |  |  |  |  | 0 | 0 | 0 | 0 | 0 | 0
|  | V3 | 1 | 4 | 3.02 |  | 0.0625 | 0.755 | 1.82 | 0.6 | 0.0625 |  |  |  |  | 0 | 0 | 0 | 0 | 0 | 0
[8 empty] | 0 | [7 empty] | 0 | 0 | 0 | 0 | 0 | 0
|  | #REF! | [5 empty] | 0 | [7 empty] | 0 | 0 | 0 | 0 | 0 | 0
|  | Column raising up to Roof in SF | [5 empty] | 0 | [7 empty] | 0 | 0 | 0 | 0 | 0 | 0
|  | For C2 | 11 | 1 | 1.22 |  | 2.92 | 39.1864 | 0.23 | 0.38 | 2.92 |  |  |  |  | 0 | 0 | 0 | 0 | 0 | 0
|  | For C3 | 10 | 1 | 1.36 |  | 2.92 | 39.712 | 0.23 | 0.45 | 2.92 |  |  |  |  | 0 | 0 | 0 | 0 | 0 | 0
|  | For C4 | 7 | 1 | 1.5 |  | 2.92 | 30.66 | 0.3 | 0.45 | 2.92 |  |  |  |  | 0 | 0 | 0 | 0 | 0 | 0
|  | 0 | 0 | 0 |  |  |  | 0 | 0 | 0 | 0 |  |  |  |  | 0 | 0 | 0 | 0 | 0 | 0
|  | sunshade Bottom | 0 | 0 |  |  |  | 0 | 0 | 0 | 0 |  |  |  |  | 0 | 0 | 0 | 0 | 0 | 0
|  | FW | 1 | 2 | 1.733 | 0.6 |  | 2.0796 | 1.733 | 0.6 | 0.0625 |  |  |  |  | 0 | 0 | 0 | 0 | 0 | 0
|  | FW-3 | 1 | 1 | 2.92 | 0.6 |  | 1.752 | 2.92 | 0.6 | 0.0625 |  |  |  |  | 0 | 0 | 0 | 0 | 0 | 0
|  | FW-4 | 1 | 2 | 2.12 | 0.6 |  | 2.544 | 2.12 | 0.6 | 0.0625 |  |  |  |  | 0 | 0 | 0 | 0 | 0 | 0
|  | SW | 1 | 1 | 2.72 | 0.6 |  | 1.632 | 2.72 | 0.6 | 0.0625 |  |  |  |  | 0 | 0 | 0 | 0 | 0 | 0
|  | W | 1 | 1 | 2.72 | 0.6 |  | 1.632 | 2.72 | 0.6 | 0.0625 |  |  |  |  | 0 | 0 | 0 | 0 | 0 | 0
|  | W2 | 1 | 13 | 2.12 | 0.6 |  | 16.536 | 2.12 | 0.6 | 0.0625 |  |  |  |  | 0 | 0 | 0 | 0 | 0 | 0
|  | W3 | 1 | 4 | 1.92 | 0.6 |  | 4.608 | 1.92 | 0.6 | 0.0625 |  |  |  |  | 0 | 0 | 0 | 0 | 0 | 0
|  | SLW | 1 | 2 | 3.02 | 0.6 |  | 3.624 | 3.02 | 0.6 | 0.0625 |  |  |  |  | 0 | 0 | 0 | 0 | 0 | 0
|  | RV | 1 | 2 | 2.27 | 0.6 |  | 2.724 | 2.27 | 0.6 | 0.0625 |  |  |  |  | 0 | 0 | 0 | 0 | 0 | 0
|  | RV1 | 1 | 1 | 1.82 | 0.6 |  | 1.092 | 1.82 | 0.6 | 0.0625 |  |  |  |  | 0 | 0 | 0 | 0 | 0 | 0
|  | V | 1 | 2 | 1.92 | 0.6 |  | 2.304 | 1.92 | 0.6 | 0.0625 |  |  |  |  | 0 | 0 | 0 | 0 | 0 | 0
|  | V1 | 1 | 2 | 1.52 | 0.6 |  | 1.824 | 1.52 | 0.6 | 0.0625 |  |  |  |  | 0 | 0 | 0 | 0 | 0 | 0
|  | V3 | 1 | 4 | 1.82 | 0.6 |  | 4.368 | 1.82 | 0.6 | 0.0625 |  |  |  |  | 0 | 0 | 0 | 0 | 0 | 0
|  | sunshade 3 sides | [13 empty] | 0 | 0 | 0 | 0 | 0 | 0
|  | FW | 1 | 2 | 2.933 |  | 0.0625 | 0.36662 | 1.733 | 0.6 | 0.0625 |  |  |  |  | 0 | 0 | 0 | 0 | 0 | 0
|  | FW-3 | 1 | 1 | 4.12 |  | 0.0625 | 0.2575 | 2.92 | 0.6 | 0.0625 |  |  |  |  | 0 | 0 | 0 | 0 | 0 | 0
|  | FW-4 | 1 | 2 | 3.32 |  | 0.0625 | 0.415 | 2.12 | 0.6 | 0.0625 |  |  |  |  | 0 | 0 | 0 | 0 | 0 | 0
|  | SW | 1 | 1 | 3.92 |  | 0.0625 | 0.245 | 2.72 | 0.6 | 0.0625 |  |  |  |  | 0 | 0 | 0 | 0 | 0 | 0
|  | W | 1 | 1 | 3.92 |  | 0.0625 | 0.245 | 2.72 | 0.6 | 0.0625 |  |  |  |  | 0 | 0 | 0 | 0 | 0 | 0
|  | W2 | 1 | 13 | 3.32 |  | 0.0625 | 2.6975 | 2.12 | 0.6 | 0.0625 |  |  |  |  | 0 | 0 | 0 | 0 | 0 | 0
|  | W3 | 1 | 4 | 3.12 |  | 0.0625 | 0.78 | 1.92 | 0.6 | 0.0625 |  |  |  |  | 0 | 0 | 0 | 0 | 0 | 0
|  | SLW | 1 | 2 | 4.22 |  | 0.0625 | 0.5275 | 3.02 | 0.6 | 0.0625 |  |  |  |  | 0 | 0 | 0 | 0 | 0 | 0
|  | RV | 1 | 2 | 3.47 |  | 0.0625 | 0.43375 | 2.27 | 0.6 | 0.0625 |  |  |  |  | 0 | 0 | 0 | 0 | 0 | 0
|  | RV1 | 1 | 1 | 3.02 |  | 0.0625 | 0.18875 | 1.82 | 0.6 | 0.0625 |  |  |  |  | 0 | 0 | 0 | 0 | 0 | 0
|  | V | 1 | 2 | 3.12 |  | 0.0625 | 0.39 | 1.92 | 0.6 | 0.0625 |  |  |  |  | 0 | 0 | 0 | 0 | 0 | 0
|  | V1 | 1 | 2 | 2.72 |  | 0.0625 | 0.34 | 1.52 | 0.6 | 0.0625 |  |  |  |  | 0 | 0 | 0 | 0 | 0 | 0
|  | V3 | 1 | 4 | 3.02 |  | 0.0625 | 0.755 | 1.82 | 0.6 | 0.0625 |  |  |  |  | 0 | 0 | 0 | 0 | 0 | 0
[16 empty] | 0 | 0 | 0 | 0 | 0 | 0
|  | #REF! | [5 empty] | 0 | [7 empty] | 0 | 0 | 0 | 0 | 0 | 0
|  | Column raising up to Roof in TF | [5 empty] | 0 | [7 empty] | 0 | 0 | 0 | 0 | 0 | 0
|  | 0 | 0 | 0 |  |  |  | 0 | 0 | 0 | 0 |  |  |  |  | 0 | 0 | 0 | 0 | 0 | 0
|  | For C2 | 11 | 1 | 1.22 |  | 2.92 | 39.1864 | 0.23 | 0.38 | 2.92 |  |  |  |  | 0 | 0 | 0 | 0 | 0 | 0
|  | For C3 | 10 | 1 | 1.36 |  | 2.92 | 39.712 | 0.23 | 0.45 | 2.92 |  |  |  |  | 0 | 0 | 0 | 0 | 0 | 0
|  | For C4 | 7 | 1 | 1.5 |  | 2.92 | 30.66 | 0.3 | 0.45 | 2.92 |  |  |  |  | 0 | 0 | 0 | 0 | 0 | 0
|  | sunshade Bottom | 0 | 0 |  |  |  | 0 | 0 | 0 | 0 |  |  |  |  | 0 | 0 | 0 | 0 | 0 | 0
|  | 0 | 0 | 0 |  |  |  | 0 | 0 | 0 | 0 |  |  |  |  | 0 | 0 | 0 | 0 | 0 | 0
|  | FW | 1 | 2 | 1.733 | 0.6 |  | 2.0796 | 1.733 | 0.6 | 0.0625 |  |  |  |  | 0 | 0 | 0 | 0 | 0 | 0
|  | FW-3 | 1 | 1 | 2.92 | 0.6 |  | 1.752 | 2.92 | 0.6 | 0.0625 |  |  |  |  | 0 | 0 | 0 | 0 | 0 | 0
|  | FW-4 | 1 | 2 | 2.12 | 0.6 |  | 2.544 | 2.12 | 0.6 | 0.0625 |  |  |  |  | 0 | 0 | 0 | 0 | 0 | 0
|  | SW | 1 | 1 | 2.72 | 0.6 |  | 1.632 | 2.72 | 0.6 | 0.0625 |  |  |  |  | 0 | 0 | 0 | 0 | 0 | 0
|  | W | 1 | 1 | 2.72 | 0.6 |  | 1.632 | 2.72 | 0.6 | 0.0625 |  |  |  |  | 0 | 0 | 0 | 0 | 0 | 0
|  | W2 | 1 | 13 | 2.12 | 0.6 |  | 16.536 | 2.12 | 0.6 | 0.0625 |  |  |  |  | 0 | 0 | 0 | 0 | 0 | 0
|  | W3 | 1 | 5 | 1.92 | 0.6 |  | 5.76 | 1.92 | 0.6 | 0.0625 |  |  |  |  | 0 | 0 | 0 | 0 | 0 | 0
|  | SLW | 1 | 2 | 3.02 | 0.6 |  | 3.624 | 3.02 | 0.6 | 0.0625 |  |  |  |  | 0 | 0 | 0 | 0 | 0 | 0
|  | RV | 1 | 3 | 2.27 | 0.6 |  | 4.086 | 2.27 | 0.6 | 0.0625 |  |  |  |  | 0 | 0 | 0 | 0 | 0 | 0
|  | V3 | 1 | 5 | 1.82 | 0.6 |  | 5.46 | 1.82 | 0.6 | 0.0625 |  |  |  |  | 0 | 0 | 0 | 0 | 0 | 0
|  | RVT | 1 | 2 | 1.82 | 0.6 |  | 2.184 | 1.82 | 0.6 | 0.0625 |  |  |  |  | 0 | 0 | 0 | 0 | 0 | 0
|  | 0 | 0 | 0 |  |  |  | 0 | 0 | 0 | 0 |  |  |  |  | 0 | 0 | 0 | 0 | 0 | 0
|  | sunshade 3 sides | [13 empty] | 0 | 0 | 0 | 0 | 0 | 0
|  | FW | 1 | 2 | 2.933 |  | 0.0625 | 0.36662 | 1.733 | 0.6 | 0.0625 |  |  |  |  | 0 | 0 | 0 | 0 | 0 | 0
|  | FW-3 | 1 | 1 | 4.12 |  | 0.0625 | 0.2575 | 2.92 | 0.6 | 0.0625 |  |  |  |  | 0 | 0 | 0 | 0 | 0 | 0
|  | FW-4 | 1 | 2 | 3.32 |  | 0.0625 | 0.415 | 2.12 | 0.6 | 0.0625 |  |  |  |  | 0 | 0 | 0 | 0 | 0 | 0
|  | SW | 1 | 1 | 3.92 |  | 0.0625 | 0.245 | 2.72 | 0.6 | 0.0625 |  |  |  |  | 0 | 0 | 0 | 0 | 0 | 0
|  | W | 1 | 1 | 3.92 |  | 0.0625 | 0.245 | 2.72 | 0.6 | 0.0625 |  |  |  |  | 0 | 0 | 0 | 0 | 0 | 0
|  | W2 | 1 | 13 | 3.32 |  | 0.0625 | 2.6975 | 2.12 | 0.6 | 0.0625 |  |  |  |  | 0 | 0 | 0 | 0 | 0 | 0
|  | W3 | 1 | 5 | 3.12 |  | 0.0625 | 0.975 | 1.92 | 0.6 | 0.0625 |  |  |  |  | 0 | 0 | 0 | 0 | 0 | 0
|  | SLW | 1 | 2 | 4.22 |  | 0.0625 | 0.5275 | 3.02 | 0.6 | 0.0625 |  |  |  |  | 0 | 0 | 0 | 0 | 0 | 0
|  | RV | 1 | 3 | 3.47 |  | 0.0625 | 0.65063 | 2.27 | 0.6 | 0.0625 |  |  |  |  | 0 | 0 | 0 | 0 | 0 | 0
|  | V3 | 1 | 5 | 3.02 |  | 0.0625 | 0.94375 | 1.82 | 0.6 | 0.0625 |  |  |  |  | 0 | 0 | 0 | 0 | 0 | 0
|  | RVT | 1 | 2 | 3.02 |  | 0.0625 | 0.3775 | 1.82 | 0.6 | 0.0625 |  |  |  |  | 0 | 0 | 0 | 0 | 0 | 0
[16 empty] | 0 | 0 | 0 | 0 | 0 | 0
[16 empty] | 0 | 0 | 0 | 0 | 0 | 0
|  | #REF! | 0 | 0 |  |  |  | 0 | 0 | 0 | 0 |  |  |  |  | 0 | 0 | 0 | 0 | 0 | 0
|  | Column raising up to Roof in 4th Floor | [5 empty] | 0 | [7 empty] | 0 | 0 | 0 | 0 | 0 | 0
|  | For C2 | 2 | 1 | 1.22 |  | 2.37 | 5.7828 | 0.23 | 0.38 | 2.37 |  |  |  |  | 0 | 0 | 0 | 0 | 0 | 0
|  | For C3 | 3 | 1 | 1.36 |  | 2.37 | 9.6696 | 0.23 | 0.45 | 2.37 |  |  |  |  | 0 | 0 | 0 | 0 | 0 | 0
|  | For C4 | 3 | 1 | 1.5 |  | 2.37 | 10.665 | 0.3 | 0.45 | 2.37 |  |  |  |  | 0 | 0 | 0 | 0 | 0 | 0
|  | Parapet Column | 0 | 0 |  |  |  | 0 | 0 | 0 | 0 |  |  |  |  | 0 | 0 | 0 | 0 | 0 | 0
|  | For C2 | 9 | 1 | 1.22 |  | 1.2 | 13.176 | 0.23 | 0.38 | 1.2 |  |  |  |  | 0 | 0 | 0 | 0 | 0 | 0
|  | For C3 | 7 | 1 | 1.36 |  | 1.2 | 11.424 | 0.23 | 0.45 | 1.2 |  |  |  |  | 0 | 0 | 0 | 0 | 0 | 0
|  | For C4 | 4 | 1 | 1.5 |  | 1.2 | 7.2 | 0.3 | 0.45 | 1.2 |  |  |  |  | 0 | 0 | 0 | 0 | 0 | 0
|  | Head Room Parapet | 0 | 0 |  |  |  | 0 | 0 | 0 | 0 |  |  |  |  | 0 | 0 | 0 | 0 | 0 | 0
|  | For C2 | 2 | 1 | 1.22 |  | 0.45 | 1.098 | 0.23 | 0.38 | 0.45 |  |  |  |  | 0 | 0 | 0 | 0 | 0 | 0
|  | For C3 | 3 | 1 | 1.36 |  | 0.45 | 1.836 | 0.23 | 0.45 | 0.45 |  |  |  |  | 0 | 0 | 0 | 0 | 0 | 0
|  | For C4 | 3 | 1 | 1.5 |  | 0.45 | 2.025 | 0.3 | 0.45 | 0.45 |  |  |  |  | 0 | 0 | 0 | 0 | 0 | 0
[16 empty] | 0 | 0 | 0 | 0 | 0 | 0
|  | sunshade Bottom | 0 | 0 |  |  |  | 0 | 0 | 0 | 0 |  |  |  |  | 0 | 0 | 0 | 0 | 0 | 0
|  | 0 | 0 | 0 |  |  |  | 0 | 0 | 0 | 0 |  |  |  |  | 0 | 0 | 0 | 0 | 0 | 0
|  | SW | 1 | 1 | 2.72 | 0.6 |  | 1.632 | 2.72 | 0.6 | 0.0625 |  |  |  |  | 0 | 0 | 0 | 0 | 0 | 0
|  | W1 | 1 | 1 | 2.42 | 0.6 |  | 1.452 | 2.42 | 0.6 | 0.0625 |  |  |  |  | 0 | 0 | 0 | 0 | 0 | 0
|  | W2 | 1 | 1 | 2.12 | 0.6 |  | 1.272 | 2.12 | 0.6 | 0.0625 |  |  |  |  | 0 | 0 | 0 | 0 | 0 | 0
|  | W3 | 1 | 1 | 1.92 | 0.6 |  | 1.152 | 1.92 | 0.6 | 0.0625 |  |  |  |  | 0 | 0 | 0 | 0 | 0 | 0
[16 empty] | 0 | 0 | 0 | 0 | 0 | 0
|  | Roof beam | 0 | 0 |  |  |  | 0 | 0 | 0 | 0 |  |  |  |  | 0 | 0 | 0 | 0 | 0 | 0
|  | SW | 1 | 1 | 3.92 |  | 0.0625 | 0.245 | 2.72 | 0.6 | 0.0625 |  |  |  |  | 0 | 0 | 0 | 0 | 0 | 0
|  | W1 | 1 | 1 | 3.62 |  | 0.0625 | 0.22625 | 2.42 | 0.6 | 0.0625 |  |  |  |  | 0 | 0 | 0 | 0 | 0 | 0
|  | W2 | 1 | 1 | 3.32 |  | 0.0625 | 0.2075 | 2.12 | 0.6 | 0.0625 |  |  |  |  | 0 | 0 | 0 | 0 | 0 | 0
|  | W3 | 1 | 1 | 3.12 |  | 0.0625 | 0.195 | 1.92 | 0.6 | 0.0625 |  |  |  |  | 0 | 0 | 0 | 0 | 0 | 0
|  | 0 | 0 | 0 |  |  |  | 0 | 0 | 0 | 0 |  |  |  |  | 0 | 0 | 0 | 0 | 0 | 0
[8 empty] | 0 | [7 empty] | 0 | 0 | 0 | 0 | 0 | 0
[16 empty] | 0 | 0 | 0 | 0 | 0 | 0
|  | Add sundries | [5 empty] | 0.40242 | 834.5976 | [6 empty] | 0 | 0 | 0 | 0 | 0 | 0
[8 empty] | 835 | 835 | [6 empty] | 0 | 0 | 0 | 0 | 0 | 0
[6 empty] | Say | 835 | Sqm |  |  |  | c.For Square and rectangular columns and small quantities | 0 | 835 | Sqm | 0 | 0 | 0 | 0 | 0 | 835
d.Vertical wall |  | #REF! | [13 empty] | 0 | 0 | 0 | 0 | 0 | 0
|  | foundation Basement | [5 empty] | 35.012 | [7 empty] | 0 | 0 | 0 | 0 | 0 | 0
|  | Lift wall Concrete | 0 | 0 | 0 | 0 | 0 | 0 | [7 empty] | 0 | 0 | 0 | 0 | 0 | 0
|  | Lift Room | 0 | 0 | 0 | 0 | 0 | 0 | [7 empty] | 0 | 0 | 0 | 0 | 0 | 0
|  | Lift Room alround | 2 | 1 | 9.72 |  | 1.2 | 23.328 | [7 empty] | 0 | 0 | 0 | 0 | 0 | 0
[16 empty] | 0 | 0 | 0 | 0 | 0 | 0
[16 empty] | 0 | 0 | 0 | 0 | 0 | 0
[8 empty] | 58.34 | [7 empty] | 0 | 0 | 0 | 0 | 0 | 0
[6 empty] | Say | 58.34 | Sqm |  |  |  | d.Vertical wall | 0 | 58.34 | Sqm | 0 | 0 | 0 | 0 | 0 | 58.34
S&F OF UPVC Windows ( Non Schedule item ) | 21.5 | #REF! | [13 empty] | 0 | 0 | 0 | 0 | 0 | 0
|  | SW | 1 | 4 | 1.8 |  | 1.35 | 9.72 | [7 empty] | 0 | 0 | 0 | 0 | 0 | 0
|  | Add sundries | [5 empty] | 0.28 | 9.72 | [6 empty] | 0 | 0 | 0 | 0 | 0 | 0
[8 empty] | 10 | 10 | [6 empty] | 0 | 0 | 0 | 0 | 0 | 0
[6 empty] | Say | 10 | Sqm |  |  |  | S&F OF UPVC Windows ( Non Schedule item ) | 21.5 | 10 | Sqm | 0 | 0 | 0 | 0 | 0 | 10
Supplying and fixing in position of UPVC Ventilator louvered ventilator type for all sizes | 21.5 | #REF! | [13 empty] | 0 | 0 | 0 | 0 | 0 | 0
[16 empty] | 0 | 0 | 0 | 0 | 0 | 0
|  | RV | 1 | 5 | 1.35 |  | 0.6 | 4.05 | [7 empty] | 0 | 0 | 0 | 0 | 0 | 0
|  | RV1 | 1 | 1 | 0.9 |  | 0.6 | 0.54 | [7 empty] | 0 | 0 | 0 | 0 | 0 | 0
[8 empty] | 0 | [7 empty] | 0 | 0 | 0 | 0 | 0 | 0
|  | Add sundries | [5 empty] | 0.41 | 4.59 | [6 empty] | 0 | 0 | 0 | 0 | 0 | 0
[8 empty] | 5 | 5 | [6 empty] | 0 | 0 | 0 | 0 | 0 | 0
[6 empty] | Say | 5 | Sqm |  |  |  | Supplying and fixing in position of UPVC Ventilator louvered ventilator type for all sizes | 21.5 | 5 | Sqm | 0 | 0 | 0 | 0 | 0 | 5
20mm dia PVC water supply ASTM pipe (fully consealed in walls) | 58.4 | #REF! | [13 empty] | 0 | 0 | 0 | 0 | 0 | 0
|  | Ground floor or Stilt floor | [5 empty] | 0 | [7 empty] | 0 | 0 | 0 | 0 | 0 | 0
|  | Toilet | 1 | 2 | 2 |  |  | 4 | [7 empty] | 0 | 0 | 0 | 0 | 0 | 0
|  | First Floor | [5 empty] | 0 | [7 empty] | 0 | 0 | 0 | 0 | 0 | 0
|  | Toilet | 1 | 4 | 2 |  |  | 8 | [7 empty] | 0 | 0 | 0 | 0 | 0 | 0
|  | Second floor and | [5 empty] | 0 | [7 empty] | 0 | 0 | 0 | 0 | 0 | 0
|  | Toilet | 1 | 4 | 2 |  |  | 8 | [7 empty] | 0 | 0 | 0 | 0 | 0 | 0
|  | Third floor | [5 empty] | 0 | [7 empty] | 0 | 0 | 0 | 0 | 0 | 0
|  | Toilet | 1 | 4 | 2 |  |  | 8 | [7 empty] | 0 | 0 | 0 | 0 | 0 | 0
[8 empty] | 0 | 28 | [6 empty] | 0 | 0 | 0 | 0 | 0 | 0
[8 empty] | 28 | 28 | [6 empty] | 0 | 0 | 0 | 0 | 0 | 0
[6 empty] | Say | 28 | Rmt |  |  |  | 20mm dia PVC water supply ASTM pipe (fully consealed in walls) | 58.4 | 28 | Rmt | 0 | 0 | 0 | 0 | 0 | 28
[16 empty] | 0 | 0 | 0 | 0 | 0 | 0
S & F of Exsaust Fan 300 mm dia | 112.1 | #REF! | [13 empty] | 0 | 0 | 0 | 0 | 0 | 0
|  | STILT CUM GROUND FLOOR |  | * |  |  |  | 0 | [7 empty] | 0 | 0 | 0 | 0 | 0 | 0
|  | TOILET PASSAGE | 1 | 1 |  |  |  | 1 | [7 empty] | 0 | 0 | 0 | 0 | 0 | 0
|  | TOILET PASSAGE-1 | 1 | 1 |  |  |  | 1 | [7 empty] | 0 | 0 | 0 | 0 | 0 | 0
|  | PH TOILET | 1 | 1 |  |  |  | 1 | [7 empty] | 0 | 0 | 0 | 0 | 0 | 0
|  | TOILET | 1 | 1 |  |  |  | 1 | [7 empty] | 0 | 0 | 0 | 0 | 0 | 0
|  | FIRST FLOOR | [13 empty] | 0 | 0 | 0 | 0 | 0 | 0
|  | SI TOILET | 1 | 1 |  |  |  | 1 | [7 empty] | 0 | 0 | 0 | 0 | 0 | 0
|  | INS TOILET | 1 | 1 |  |  |  | 1 | [7 empty] | 0 | 0 | 0 | 0 | 0 | 0
|  | COMMON TOILET | 1 | 1 |  |  |  | 1 | [7 empty] | 0 | 0 | 0 | 0 | 0 | 0
|  | COMMON TOILET | 1 | 1 |  |  |  | 1 | [7 empty] | 0 | 0 | 0 | 0 | 0 | 0
|  | SECOND FLOOR | [13 empty] | 0 | 0 | 0 | 0 | 0 | 0
|  | WOMEN REST ROOM TOILET | 1 | 1 |  |  |  | 1 | [7 empty] | 0 | 0 | 0 | 0 | 0 | 0
|  | INS CRIME TOILET | 1 | 1 |  |  |  | 1 | [7 empty] | 0 | 0 | 0 | 0 | 0 | 0
|  | COMMON TOILET | 1 | 1 |  |  |  | 1 | [7 empty] | 0 | 0 | 0 | 0 | 0 | 0
|  | COMMON TOILET | 1 | 1 |  |  |  | 1 | [7 empty] | 0 | 0 | 0 | 0 | 0 | 0
|  | THIRD FLOOR | [13 empty] | 0 | 0 | 0 | 0 | 0 | 0
|  | MEN REST ROOM TOILET | 1 | 1 |  |  |  | 1 | [7 empty] | 0 | 0 | 0 | 0 | 0 | 0
|  | INS TRAFIC TOILET | 1 | 1 |  |  |  | 1 | [7 empty] | 0 | 0 | 0 | 0 | 0 | 0
|  | MEN REST ROOM TOILET | 1 | 1 |  |  |  | 1 | [7 empty] | 0 | 0 | 0 | 0 | 0 | 0
|  | MEN REST ROOM BATH | 1 | 1 |  |  |  | 1 | [7 empty] | 0 | 0 | 0 | 0 | 0 | 0
|  | MEN REST ROOM PASSAGE | 1 | 1 |  |  |  | 1 | [7 empty] | 0 | 0 | 0 | 0 | 0 | 0
|  | COMMON TOILET | 1 | 1 |  |  |  | 1 | [7 empty] | 0 | 0 | 0 | 0 | 0 | 0
[16 empty] | 0 | 0 | 0 | 0 | 0 | 0
[8 empty] | 18 | [7 empty] | 0 | 0 | 0 | 0 | 0 | 0
[6 empty] | Say | 18 | Nos |  |  |  | S & F of Exsaust Fan 300 mm dia | 112.1 | 18 | Nos | 0 | 0 | 0 | 0 | 0 | 18
S&F of Bevelled edge mirror 500 x 400 x 5.5mm | 344.2 | #REF! | [13 empty] | 0 | 0 | 0 | 0 | 0 | 0
|  | Stilt Floor | [5 empty] | 0 | [7 empty] | 0 | 0 | 0 | 0 | 0 | 0
|  | Common Area | 1 | 1 |  |  |  | 1 | [7 empty] | 0 | 0 | 0 | 0 | 0 | 0
|  | First Floor | [5 empty] | 0 | [7 empty] | 0 | 0 | 0 | 0 | 0 | 0
|  | Common Toilet | 1 | 4 |  |  |  | 4 | [7 empty] | 0 | 0 | 0 | 0 | 0 | 0
|  | Second Floor | [5 empty] | 0 | [7 empty] | 0 | 0 | 0 | 0 | 0 | 0
|  | Common Toilet | 1 | 4 |  |  |  | 4 | [7 empty] | 0 | 0 | 0 | 0 | 0 | 0
|  | Third Floor | [5 empty] | 0 | [7 empty] | 0 | 0 | 0 | 0 | 0 | 0
|  | Common Toilet | 1 | 4 |  |  |  | 4 | [7 empty] | 0 | 0 | 0 | 0 | 0 | 0
[16 empty] | 0 | 0 | 0 | 0 | 0 | 0
[16 empty] | 0 | 0 | 0 | 0 | 0 | 0
[8 empty] | 13 | [7 empty] | 0 | 0 | 0 | 0 | 0 | 0
[6 empty] | Say | 13 | Nos |  |  |  | S&F of Bevelled edge mirror 500 x 400 x 5.5mm | 344.2 | 13 | Nos | 0 | 0 | 0 | 0 | 0 | 13
S&F of PVC flushing cistern |  | #REF! | [13 empty] | 0 | 0 | 0 | 0 | 0 | 0
|  | Ground Floor | [5 empty] | 0 | [7 empty] | 0 | 0 | 0 | 0 | 0 | 0
|  | Common toilet IWC | 1 | 1 |  |  |  | 1 | [7 empty] | 0 | 0 | 0 | 0 | 0 | 0
|  | First Floor | [5 empty] | 0 | [7 empty] | 0 | 0 | 0 | 0 | 0 | 0
|  | Common toilet IWC | 1 | 1 |  |  |  | 1 | [7 empty] | 0 | 0 | 0 | 0 | 0 | 0
|  | Second Floor | [5 empty] | 0 | [7 empty] | 0 | 0 | 0 | 0 | 0 | 0
|  | Common toilet IWC | 1 | 1 |  |  |  | 1 | [7 empty] | 0 | 0 | 0 | 0 | 0 | 0
|  | Third Floor | [5 empty] | 0 | [7 empty] | 0 | 0 | 0 | 0 | 0 | 0
|  | Common toilet IWC | 1 | 1 |  |  |  | 1 | [7 empty] | 0 | 0 | 0 | 0 | 0 | 0
[8 empty] | 4 | [7 empty] | 0 | 0 | 0 | 0 | 0 | 0
[6 empty] | Say | 4 | Nos |  |  |  | S&F of PVC flushing cistern | 0 | 4 | Nos | 0 | 0 | 0 | 0 | 0 | 4
Providing PVC Tee with end cap | 383.2 | #REF! | [13 empty] | 0 | 0 | 0 | 0 | 0 | 0
|  | First Floor | [5 empty] | 0 | [7 empty] | 0 | 0 | 0 | 0 | 0 | 0
|  | Common Toilet | 1 | 5 |  |  |  | 5 | [7 empty] | 0 | 0 | 0 | 0 | 0 | 0
|  | Second Floor | [5 empty] | 0 | [7 empty] | 0 | 0 | 0 | 0 | 0 | 0
|  | Common Toilet | 1 | 5 |  |  |  | 5 | [7 empty] | 0 | 0 | 0 | 0 | 0 | 0
|  | Third Floor | [5 empty] | 0 | [7 empty] | 0 | 0 | 0 | 0 | 0 | 0
|  | Common Toilet | 1 | 5 |  |  |  | 5 | [7 empty] | 0 | 0 | 0 | 0 | 0 | 0
|  | Fourth Floor | [5 empty] | 0 | [7 empty] | 0 | 0 | 0 | 0 | 0 | 0
|  | Attached Toilet | 1 | 11 |  |  |  | 11 | [7 empty] | 0 | 0 | 0 | 0 | 0 | 0
[8 empty] | 26 | [7 empty] | 0 | 0 | 0 | 0 | 0 | 0
[6 empty] | Say | 26 | Nos | [7 empty] | 0 | 0 | 0 | 0 | 0 | 0
Rain water harvesting using defunct borewell and providing perforated cover slab |  | #REF! | [13 empty] | 0 | 0 | 0 | 0 | 0 | 0
a). Providing pit Rain water harvesting using defunct borewell and providing perforated cover slab | 44.2.a | #REF! | [13 empty] | 0 | 0 | 0 | 0 | 0 | 0
|  | Terrace | 1 | 4 |  |  |  | 4 | [7 empty] | 0 | 0 | 0 | 0 | 0 | 0
[6 empty] | Say | 4 | Nos |  |  |  | a). Providing pit Rain water harvesting using defunct borewell and providing perforated cover slab | 0 | 4 | Nos | 0 | 0 | 0 | 0 | 0 | 4
b) Augering 30cm dia Rain water harvesting using defunct borewell and providing perforated cover slab | 44.2.b | #REF! | [13 empty] | 0 | 0 | 0 | 0 | 0 | 0
|  | Terrace | 1 | 4 | 4 |  |  | 16 | [7 empty] | 0 | 0 | 0 | 0 | 0 | 0
[6 empty] | Say | 16 | Rmt |  |  |  | b) Augering 30cm dia Rain water harvesting using defunct borewell and providing perforated cover slab | 0 | 16 | Rmt | 0 | 0 | 0 | 0 | 0 | 16
[16 empty] | 0 | 0 | 0 | 0 | 0 | 0
S&F of C.I Manhole cover 60 x 60 cm (50kg weight ) | 53.4 | #REF! | [13 empty] | 0 | 0 | 0 | 0 | 0 | 0
|  | Water Tank | 2 | 4 |  |  |  | 8 | [7 empty] | 0 | 0 | 0 | 0 | 0 | 0
|  | Sump | 1 | 4 |  |  |  | 4 | [7 empty] | 0 | 0 | 0 | 0 | 0 | 0
[16 empty] | 0 | 0 | 0 | 0 | 0 | 0
[8 empty] | 12 | [7 empty] | 0 | 0 | 0 | 0 | 0 | 0
[6 empty] | Say | 12 | Nos |  |  |  | S&F of C.I Manhole cover 60 x 60 cm (50kg weight ) | 53.4 | 12 | Nos | 0 | 0 | 0 | 0 | 0 | 12
#REF! |  | #REF! | [13 empty] | 0 | 0 | 0 | 0 | 0 | 0
|  | Lockup Men and Women | 1 | 2 |  |  |  | 2 | [7 empty] | 0 | 0 | 0 | 0 | 0 | 0
|  | Lockup Men and Women | 1 | 2 |  |  |  | 2 | [7 empty] | 0 | 0 | 0 | 0 | 0 | 0
[8 empty] | 0 | [7 empty] | 0 | 0 | 0 | 0 | 0 | 0
[8 empty] | 4 | [7 empty] | 0 | 0 | 0 | 0 | 0 | 0
[6 empty] | Say | 4 | Each |  |  |  | #REF! | 0 | 4 | Each | 0 | 0 | 0 | 0 | 0 | 4
MS ventilator of size 1000 x 600 mm |  | #REF! | [13 empty] | 0 | 0 | 0 | 0 | 0 | 0
|  | Lockup Men and Women | 1 | 2 |  |  |  | 2 | [7 empty] | 0 | 0 | 0 | 0 | 0 | 0
|  | Lockup Men and Women | 1 | 2 |  |  |  | 2 | [7 empty] | 0 | 0 | 0 | 0 | 0 | 0
[8 empty] | 0 | [7 empty] | 0 | 0 | 0 | 0 | 0 | 0
[8 empty] | 4 | [7 empty] | 0 | 0 | 0 | 0 | 0 | 0
[6 empty] | Say | 4 | Each |  |  |  | MS ventilator of size 1000 x 600 mm | 0 | 4 | Each | 0 | 0 | 0 | 0 | 0 | 4
MS door of Size 1000 x 2100mm |  | #REF! | [13 empty] | 0 | 0 | 0 | 0 | 0 | 0
|  | Lockup Door D1 | 2 | 2 |  |  |  | 4 | [7 empty] | 0 | 0 | 0 | 0 | 0 | 0
[8 empty] | 0 | 4 | [6 empty] | 0 | 0 | 0 | 0 | 0 | 0
[8 empty] | 4 | 4 | [6 empty] | 0 | 0 | 0 | 0 | 0 | 0
[6 empty] | Say | 4 | Nos |  |  |  | MS door of Size 1000 x 2100mm | 0 | 4 | Nos | 0 | 0 | 0 | 0 | 0 | 4
R.C.C.Door frames of size 100 x 75mm with one edge grooves size 't' x 20 mm using M20 grade ( with out vibrating charges) |  | #REF! | [13 empty] | 0 | 0 | 0 | 0 | 0 | 0
a. 900 x 2100 mm R.C.C.Door frames of size 100 x 75mm with one edge grooves size 't' x 20 mm using M20 grade ( with out vibrating charges) |  | #REF! | [5 empty] | 0 | [7 empty] | 0 | 0 | 0 | 0 | 0 | 0
|  | Door | 1 | 1 |  |  |  | 1 | [7 empty] | 0 | 0 | 0 | 0 | 0 | 0
[16 empty] | 0 | 0 | 0 | 0 | 0 | 0
[8 empty] | 1 | [7 empty] | 0 | 0 | 0 | 0 | 0 | 0
[6 empty] | Say | 1 | Each |  |  |  | a. 900 x 2100 mm R.C.C.Door frames of size 100 x 75mm with one edge grooves size 't' x 20 mm using M20 grade ( with out vibrating charges) | 0 | 1 | Each | 0 | 0 | 0 | 0 | 0 | 1
#REF! | 28.2 | #REF! | [13 empty] | 0 | 0 | 0 | 0 | 0 | 0
#REF! |  | #REF! | [13 empty] | 0 | 0 | 0 | 0 | 0 | 0
|  | First Floor | [13 empty] | 0 | 0 | 0 | 0 | 0 | 0
|  | OD - Portico Out | [13 empty] | 0 | 0 | 0 | 0 | 0 | 0
|  | D-1.00X2.10 | [5 empty] | 0 | 0 |  | 0 |  |  |  |  | 0 | 0 | 0 | 0 | 0 | 0
|  | First Floor |  | * |  |  |  | 0 |  |  | #VALUE! |  |  |  |  | 0 | 0 | 0 | 0 | 0 | 0
|  | SI ROOM | 1 | 1 | 0.9 |  | 2.025 | 1.8225 | 1.8225 |  | 1 |  |  |  |  | 0 | 0 | 0 | 0 | 0 | 0
|  | INS ROOM | 1 | 1 | 0.9 |  | 2.025 | 1.8225 |  |  | 1 |  |  |  |  | 0 | 0 | 0 | 0 | 0 | 0
|  | CD FILE/STORE | 1 | 1 | 0.9 |  | 2.025 | 1.8225 |  |  | 1 |  |  |  |  | 0 | 0 | 0 | 0 | 0 | 0
|  | COMPUTER CCTNS | 1 | 1 | 0.9 |  | 2.025 | 1.8225 |  |  | 1 |  |  |  |  | 0 | 0 | 0 | 0 | 0 | 0
|  | ARMS & AMMUNITION | 1 | 1 | 0.9 |  | 2.025 | 1.8225 |  |  | 1 |  |  |  |  | 0 | 0 | 0 | 0 | 0 | 0
|  | Second Floor |  | * |  |  |  | 0 |  |  | #VALUE! |  |  |  |  | 0 | 0 | 0 | 0 | 0 | 0
|  | WOMEN REST ROOM | 1 | 1 | 0.9 |  | 2.025 | 1.8225 |  |  | 1 |  |  |  |  | 0 | 0 | 0 | 0 | 0 | 0
|  | INS CRIME | 1 | 1 | 0.9 |  | 2.025 | 1.8225 |  |  | 1 |  |  |  |  | 0 | 0 | 0 | 0 | 0 | 0
|  | COMPUTER ROOM | 1 | 1 | 0.9 |  | 2.025 | 1.8225 |  |  | 1 |  |  |  |  | 0 | 0 | 0 | 0 | 0 | 0
|  | SI ROOM | 1 | 1 | 0.9 |  | 2.025 | 1.8225 |  |  | 1 |  |  |  |  | 0 | 0 | 0 | 0 | 0 | 0
|  | RECORD ROOM | 1 | 1 | 0.9 |  | 2.025 | 1.8225 |  |  | 1 |  |  |  |  | 0 | 0 | 0 | 0 | 0 | 0
|  | INTERROGATION | 1 | 1 | 0.9 |  | 2.025 | 1.8225 |  |  | 1 |  |  |  |  | 0 | 0 | 0 | 0 | 0 | 0
|  | Third Floor |  | * |  |  |  | 0 |  |  | #VALUE! |  |  |  |  | 0 | 0 | 0 | 0 | 0 | 0
|  | MEN REST ROOM | 1 | 1 | 0.9 |  | 2.025 | 1.8225 |  |  | 1 |  |  |  |  | 0 | 0 | 0 | 0 | 0 | 0
|  | INS TRAFIC | 1 | 1 | 0.9 |  | 2.025 | 1.8225 |  |  | 1 |  |  |  |  | 0 | 0 | 0 | 0 | 0 | 0
|  | STORE | 1 | 1 | 0.9 |  | 2.025 | 1.8225 |  |  | 1 |  |  |  |  | 0 | 0 | 0 | 0 | 0 | 0
|  | MEN REST ROOM | 1 | 1 | 0.9 |  | 2.025 | 1.8225 |  |  | 1 |  |  |  |  | 0 | 0 | 0 | 0 | 0 | 0
|  | COMMON TOILET | 1 | 1 | 0.9 |  | 2.025 | 1.8225 |  |  | 1 |  |  |  |  | 0 | 0 | 0 | 0 | 0 | 0
|  | Third Floor | [13 empty] | 0 | 0 | 0 | 0 | 0 | 0
|  | MEETING HALL | 1 | 1 | 0.9 |  | 2.025 | 1.8225 | [7 empty] | 0 | 0 | 0 | 0 | 0 | 0
[16 empty] | 0 | 0 | 0 | 0 | 0 | 0
[8 empty] | 0.04 | 30.9825 | [6 empty] | 0 | 0 | 0 | 0 | 0 | 0
[8 empty] | 31.0225 | [7 empty] | 0 | 0 | 0 | 0 | 0 | 0
[6 empty] | Say | 31.0225 | Sqm |  |  |  | #REF! | 0 | 31.0225 | Sqm | 0 | 0 | 0 | 0 | 0 | 31.0225
#REF! |  | #REF! | [13 empty] | 0 | 0 | 0 | 0 | 0 | 0
|  | OD-1 at OTS | 1 | 2 | 0.65 |  | 2.025 | 2.6325 |  |  | 2.325 |  |  |  |  | 0 | 0 | 0 | 0 | 0 | 0
[8 empty] | 0.08 | #REF! | [6 empty] | 0 | 0 | 0 | 0 | 0 | 0
[8 empty] | 2.7125 | [7 empty] | 0 | 0 | 0 | 0 | 0 | 0
[6 empty] | Say | 2.7125 | Sqm |  |  |  | #REF! | 0 | 2.7125 | Sqm | 0 | 0 | 0 | 0 | 0 | 2.7125
#REF! |  | #REF! | [13 empty] | 0 | 0 | 0 | 0 | 0 | 0
|  | TD-1 | [13 empty] | 0 | 0 | 0 | 0 | 0 | 0
|  | Men Rest Room Toilet | 1 | 1 | 0.8 |  | 2.025 | 1.62 | 1.62 | [6 empty] | 0 | 0 | 0 | 0 | 0 | 0
[8 empty] | 0.03 | 2 | [6 empty] | 0 | 0 | 0 | 0 | 0 | 0
[8 empty] | 1.65 | [7 empty] | 0 | 0 | 0 | 0 | 0 | 0
[6 empty] | Say | 1.65 | Sqm |  |  |  | #REF! | 0 | 1.65 | Sqm | 0 | 0 | 0 | 0 | 0 | 1.65
#REF! |  | #REF! | [13 empty] | 0 | 0 | 0 | 0 | 0 | 0
|  | MD | 1 | 1 | 1.7 |  | 2.325 | 3.9525 | [7 empty] | 0 | 0 | 0 | 0 | 0 | 0
[9 empty] | 3.9525 | [6 empty] | 0 | 0 | 0 | 0 | 0 | 0
[8 empty] | 0.0475 | 4 | [6 empty] | 0 | 0 | 0 | 0 | 0 | 0
[8 empty] | 4 | [7 empty] | 0 | 0 | 0 | 0 | 0 | 0
[6 empty] | Say | 4 | Sqm |  |  |  | #REF! | 0 | 4 | Sqm | 0 | 0 | 0 | 0 | 0 | 4
#REF! |  | #REF! | [13 empty] | 0 | 0 | 0 | 0 | 0 | 0
|  | MD-1 | 1 | 4 | 1.7 |  | 2.025 | 13.77 | 13.77 | [6 empty] | 0 | 0 | 0 | 0 | 0 | 0
[8 empty] | 0.23 | 14 | [6 empty] | 0 | 0 | 0 | 0 | 0 | 0
[8 empty] | 14 | [7 empty] | 0 | 0 | 0 | 0 | 0 | 0
[6 empty] | Say | 14 | Sqm |  |  |  | #REF! | 0 | 14 | Sqm | 0 | 0 | 0 | 0 | 0 | 14
#REF! |  | #REF! | [13 empty] | 0 | 0 | 0 | 0 | 0 | 0
[8 empty] | 0 | 0 |  | 0.3 |  |  |  |  | 0 | 0 | 0 | 0 | 0 | 0
|  | Ground Floor | [13 empty] | 0 | 0 | 0 | 0 | 0 | 0
|  | TOILET | 1 | 1 | 0.75 |  | 2.1 | 1.575 | [7 empty] | 0 | 0 | 0 | 0 | 0 | 0
|  | First Floor |  | * | [11 empty] | 0 | 0 | 0 | 0 | 0 | 0
|  | SI TOILET | 1 | 1 | 0.75 |  | 2.1 | 1.575 | [7 empty] | 0 | 0 | 0 | 0 | 0 | 0
|  | INS TOILET | 1 | 1 | 0.75 |  | 2.1 | 1.575 | [7 empty] | 0 | 0 | 0 | 0 | 0 | 0
|  | LOCKUP TOILET | 1 | 2 | 0.75 |  | 1.35 | 2.025 | [7 empty] | 0 | 0 | 0 | 0 | 0 | 0
|  | COMMON TOILET | 1 | 1 | 0.75 |  | 2.1 | 1.575 | [7 empty] | 0 | 0 | 0 | 0 | 0 | 0
|  | COMMON TOILET | 1 | 1 | 0.75 |  | 2.1 | 1.575 | [7 empty] | 0 | 0 | 0 | 0 | 0 | 0
|  | Second Floor |  | * | [11 empty] | 0 | 0 | 0 | 0 | 0 | 0
|  | WOMEN REST ROOM TOILET | 1 | 1 | 0.75 |  | 2.1 | 1.575 | [7 empty] | 0 | 0 | 0 | 0 | 0 | 0
|  | INS CRIME TOILET | 1 | 1 | 0.75 |  | 2.1 | 1.575 | [7 empty] | 0 | 0 | 0 | 0 | 0 | 0
|  | LOCKUP TOILET | 1 | 2 | 0.75 |  | 1.35 | 2.025 | [7 empty] | 0 | 0 | 0 | 0 | 0 | 0
|  | COMMON TOILET | 1 | 1 | 0.75 |  | 2.1 | 1.575 | [7 empty] | 0 | 0 | 0 | 0 | 0 | 0
|  | INTERROGATION TOILET | 1 | 1 | 0.75 |  | 2.1 | 1.575 | [7 empty] | 0 | 0 | 0 | 0 | 0 | 0
|  | Third Floor |  | * | [11 empty] | 0 | 0 | 0 | 0 | 0 | 0
|  | MEN REST ROOM TOILET | 1 | 1 | 0.75 |  | 2.1 | 1.575 | [7 empty] | 0 | 0 | 0 | 0 | 0 | 0
|  | INS TRAFIC TOILET | 1 | 1 | 0.75 |  | 2.1 | 1.575 | [7 empty] | 0 | 0 | 0 | 0 | 0 | 0
|  | MEN REST ROOM TOILET | 1 | 2 | 0.75 |  | 2.1 | 3.15 | [7 empty] | 0 | 0 | 0 | 0 | 0 | 0
|  | COMMON TOILET | 1 | 1 | 0.75 |  | 2.1 | 1.575 | 26.1 | [6 empty] | 0 | 0 | 0 | 0 | 0 | 0
[8 empty] | 0.9 | 27 | [6 empty] | 0 | 0 | 0 | 0 | 0 | 0
|  |  |  | * |  |  |  | 27 | [7 empty] | 0 | 0 | 0 | 0 | 0 | 0
[6 empty] | Say | 27 | Sqm |  |  |  | #REF! | 0 | 27 | Sqm | 0 | 0 | 0 | 0 | 0 | 27
[16 empty] | 0 | 0 | 0 | 0 | 0 | 0
[16 empty] | 0 | 0 | 0 | 0 | 0 | 0
[16 empty] | 0 | 0 | 0 | 0 | 0 | 0
[16 empty] | 0 | 0 | 0 | 0 | 0 | 0
[16 empty] | 0 | 0 | 0 | 0 | 0 | 0
[16 empty] | 0 | 0 | 0 | 0 | 0 | 0
#REF! | 22.2 | #REF! | [13 empty] | 0 | 0 | 0 | 0 | 0 | 0
|  | First Floor | [5 empty] | 0 | [7 empty] | 0 | 0 | 0 | 0 | 0 | 0
|  | STAIR/LOBBY | 1 | 1 | 1.9 |  | 1.7 | 3.23 | [7 empty] | 0 | 0 | 0 | 0 | 0 | 0
|  | Second Floor | [5 empty] | 0 | [7 empty] | 0 | 0 | 0 | 0 | 0 | 0
|  | STAIR | 1 | 1 | 1.9 |  | 1.7 | 3.23 | [7 empty] | 0 | 0 | 0 | 0 | 0 | 0
|  | Third Floor | [5 empty] | 0 | [7 empty] | 0 | 0 | 0 | 0 | 0 | 0
|  | STAIR | 1 | 1 | 1.9 |  | 1.7 | 3.23 | [7 empty] | 0 | 0 | 0 | 0 | 0 | 0
[8 empty] | 0.31 | 9.69 | [6 empty] | 0 | 0 | 0
[8 empty] | 10 | 10 | [6 empty] | 0 | 0 | 0 | 0 | 0 | 0
[6 empty] | Say | 10 | Sqm |  |  |  | #REF! | 22.2 | 10 | Sqm | 0 | 0 | 0 | 0 | 0 | 10
#REF! |  | #REF! | [13 empty] | 0 | 0 | 0 | 0 | 0 | 0
|  | ENTRANCE LOBBY | 1 | 2 | 1.7 |  | 1.7 | 5.78 | [7 empty] | 0 | 0 | 0 | 0 | 0 | 0
|  | Ground Floor | [13 empty] | 0 | 0 | 0
|  | STAIR | 1 | 1 | 1.7 |  | 1.7 | 2.89 | [7 empty] | 0 | 0 | 0
[16 empty] | 0 | 0 | 0
[16 empty] | 0 | 0 | 0 | 0 | 0 | 0
[8 empty] | 0.33 | 8.67 | [6 empty] | 0 | 0 | 0 | 0 | 0 | 0
[8 empty] | 9 | 9 | [6 empty] | 0 | 0 | 0 | 0 | 0 | 0
[6 empty] | Say | 9 | Sqm |  |  |  | #REF! | 0 | 9 | Sqm | 0 | 0 | 0 | 0 | 0 | 9
#REF! |  | #REF! | [13 empty] | 0 | 0 | 0 | 0 | 0 | 0
[8 empty] | 0 | [7 empty] | 0 | 0 | 0 | 0 | 0 | 0
|  | Ground Floor | [5 empty] | 0 | [7 empty] | 0 | 0 | 0 | 0 | 0 | 0
|  | ENTRANCE LOBBY | 1 | 2 | 1.4 |  | 1.7 | 4.76 | [7 empty] | 0 | 0 | 0 | 0 | 0 | 0
[9 empty] | 4.76 | [6 empty] | 0 | 0 | 0 | 0 | 0 | 0
[8 empty] | 0.24 | 5 | [6 empty] | 0 | 0 | 0 | 0 | 0 | 0
[8 empty] | 5 | [7 empty] | 0 | 0 | 0 | 0 | 0 | 0
[6 empty] | Say | 5 | Sqm |  |  |  | #REF! | 0 | 5 | Sqm | 0 | 0 | 0 | 0 | 0 | 5
[16 empty] | 0 | 0 | 0 | 0 | 0 | 0
#REF! |  | #REF! | [13 empty] | 0 | 0 | 0 | 0 | 0 | 0
|  | First Floor | [13 empty] | 0 | 0 | 0 | 0 | 0 | 0
|  | OPEN TERRACE | 1 | 2 | 1.1 |  | 1.7 | 3.74 | [7 empty] | 0 | 0 | 0 | 0 | 0 | 0
|  | Second Floor | [5 empty] | 0 | [7 empty] | 0 | 0 | 0 | 0 | 0 | 0
|  | HALL | 1 | 2 | 1.1 |  | 1.7 | 3.74 | [7 empty] | 0 | 0 | 0 | 0 | 0 | 0
|  | Third Floor | [5 empty] | 0 | [7 empty] | 0 | 0 | 0 | 0 | 0 | 0
|  | HALL | 1 | 2 | 1.1 |  | 1.7 | 3.74 | [7 empty] | 0 | 0 | 0 | 0 | 0 | 0
[8 empty] | 0 | [7 empty] | 0 | 0 | 0 | 0 | 0 | 0
[9 empty] | 11.22 | [6 empty] | 0 | 0 | 0 | 0 | 0 | 0
[8 empty] | 0.78 | 12 | [6 empty] | 0 | 0 | 0 | 0 | 0 | 0
[8 empty] | 12 | [7 empty] | 0 | 0 | 0 | 0 | 0 | 0
[6 empty] | Say | 12 | Sqm |  |  |  | #REF! | 0 | 12 | Sqm | 0 | 0 | 0 | 0 | 0 | 12
#REF! |  | #REF! | [13 empty] | 0 | 0 | 0 | 0 | 0 | 0
|  | First Floor | [13 empty] | 0 | 0 | 0 | 0 | 0 | 0
|  | HALL | 1 | 2 | 0.713 |  | 1.7 | 2.4242 | [7 empty] | 0 | 0 | 0 | 0 | 0 | 0
|  | Second Floor | [5 empty] | 0 | [7 empty] | 0 | 0 | 0 | 0 | 0 | 0
|  | HALL | 1 | 2 | 0.713 |  | 1.7 | 2.4242 | [7 empty] | 0 | 0 | 0 | 0 | 0 | 0
|  | Third Floor | [5 empty] | 0 | [7 empty] | 0 | 0 | 0 | 0 | 0 | 0
|  | HALL | 1 | 2 | 0.713 |  | 1.7 | 2.4242 | [7 empty] | 0 | 0 | 0 | 0 | 0 | 0
[8 empty] | 0 | 7.2726 | [6 empty] | 0 | 0 | 0 | 0 | 0 | 0
[8 empty] | 0.7274 | 8 | [6 empty] | 0 | 0 | 0 | 0 | 0 | 0
[8 empty] | 8 | [7 empty] | 0 | 0 | 0 | 0 | 0 | 0
[6 empty] | Say | 8 | RMT |  |  |  | #REF! | 0 | 8 | RMT | 0 | 0 | 0 | 0 | 0 | 8
Providing MDF Double leafshutter with TW alround frame for ward robe / cup boardThe all round frame made up of |  | #REF! | [13 empty] | 0 | 0 | 0 | 0 | 0 | 0
|  | First Floor | [5 empty] | 0 | [7 empty] | 0 | 0 | 0 | 0 | 0 | 0
|  | Ins L&O | 1 | 1 | 1.2 |  | 2.1 | 2.52 |  | 1.5 | 2.5 |  |  |  |  | 0 | 0 | 0 | 0 | 0 | 0
|  | SI room | 1 | 1 | 1.2 |  | 2.1 | 2.52 |  | 1.5 | 2.5 |  |  |  |  | 0 | 0 | 0 | 0 | 0 | 0
|  | CD File | 1 | 1 | 1.2 |  | 2.1 | 2.52 |  | 1.99 | 3.3167 |  |  |  |  | 0 | 0 | 0 | 0 | 0 | 0
|  | Computer Room | 1 | 1 | 1.2 |  | 2.1 | 2.52 |  | 1.99 | 3.3167 |  |  |  |  | 0 | 0 | 0 | 0 | 0 | 0
|  | Station Writer | 1 | 1 | 1.2 |  | 2.1 | 2.52 |  | 3.3 | 5.5 |  |  |  |  | 0 | 0 | 0 | 0 | 0 | 0
|  | Writer | 1 | 1 | 1.2 |  | 2.1 | 2.52 |  | 1.7 | 2.8333 |  |  |  |  | 0 | 0 | 0 | 0 | 0 | 0
|  | Property | 1 | 5 | 0.6 |  | 2.1 | 6.3 |  | 4.69 | 7.8167 |  |  |  |  | 0 | 0 | 0 | 0 | 0 | 0
|  | Second Floor | [5 empty] | 0 | [7 empty] | 0 | 0 | 0 | 0 | 0 | 0
|  | Ins Crime | 1 | 1 | 1.2 |  | 2.1 | 2.52 |  | 1.5 | 2.5 |  |  |  |  | 0 | 0 | 0 | 0 | 0 | 0
|  | SI room | 1 | 1 | 1.2 |  | 2.1 | 2.52 |  | 1.5 | 2.5 |  |  |  |  | 0 | 0 | 0 | 0 | 0 | 0
|  | Women Rest Room | 1 | 1 | 1.2 |  | 2.1 | 2.52 |  | 1.99 | 3.3167 |  |  |  |  | 0 | 0 | 0 | 0 | 0 | 0
|  | Computer Room | 1 | 1 | 1.2 |  | 2.1 | 2.52 |  | 1.99 | 3.3167 |  |  |  |  | 0 | 0 | 0 | 0 | 0 | 0
|  | Station Writer | 1 | 1 | 1.2 |  | 2.1 | 2.52 |  | 3.3 | 5.5 |  |  |  |  | 0 | 0 | 0 | 0 | 0 | 0
|  | Second Floor | [5 empty] | 0 | [7 empty] | 0 | 0 | 0 | 0 | 0 | 0
|  | Ins Traffic | 1 | 1 | 1.2 |  | 2.1 | 2.52 |  | 1.5 | 2.5 |  |  |  |  | 0 | 0 | 0 | 0 | 0 | 0
|  | Men Rest Room | 1 | 1 | 1.2 |  | 2.1 | 2.52 |  | 1.5 | 2.5 |  |  |  |  | 0 | 0 | 0 | 0 | 0 | 0
|  | Men Rest Room | 1 | 1 | 1.2 |  | 2.1 | 2.52 |  | 1.99 | 3.3167 |  |  |  |  | 0 | 0 | 0 | 0 | 0 | 0
|  | STORE | 1 | 1 | 1.2 |  | 2.1 | 2.52 |  | 1.99 | 3.3167 |  |  |  |  | 0 | 0 | 0 | 0 | 0 | 0
[16 empty] | 0 | 0 | 0 | 0 | 0 | 0
[8 empty] | 0.9 | 44.1 | [6 empty] | 0 | 0 | 0 | 0 | 0 | 0
[8 empty] | 45 | 45 | [6 empty] | 0 | 0 | 0 | 0 | 0 | 0
[6 empty] | Say | 45 | Sqm |  |  |  | Providing MDF Double leafshutter with TW alround frame for ward robe / cup boardThe all round frame made up of | 0 | 45 | Sqm | 0 | 0 | 0 | 0 | 0 | 45
[17 empty] | #REF! | 0 | #REF! | 0 | #REF! | 0