## abstract
NAME OF WORK : CONSTRUCTION OF 2 NOS OF SI AND 28 NOS OF PC/HC QUARTERS WITH DEVELOPMENT WORKS AT ALIYAR IN COIMBATORE DISTRICT UNDER HON'BLE CM ANNOUNCEMENT SCHEME FOR THE YEAR OF 2019 -2020
Abstract
Sl. No. | Description | Rate (Using M.Sand) | Unit | Main Building | [12 empty] | Qty | Amount
|  |  |  | SI QTRS (2 IN 1) (G+1) |  |  | PC / HC Qtrs (8 in 1) (G+3) |  |  | PC / HC Qtrs (4 in 1) (G) |  |  | Total Building Qty |  | Total Development Qty
|  |  |  | Qty. | Qty for 1 Block | Amount | Qty | Qty for 2 BlockS | Amount | Qty | Qty for 3 BlockS | Amount | Qty | Amount | Qty | Amount
1.1 | Earth work excavation in all soils (including refilling) | [15 empty] | *
| a. 0 to 2 mt. | 177.77 | Cum. | 54.4 | 54.4 | 9670.69 | 122 | 244 | 43375.88 | 54 | 162 | 28798.74 | 460.4 | 81845.31 | 61.5 | 10932.86 | 521.9 | 92778.16
| b. 2 to 3 mt. | #REF! | Cum. |  | 0 | #REF! |  |  | #REF! |  |  | #REF! | #REF! | #REF! | 0 | #REF! | #REF! | #REF!
1.2 | Earth work excavation in all soils (excluding refilling) |  |  |  | 0 | 0 |  |  | 0 |  |  | 0 | #REF! | #REF! | 0 | 0 | #REF! | #REF!
| a. 0 to 2 mt. | #REF! | Cum. |  | 0 | #REF! |  |  | #REF! |  |  | #REF! | #REF! | #REF! | #REF! | #REF! | #REF! | #REF!
| b. 2 to 3 mt. | #REF! | Cum. |  | 0 | #REF! |  |  | #REF! |  |  | #REF! | #REF! | #REF! | #REF! | #REF! | #REF! | #REF!
1.3 | Earth work excavation in Soft disintegrated rock (including refilling) |  |  |  | 0 | 0 |  | 0 | 0 |  | 0 | 0 | 0 | 0 |  | 0 | 0 | 0
| a. 0 to 2 mt. | 260.17 | Cum. | 38 | 38 | 9886.46 | 97.1 | 194.2 | 50525.01 | 38.78 | 116.34 | 30268.18 | 348.54 | 90679.65 |  | 0 | 348.54 | 90679.65
| b. 2 to 3 mt. | #REF! | Cum. |  | 0 | #REF! |  |  | #REF! |  |  | #REF! | #REF! | #REF! | #REF! | #REF! | #REF! | #REF!
1.4 | Earth work excavation for Open foundation (including refilling) |  |  |  | 0 | 0 |  |  | 0 |  |  | 0 | #REF! | #REF! | #REF! | #REF! | #REF! | #REF!
| a. 0 to 2 mt. | #REF! | Cum. |  | 0 | #REF! |  |  | #REF! |  |  | #REF! | #REF! | #REF! | 0 | #REF! | #REF! | #REF!
| b. 2 to 3 mt. | #REF! | Cum. |  | 0 | #REF! |  |  | #REF! |  |  | #REF! | #REF! | #REF! | 9.9 | #REF! | #REF! | #REF!
| b. 2 to 3 mt. | #REF! | Cum. |  | 0 | #REF! |  |  | #REF! |  |  | #REF! | #REF! | #REF! | 15.4 | #REF! | #REF! | #REF!
| c. 3 to 4 mt. | #REF! | Cum. |  | 0 | #REF! |  |  | #REF! |  |  | #REF! | #REF! | #REF! | #REF! | #REF! | #REF! | #REF!
| d. 4 to 5 mt. | #REF! | Cum. |  | 0 | #REF! |  |  | #REF! |  |  | #REF! | #REF! | #REF! | 0 | #REF! | #REF! | #REF!
| b. 2 to 3 mt. | #REF! | Cum. |  | 0 | #REF! |  |  | #REF! |  |  | #REF! | #REF! | #REF! | 0 | #REF! | #REF! | #REF!
1.7 | Earth work excavation in Soft disintegrated rock (Excluding refilling) |  |  |  | 0 | 0 |  |  | 0 |  |  | 0 | #REF! | #REF! | 0 | 0 | #REF! | #REF!
| a. 0 to 2 mt. | #REF! | Cum. |  | 0 | #REF! |  |  | #REF! |  |  | #REF! | #REF! | #REF! | 0 | #REF! | #REF! | #REF!
| b. 2 to 3 mt. | #REF! | Cum. |  | 0 | #REF! |  |  | #REF! |  |  | #REF! | #REF! | #REF! | 0 | #REF! | #REF! | #REF!
1.9 | Providing Driven PILES |  |  |  | 0 | 0 |  |  | 0 |  |  | 0 | #REF! | #REF! | 128 | 0 | #REF! | #REF!
| a.300mm dia |  | Rmt |  | 0 | 0 |  |  | 0 |  |  | 0 | #REF! | #REF! | 0 | 0 | #REF! | #REF!
| b.330mm dia |  | Rmt |  | 0 | 0 |  |  | 0 |  |  | 0 | #REF! | #REF! | #REF! | #REF! | #REF! | #REF!
| c.375mm dia |  | Rmt |  | 0 | 0 |  |  | 0 |  |  | 0 | #REF! | #REF! | 0 | 0 | #REF! | #REF!
| d.400mm dia |  | Rmt |  | 0 | 0 |  |  | 0 |  |  | 0 | #REF! | #REF! | #REF! | #REF! | #REF! | #REF!
| e.450mm dia |  | Rmt |  | 0 | 0 |  |  | 0 |  |  | 0 | #REF! | #REF! | 0 | 0 | #REF! | #REF!
| f.500mm dia |  | Rmt |  | 0 | 0 |  |  | 0 |  |  | 0 | #REF! | #REF! | 0 | 0 | #REF! | #REF!
2.1 | Filling sand | 1665.24 | Cum. | 11.2 | 11.2 | 18650.69 | 26.8 | 53.6 | 89256.86 | 13.76 | 41.28 | 68741.11 | 106.08 | 176648.66 | 9.9 | 16485.88 | 115.98 | 193134.54
2.2 | Sand Gravel Mix | #REF! | Cum. |  | 0 | #REF! |  |  | #REF! |  |  | #REF! | #REF! | #REF! | 0 | #REF! | #REF! | #REF!
2.3 | Supply and filling of 40 mm Brick jelly | #REF! | Cum. |  | 0 | #REF! |  |  | #REF! |  |  | #REF! | #REF! | #REF! | 0 | #REF! | #REF! | #REF!
2.4 | Supply and filling of 20 mm Brick jelly | #REF! | Cum. |  | 0 | #REF! |  |  | #REF! |  |  | #REF! | #REF! | #REF! | 0 | #REF! | #REF! | #REF!
2.5 | Gravel soling | #REF! | Cum. |  | 0 | #REF! |  |  | #REF! |  |  | #REF! | #REF! | #REF! | 0 | #REF! | #REF! | #REF!
3.1 | C.C.1:5:10 for Foundation & Basement | 4273.65 | Cum. | 7.9 | 7.9 | 33761.84 | 15.6 | 31.2 | 133337.88 | 6.08 | 18.24 | 77951.38 | 57.34 | 245051.09 | 15.4 | 65814.21 | 72.74 | 310865.3
3.4 | Providing WBM 125 mm consolidated thick with gravel blindage |  | Sqm. |  | 0 | 0 |  |  | 0 |  |  | 0 | #REF! | #REF! | 0 | 0 | #REF! | #REF!
3.5 | Surface dressing over WBM 25 mm thick |  | Sqm. |  | 0 | 0 |  |  | 0 |  |  | 0 | #REF! | #REF! | 0 | 0 | #REF! | #REF!
3.6 | Providing WBM 125 mm consolidated thick with gravel blindage (IRC 63 to 45mm for 75mm thick and 37.5 to 26.5mm for 50.mm thick) | #REF! | Sqm. |  | 0 | #REF! |  |  | #REF! |  |  | #REF! | #REF! | #REF! | 0 | #REF! | #REF! | #REF!
3.7 | Surface dressing over WBM 25 mm tk. with pre-coated chips using 11.2mm size IRC | #REF! | Sqm. |  | 0 | #REF! |  |  | #REF! |  |  | #REF! | #REF! | #REF! | 0 | #REF! | #REF! | #REF!
4.1 | R.C.C. 1:2:4 Foundation and Basement | #REF! | Cum. |  | 0 | #REF! |  |  | #REF! |  |  | #REF! | #REF! | #REF! | 0 | #REF! | #REF! | #REF!
4.2 | R.C.C. 1: 11/2: 3 Foundation and Basement | #REF! | Cum. |  | 0 | #REF! |  |  | #REF! |  |  | #REF! | #REF! | #REF! | 0 | #REF! | #REF! | #REF!
5 | R.R. masonry in C.M. 1:5 Foundation and Basment | #REF! | Cum. |  | 0 | #REF! |  |  | #REF! |  |  | #REF! | #REF! | #REF! | 0 | #REF! | #REF! | #REF!
6.1 | Brick work in C.M. 1:5 (F& B) using Chamber Burnt brick of size 23 x 11.2 x 7 cm (9" x 4 3/8" x 2 3/4") | #REF! | Cum. |  | 0 | #REF! |  |  | #REF! |  |  | #REF! | #REF! | #REF! | #REF! | #REF! | #REF! | #REF!
6.2 | Brick work in C.M. 1:5 (F& B) using chamber Burnt bricks of size 23 x 11.4 x 7.5 cm (9" x 4 1/2"x 3") | 6053.66 | Cum. | 14.51 | 14.51 | 87838.61 | 34.9 | 69.8 | 422545.47 | 14.75 | 44.25 | 267874.46 | 128.56 | 778258.53 | 22.1 | 133785.89 | 150.66 | 912044.42
6.3 | Brick work in C.M. 1:5 (F& B) using Chamber Burnt brick of size 23 x 11 x 7 cm (9" x 4 1/4" x 2 3/4") |  | Cum. |  | 0 | 0 |  |  | 0 |  |  | 0 | #REF! | #REF! | 0 | 0 | #REF! | #REF!
6.4 | Brick work in C.M. 1:5 (F& B) using Chamber Burnt brick of size 22 x 11 x 7 cm (8 3/4" x 4 1/4" x 2 3/4") |  | Cum. |  | 0 | 0 |  |  | 0 |  |  | 0 | #REF! | #REF! | 153.6 | 0 | #REF! | #REF!
6.5 | Brick work in C.M. 1:5 (F& B) using Kiln Burnt Country bricks of size 22 x 11 x 7 cm (8 3/4" x 4 1/4" x 2 3/4") | #REF! | Cum. |  | 0 | #REF! |  |  | #REF! |  |  | #REF! | #REF! | #REF! | #REF! | #REF! | #REF! | #REF!
6.6 | Brick work in C.M. 1:5 (F& B) using Kiln Burnt Country bricks of size 22 x 11 x 5.7 cm (8 3/4" x 4 1/4" x 2 1/4") |  | Cum. |  | 0 | 0 |  |  | 0 |  |  | 0 | #REF! | #REF! | 0 | 0 | #REF! | #REF!
7.1 | Damp Proof Course in C.M. 1:4, 12 MM thick mixed with Crude oil |  | Sqm. |  | 0 | 0 |  |  | 0 |  |  | 0 | #REF! | #REF! | 0 | 0 | #REF! | #REF!
7.3 | Damp Proof Course in C.M. 1:4, 12 MM thick mixed with Water proofing compound | #REF! | Sqm. |  | 0 | #REF! |  |  | #REF! |  |  | #REF! | #REF! | #REF! | 0 | #REF! | #REF! | #REF!
8.1 | R.C.C.1:2:4 |  |  |  | 0 | 0 |  |  | 0 |  |  | 0 | #REF! | #REF! | 0 | 0 | #REF! | #REF!
| a. In Ground floor | #REF! | Cum. |  | 0 | #REF! |  |  | #REF! |  |  | #REF! | #REF! | #REF! | 0 | #REF! | #REF! | #REF!
| b. In First floor | #REF! | Cum. |  | 0 | #REF! |  |  | #REF! |  |  | #REF! | #REF! | #REF! | 0 | #REF! | #REF! | #REF!
| c. In Second floor | #REF! | Cum. |  | 0 | #REF! |  |  | #REF! |  |  | #REF! | #REF! | #REF! | 0 | #REF! | #REF! | #REF!
| d. In Third floor | #REF! | Cum. |  | 0 | #REF! |  |  | #REF! |  |  | #REF! | #REF! | #REF! | #REF! | #REF! | #REF! | #REF!
| e. In Fourth floor | #REF! | Cum. |  | 0 | #REF! |  |  | #REF! |  |  | #REF! | #REF! | #REF! | #REF! | #REF! | #REF! | #REF!
8.2 | R.C.C.1: 1 1/2 :3 |  |  |  | 0 | 0 |  |  | 0 |  |  | 0 | #REF! | #REF! | #REF! | #REF! | #REF! | #REF!
| a. In Ground floor | #REF! | Cum. |  | 0 | #REF! |  |  | #REF! |  |  | #REF! | #REF! | #REF! | #REF! | #REF! | #REF! | #REF!
| b. In First floor | #REF! | Cum. |  | 0 | #REF! |  |  | #REF! |  |  | #REF! | #REF! | #REF! | #REF! | #REF! | #REF! | #REF!
| c. In Second floor | #REF! | Cum. |  | 0 | #REF! |  |  | #REF! |  |  | #REF! | #REF! | #REF! | #REF! | #REF! | #REF! | #REF!
| d. In Third floor | #REF! | Cum. |  | 0 | #REF! |  |  | #REF! |  |  | #REF! | #REF! | #REF! | #REF! | #REF! | #REF! | #REF!
| e. In Fourth floor | #REF! | Cum. |  | 0 | #REF! |  |  | #REF! |  |  | #REF! | #REF! | #REF! | #REF! | #REF! | #REF! | #REF!
| f. In Fifth floor | #REF! | Cum. |  | 0 | #REF! |  |  | #REF! |  |  | #REF! | #REF! | #REF! | #REF! | #REF! | #REF! | #REF!
| g. In sixth floor | #REF! | Cum. |  | 0 | #REF! |  |  | #REF! |  |  | #REF! | #REF! | #REF! | #REF! | #REF! | #REF! | #REF!
| h. In seventh floor | #REF! | Cum. |  | 0 | #REF! |  |  | #REF! |  |  | #REF! | #REF! | #REF! | #REF! | #REF! | #REF! | #REF!
| i. In eighth floor | #REF! | Cum. |  | 0 | #REF! |  |  | #REF! |  |  | #REF! | #REF! | #REF! | #REF! | #REF! | #REF! | #REF!
| j. In Ninth floor | #REF! | Cum. |  | 0 | #REF! |  |  | #REF! |  |  | #REF! | #REF! | #REF! | #REF! | #REF! | #REF! | #REF!
| k. In Tenth floor | #REF! | Cum. |  | 0 | #REF! |  |  | #REF! |  |  | #REF! | #REF! | #REF! | #REF! | #REF! | #REF! | #REF!
| l. In Eleventh floor | #REF! | Cum. |  | 0 | #REF! |  |  | #REF! |  |  | #REF! | #REF! | #REF! | #REF! | #REF! | #REF! | #REF!
| m. In Twelth floor | #REF! | Cum. |  | 0 | #REF! |  |  | #REF! |  |  | #REF! | #REF! | #REF! | #REF! | #REF! | #REF! | #REF!
9.1 | Brick work in C.M. 1:6 using Chamber Burnt brick of size 23 x 11.2 x 7 cm (9" x 4 3/8" x 2 3/4") |  |  |  | 0 | 0 |  |  | 0 |  |  | 0 | #REF! | #REF! | #REF! | #REF! | #REF! | #REF!
| a. In Ground Floor | #REF! | Cum. |  | 0 | #REF! |  |  | #REF! |  |  | #REF! | #REF! | #REF! | #REF! | #REF! | #REF! | #REF!
| b. In First Floor | #REF! | Cum. |  | 0 | #REF! |  |  | #REF! |  |  | #REF! | #REF! | #REF! | #REF! | #REF! | #REF! | #REF!
| c. In Second Floor | #REF! | Cum. |  | 0 | #REF! |  |  | #REF! |  |  | #REF! | #REF! | #REF! | #REF! | #REF! | #REF! | #REF!
| d. In Third Floor | #REF! | Cum. |  | 0 | #REF! |  |  | #REF! |  |  | #REF! | #REF! | #REF! | #REF! | #REF! | #REF! | #REF!
| e. In Fourth Floor | #REF! | Cum. |  | 0 | #REF! |  |  | #REF! |  |  | #REF! | #REF! | #REF! | #REF! | #REF! | #REF! | #REF!
9.2 | Brick work in C.M 1:6 for super structure
| a. In Ground Floor/Stilt floor | 6057.18 | Cum. | 20.9 | 20.9 | 126595.06 | 38.2 | 76.4 | 462768.55 | 14 | 42 | 254401.56 | 139.3 | 843765.17 |  | 0 | 139.3 | 843765.17
| b. In First Floor | 6176.48 | Cum. | 25.96 | 25.96 | 160341.42 | 38.2 | 76.4 | 471883.07 | 13.6 | 40.8 | 252000.38 | 143.16 | 884224.88 |  | 0 | 143.16 | 884224.88
| c. In Second Floor | 6295.78 | Cum. | 7.2 | 7.2 | 45329.62 | 38.2 | 76.4 | 480997.59 | 13.6 | 40.8 | 256867.82 | 124.4 | 783195.03 |  | 0 | 124.4 | 783195.03
| d. In Third Floor | 6415.08 | Cum. |  | 0 | 0 | 38.2 | 76.4 | 490112.11 | 21 | 63 | 404150.04 | 139.4 | 894262.15 |  | 0 | 139.4 | 894262.15
| e. In Fourth Floor | 6534.38 | Cum. |  | 0 | 0 | 17.8 | 35.6 | 232623.93 | 8.1 | 24.3 | 158785.43 | 59.9 | 391409.36 |  | 0 | 59.9 | 391409.36
| f. In Fifth floor | #REF! | Cum. |  | 0 | #REF! |  |  | #REF! |  |  | #REF! | #REF! | #REF! | #REF! | #REF! | #REF! | #REF!
| g. In sixth floor | #REF! | Cum. |  | 0 | #REF! |  |  | #REF! |  |  | #REF! | #REF! | #REF! | #REF! | #REF! | #REF! | #REF!
| h. In seventh floor | #REF! | Cum. |  | 0 | #REF! |  |  | #REF! |  |  | #REF! | #REF! | #REF! | #REF! | #REF! | #REF! | #REF!
| i. In eighth floor | #REF! | Cum. |  | 0 | #REF! |  |  | #REF! |  |  | #REF! | #REF! | #REF! | #REF! | #REF! | #REF! | #REF!
| j. In Ninth floor | #REF! | Cum. |  | 0 | #REF! |  |  | #REF! |  |  | #REF! | #REF! | #REF! | #REF! | #REF! | #REF! | #REF!
| k. In Tenth floor | #REF! | Cum. |  | 0 | #REF! |  |  | #REF! |  |  | #REF! | #REF! | #REF! | #REF! | #REF! | #REF! | #REF!
| l. In Eleventh floor | #REF! | Cum. |  | 0 | #REF! |  |  | #REF! |  |  | #REF! | #REF! | #REF! | #REF! | #REF! | #REF! | #REF!
| m. In Twelth floor | #REF! | Cum. |  | 0 | #REF! |  |  | #REF! |  |  | #REF! | #REF! | #REF! | #REF! | #REF! | #REF! | #REF!
| n. In thirteen floor | #REF! | Cum. |  | 0 | #REF! |  |  | #REF! |  |  | #REF! | #REF! | #REF! | #REF! | #REF! | #REF! | #REF!
9.3 | Brick work in C.M. 1:6 using Chamber Burnt brick of size 23 x 11 x 7 cm (9" x 4 1/4" x 2 3/4") |  |  |  | 0 | 0 |  |  | 0 |  |  | 0 | #REF! | #REF! | #REF! | #REF! | #REF! | #REF!
| a. In Ground Floor |  | Cum. |  | 0 | 0 |  |  | 0 |  |  | 0 | #REF! | #REF! | #REF! | #REF! | #REF! | #REF!
| b. In First Floor |  | Cum. |  | 0 | 0 |  |  | 0 |  |  | 0 | #REF! | #REF! | #REF! | #REF! | #REF! | #REF!
| c. In Second Floor |  | Cum. |  | 0 | 0 |  |  | 0 |  |  | 0 | #REF! | #REF! | #REF! | #REF! | #REF! | #REF!
| d. In Third Floor |  | Cum. |  | 0 | 0 |  |  | 0 |  |  | 0 | #REF! | #REF! | #REF! | #REF! | #REF! | #REF!
| e. In Fourth Floor |  | Cum. |  | 0 | 0 |  |  | 0 |  |  | 0 | #REF! | #REF! | #REF! | #REF! | #REF! | #REF!
9.4 | Brick work in C.M. 1:6 using Chamber Burnt brick of size 22 x 11 x 7 cm (8 3/4" x 4 1/4" x 2 3/4") |  |  |  | 0 | 0 |  |  | 0 |  |  | 0 | #REF! | #REF! | #REF! | #REF! | #REF! | #REF!
| a. In Ground Floor |  | Cum. |  | 0 | 0 |  |  | 0 |  |  | 0 | #REF! | #REF! | #REF! | #REF! | #REF! | #REF!
| b. In First Floor |  | Cum. |  | 0 | 0 |  |  | 0 |  |  | 0 | #REF! | #REF! | #REF! | #REF! | #REF! | #REF!
| c. In Second Floor |  | Cum. |  | 0 | 0 |  |  | 0 |  |  | 0 | #REF! | #REF! | #REF! | #REF! | #REF! | #REF!
| d. In Third Floor |  | Cum. |  | 0 | 0 |  |  | 0 |  |  | 0 | #REF! | #REF! | #REF! | #REF! | #REF! | #REF!
| e. In Fourth Floor |  | Cum. |  | 0 | 0 |  |  | 0 |  |  | 0 | #REF! | #REF! | #REF! | #REF! | #REF! | #REF!
9.5 | Brick work in C.M. 1:6 using Kiln Burnt Country bricks of size 22 x 11 x 7 cm ( 8 3/4" x 4 1/4" x 2 3/4") |  |  |  | 0 | 0 |  |  | 0 |  |  | 0 | #REF! | #REF! | #REF! | #REF! | #REF! | #REF!
| a. In Ground Floor | #REF! | Cum. |  | 0 | #REF! |  |  | #REF! |  |  | #REF! | #REF! | #REF! | #REF! | #REF! | #REF! | #REF!
| b. In First Floor | #REF! | Cum. |  | 0 | #REF! |  |  | #REF! |  |  | #REF! | #REF! | #REF! | #REF! | #REF! | #REF! | #REF!
| c. In Second Floor | #REF! | Cum. |  | 0 | #REF! |  |  | #REF! |  |  | #REF! | #REF! | #REF! | #REF! | #REF! | #REF! | #REF!
| d. In Third Floor | #REF! | Cum. |  | 0 | #REF! |  |  | #REF! |  |  | #REF! | #REF! | #REF! | #REF! | #REF! | #REF! | #REF!
| e. In Fourth Floor | #REF! | Cum. |  | 0 | #REF! |  |  | #REF! |  |  | #REF! | #REF! | #REF! | #REF! | #REF! | #REF! | #REF!
9.6 | Brick work in C.M. 1:6 using Kiln Burnt Country bricks of size 22 x 11 x 5.7 cm (8 3/4" x 4 1/4" x 2 1/4") |  |  |  | 0 | 0 |  |  | 0 |  |  | 0 | #REF! | #REF! | #REF! | #REF! | #REF! | #REF!
| a. In Ground Floor |  | Cum. |  | 0 | 0 |  |  | 0 |  |  | 0 | #REF! | #REF! | #REF! | #REF! | #REF! | #REF!
| b. In First Floor |  | Cum. |  | 0 | 0 |  |  | 0 |  |  | 0 | #REF! | #REF! | #REF! | #REF! | #REF! | #REF!
| c. In Second Floor |  | Cum. |  | 0 | 0 |  |  | 0 |  |  | 0 | #REF! | #REF! | #REF! | #REF! | #REF! | #REF!
| d. In Third Floor |  | Cum. |  | 0 | 0 |  |  | 0 |  |  | 0 | #REF! | #REF! | #REF! | #REF! | #REF! | #REF!
| e. In Fourth Floor |  | Cum. |  | 0 | 0 |  |  | 0 |  |  | 0 | #REF! | #REF! | #REF! | #REF! | #REF! | #REF!
10.1 | Brick partition work in C.M. 1:4 Chamber Burnt brick of size 23 x 11.2 x 7 cm (9" x 4 3/8" x 2 3/4")112 mm tk (B.P.) |  |  |  | 0 | 0 |  |  | 0 |  |  | 0 | #REF! | #REF! | #REF! | #REF! | #REF! | #REF!
| a. In Foundation and basement | #REF! | Sqm. |  | 0 | #REF! |  |  | #REF! |  |  | #REF! | #REF! | #REF! | #REF! | #REF! | #REF! | #REF!
| b. In Ground Floor | #REF! | Sqm. |  | 0 | #REF! |  |  | #REF! |  |  | #REF! | #REF! | #REF! | #REF! | #REF! | #REF! | #REF!
| c. In First Floor | #REF! | Sqm. |  | 0 | #REF! |  |  | #REF! |  |  | #REF! | #REF! | #REF! | #REF! | #REF! | #REF! | #REF!
| d. In Second Floor | #REF! | Sqm. |  | 0 | #REF! |  |  | #REF! |  |  | #REF! | #REF! | #REF! | #REF! | #REF! | #REF! | #REF!
| e. In Third Floor | #REF! | Sqm. |  | 0 | #REF! |  |  | #REF! |  |  | #REF! | #REF! | #REF! | #REF! | #REF! | #REF! | #REF!
| f. In Fourth Floor | #REF! | Sqm. |  | 0 | #REF! |  |  | #REF! |  |  | #REF! | #REF! | #REF! | #REF! | #REF! | #REF! | #REF!
10.2 | Brick partition work in C.M. 1:4 using chamber Burnt bricks of size 23 x 11.4 x 7.5 cm (9" x 4 1/2"x 3") 114 mm tk (B.P.) |  |  |  | 0 | 0 |  | 0 | 0 |  | 0 | 0 | 0 | 0 |  | 0 | 0 | 0
| a. In Foundation and basement | 746.83 | Sqm. |  | 0 | 0 |  | 0 | 0 |  | 0 | 0 | 0 | 0 | 128 | 95594.24 | 128 | 95594.24
| b. In Ground Floor/stilt floor | 753.58 | Sqm. | 31 | 31 | 23360.98 | 122.33 | 244.66 | 184370.88 | 42.3 | 126.9 | 95629.3 | 402.56 | 303361.16 |  | 0 | 402.56 | 303361.16
| c. In First Floor | 767.18 | Sqm. | 62.35 | 62.35 | 47833.67 | 122.33 | 244.66 | 187698.26 | 42.3 | 126.9 | 97355.14 | 433.91 | 332887.07 |  | 0 | 433.91 | 332887.07
| d. In Second Floor | 780.78 | Sqm. | 7.1 | 7.1 | 5543.54 | 122.33 | 244.66 | 191025.63 | 42.3 | 126.9 | 99080.98 | 378.66 | 295650.15 |  | 0 | 378.66 | 295650.15
| e. In Third Floor | 794.38 | Sqm. |  | 0 | 0 | 122.33 | 244.66 | 194353.01 | 42.3 | 126.9 | 100806.82 | 371.56 | 295159.83 |  | 0 | 371.56 | 295159.83
| f. In Fourth Floor | 807.98 | Sqm. |  | 0 | 0 | 48.22 | 96.44 | 77921.59 | 42.3 | 126.9 | 102532.66 | 223.34 | 180454.25 |  | 0 | 223.34 | 180454.25
| f. In Fifth floor | #REF! | Sqm. |  | 0 | #REF! |  |  | #REF! |  |  | #REF! | #REF! | #REF! | 153.6 | #REF! | #REF! | #REF!
| g. In sixth floor | #REF! | Sqm. |  | 0 | #REF! |  |  | #REF! |  |  | #REF! | #REF! | #REF! | 0 | #REF! | #REF! | #REF!
| h. In seventh floor | #REF! | Sqm. |  | 0 | #REF! |  |  | #REF! |  |  | #REF! | #REF! | #REF! | 0 | #REF! | #REF! | #REF!
| i. In eighth floor | #REF! | Sqm. |  | 0 | #REF! |  |  | #REF! |  |  | #REF! | #REF! | #REF! | 0 | #REF! | #REF! | #REF!
| j. In Ninth floor | #REF! | Sqm. |  | 0 | #REF! |  |  | #REF! |  |  | #REF! | #REF! | #REF! | 0 | #REF! | #REF! | #REF!
| k. In Tenth floor | #REF! | Sqm. |  | 0 | #REF! |  |  | #REF! |  |  | #REF! | #REF! | #REF! | 0 | #REF! | #REF! | #REF!
| l. In Eleventh floor | #REF! | Sqm. |  | 0 | #REF! |  |  | #REF! |  |  | #REF! | #REF! | #REF! | 0 | #REF! | #REF! | #REF!
| m. In Twelth floor | #REF! | Sqm. |  | 0 | #REF! |  |  | #REF! |  |  | #REF! | #REF! | #REF! | #REF! | #REF! | #REF! | #REF!
| n. In thirteen floor | #REF! | Sqm. |  | 0 | #REF! |  |  | #REF! |  |  | #REF! | #REF! | #REF! | #REF! | #REF! | #REF! | #REF!
10.3 | Brick partition work in C.M. 1:4 Chamber Burnt brick of size 23 x 11 x 7 cm (9" x 4 1/4" x 2 3/4") 110 mm tk (B.P.) |  |  |  | 0 | 0 |  |  | 0 |  |  | 0 | #REF! | #REF! | #REF! | #REF! | #REF! | #REF!
| a. In Foundation and basement |  | Sqm. |  | 0 | 0 |  |  | 0 |  |  | 0 | #REF! | #REF! | #REF! | #REF! | #REF! | #REF!
| b. In Ground Floor |  | Sqm. |  | 0 | 0 |  |  | 0 |  |  | 0 | #REF! | #REF! | #REF! | #REF! | #REF! | #REF!
| c. In First Floor |  | Sqm. |  | 0 | 0 |  |  | 0 |  |  | 0 | #REF! | #REF! | #REF! | #REF! | #REF! | #REF!
| d. In Second Floor |  | Sqm. |  | 0 | 0 |  |  | 0 |  |  | 0 | #REF! | #REF! | #REF! | #REF! | #REF! | #REF!
| e. In Third Floor |  | Sqm. |  | 0 | 0 |  |  | 0 |  |  | 0 | #REF! | #REF! | #REF! | #REF! | #REF! | #REF!
| f. In Fourth Floor |  | Sqm. |  | 0 | 0 |  |  | 0 |  |  | 0 | #REF! | #REF! | #REF! | #REF! | #REF! | #REF!
10.4 | Brick partition work in C.M. 1:4 Chamber Burnt brick of size 22 x 11 x 7 cm (8 3/4" x 4 1/4" x 2 3/4") 110 mm tk (B.P.) |  |  |  | 0 | 0 |  |  | 0 |  |  | 0 | #REF! | #REF! | #REF! | #REF! | #REF! | #REF!
| a. In Foundation and basement |  | Sqm. |  | 0 | 0 |  |  | 0 |  |  | 0 | #REF! | #REF! | #REF! | #REF! | #REF! | #REF!
| b. In Ground Floor |  | Sqm. |  | 0 | 0 |  |  | 0 |  |  | 0 | #REF! | #REF! | #REF! | #REF! | #REF! | #REF!
| c. In First Floor |  | Sqm. |  | 0 | 0 |  |  | 0 |  |  | 0 | #REF! | #REF! | #REF! | #REF! | #REF! | #REF!
| d. In Second Floor |  | Sqm. |  | 0 | 0 |  |  | 0 |  |  | 0 | #REF! | #REF! | #REF! | #REF! | #REF! | #REF!
| e. In Third Floor |  | Sqm. |  | 0 | 0 |  |  | 0 |  |  | 0 | #REF! | #REF! | #REF! | #REF! | #REF! | #REF!
| f. In Fourth Floor |  | Sqm. |  | 0 | 0 |  |  | 0 |  |  | 0 | #REF! | #REF! | #REF! | #REF! | #REF! | #REF!
10.5 | Brick partition work in C.M. 1:4 Kiln Burnt Country bricks of size 22 x 11 x 7 cm (8 3/4" x 4 1/4" x 2 3/4") 110 mm tk (B.P.) |  |  |  | 0 | 0 |  |  | 0 |  |  | 0 | #REF! | #REF! | #REF! | #REF! | #REF! | #REF!
| a. In Foundation and basement | #REF! | Sqm. |  | 0 | #REF! |  |  | #REF! |  |  | #REF! | #REF! | #REF! | #REF! | #REF! | #REF! | #REF!
| b. In Ground Floor | #REF! | Sqm. |  | 0 | #REF! |  |  | #REF! |  |  | #REF! | #REF! | #REF! | #REF! | #REF! | #REF! | #REF!
| c. In First Floor | #REF! | Sqm. |  | 0 | #REF! |  |  | #REF! |  |  | #REF! | #REF! | #REF! | #REF! | #REF! | #REF! | #REF!
| d. In Second Floor | #REF! | Sqm. |  | 0 | #REF! |  |  | #REF! |  |  | #REF! | #REF! | #REF! | #REF! | #REF! | #REF! | #REF!
| e. In Third Floor | #REF! | Sqm. |  | 0 | #REF! |  |  | #REF! |  |  | #REF! | #REF! | #REF! | #REF! | #REF! | #REF! | #REF!
| f. In Fourth Floor | #REF! | Sqm. |  | 0 | #REF! |  |  | #REF! |  |  | #REF! | #REF! | #REF! | #REF! | #REF! | #REF! | #REF!
10.6 | Brick partition work in C.M. 1:4 Kiln Burnt Country bricks of size 22 x 11 x 5.7 cm (8 3/4" x 4 1/4" x 2 1/4") 110 mm tk (B.P.) |  |  |  | 0 | 0 |  |  | 0 |  |  | 0 | #REF! | #REF! | #REF! | #REF! | #REF! | #REF!
| a. In Foundation and basement |  | Sqm. |  | 0 | 0 |  |  | 0 |  |  | 0 | #REF! | #REF! | #REF! | #REF! | #REF! | #REF!
| b. In Ground Floor |  | Sqm. |  | 0 | 0 |  |  | 0 |  |  | 0 | #REF! | #REF! | #REF! | #REF! | #REF! | #REF!
| c. In First Floor |  | Sqm. |  | 0 | 0 |  |  | 0 |  |  | 0 | #REF! | #REF! | #REF! | #REF! | #REF! | #REF!
| d. In Second Floor |  | Sqm. |  | 0 | 0 |  |  | 0 |  |  | 0 | #REF! | #REF! | #REF! | #REF! | #REF! | #REF!
| e. In Third Floor |  | Sqm. |  | 0 | 0 |  |  | 0 |  |  | 0 | #REF! | #REF! | #REF! | #REF! | #REF! | #REF!
| f. In Fourth Floor |  | Sqm. |  | 0 | 0 |  |  | 0 |  |  | 0 | #REF! | #REF! | #REF! | #REF! | #REF! | #REF!
11.1 | Brick work in C.M. 1:4 Chamber Burnt brick of size 23 x 11.2 x 7 cm (9" x 4 3/8" x 2 3/4")70 mm tk (B.P.) |  |  |  | 0 | 0 |  |  | 0 |  |  | 0 | #REF! | #REF! | #REF! | #REF! | #REF! | #REF!
| a. In Ground Floor | #REF! | Sqm. |  | 0 | #REF! |  |  | #REF! |  |  | #REF! | #REF! | #REF! | #REF! | #REF! | #REF! | #REF!
| b. In First Floor | #REF! | Sqm. |  | 0 | #REF! |  |  | #REF! |  |  | #REF! | #REF! | #REF! | #REF! | #REF! | #REF! | #REF!
| c. In Second Floor | #REF! | Sqm. |  | 0 | #REF! |  |  | #REF! |  |  | #REF! | #REF! | #REF! | #REF! | #REF! | #REF! | #REF!
| d. In Third Floor | #REF! | Sqm. |  | 0 | #REF! |  |  | #REF! |  |  | #REF! | #REF! | #REF! | #REF! | #REF! | #REF! | #REF!
| e. In Fourth Floor | #REF! | Sqm. |  | 0 | #REF! |  |  | #REF! |  |  | #REF! | #REF! | #REF! | #REF! | #REF! | #REF! | #REF!
11.2 | Brick work in C.M. 1:4 using chamber Burnt bricks of size 23 x 11.4 x 7.5 cm (9" x 4 1/2"x 3") 75 mm tk (B.P.) |  |  |  | 0 | 0 |  | 0 | 0 |  | 0 | 0 | 0 | 0 |  | 0 | 0 | 0
| a. In Ground Floor | 522.08 | Sqm. | 12.1 | 12.1 | 6317.17 | 36.27 | 72.54 | 37871.68 | 13.1 | 39.3 | 20517.74 | 123.94 | 64706.6 |  | 0 | 123.94 | 64706.6
| b. In First Floor | 531.03 | Sqm. | 12.1 | 12.1 | 6425.46 | 36.27 | 72.54 | 38520.92 | 13.1 | 39.3 | 20869.48 | 123.94 | 65815.86 |  | 0 | 123.94 | 65815.86
| c. In Second Floor | 539.98 | Sqm. |  | 0 | 0 | 36.27 | 72.54 | 39170.15 | 13.1 | 39.3 | 21221.21 | 111.84 | 60391.36 |  | 0 | 111.84 | 60391.36
| d. In Third Floor | 548.93 | Sqm. |  | 0 | 0 | 36.27 | 72.54 | 39819.38 | 13.1 | 39.3 | 21572.95 | 111.84 | 61392.33 |  | 0 | 111.84 | 61392.33
| e. In Fourth Floor | #REF! | Sqm. |  | 0 | #REF! |  |  | #REF! |  |  | #REF! | #REF! | #REF! | #REF! | #REF! | #REF! | #REF!
11.3 | Brick work in C.M. 1:4 Chamber Burnt brick: of size 23 x 11 x 7 cm (9" x 4 1/4" x 2 3/4") 70 mm tk (B.P.) |  |  |  | 0 | 0 |  |  | 0 |  |  | 0 | #REF! | #REF! | #REF! | #REF! | #REF! | #REF!
| a. In Ground Floor |  | Sqm. |  | 0 | 0 |  |  | 0 |  |  | 0 | #REF! | #REF! | #REF! | #REF! | #REF! | #REF!
| b. In First Floor |  | Sqm. |  | 0 | 0 |  |  | 0 |  |  | 0 | #REF! | #REF! | #REF! | #REF! | #REF! | #REF!
| c. In Second Floor |  | Sqm. |  | 0 | 0 |  |  | 0 |  |  | 0 | #REF! | #REF! | #REF! | #REF! | #REF! | #REF!
| d. In Third Floor |  | Sqm. |  | 0 | 0 |  |  | 0 |  |  | 0 | #REF! | #REF! | #REF! | #REF! | #REF! | #REF!
| e. In Fourth Floor |  | Sqm. |  | 0 | 0 |  |  | 0 |  |  | 0 | #REF! | #REF! | #REF! | #REF! | #REF! | #REF!
11.4 | Brick work in C.M. 1:4 Chamber Burnt brick of size 22 x 11 x 7 cm (8 3/4" x 4 1/4" x 2 3/4") 70 mm tk (B.P.) |  |  |  | 0 | 0 |  |  | 0 |  |  | 0 | #REF! | #REF! | #REF! | #REF! | #REF! | #REF!
| a. In Ground Floor |  | Sqm. |  | 0 | 0 |  |  | 0 |  |  | 0 | #REF! | #REF! | #REF! | #REF! | #REF! | #REF!
| b. In First Floor |  | Sqm. |  | 0 | 0 |  |  | 0 |  |  | 0 | #REF! | #REF! | #REF! | #REF! | #REF! | #REF!
| c. In Second Floor |  | Sqm. |  | 0 | 0 |  |  | 0 |  |  | 0 | #REF! | #REF! | #REF! | #REF! | #REF! | #REF!
| d. In Third Floor |  | Sqm. |  | 0 | 0 |  |  | 0 |  |  | 0 | #REF! | #REF! | #REF! | #REF! | #REF! | #REF!
| e. In Fourth Floor |  | Sqm. |  | 0 | 0 |  |  | 0 |  |  | 0 | #REF! | #REF! | #REF! | #REF! | #REF! | #REF!
11.5 | Brick work in C.M. 1:4 Kiln Burnt Country bricks of size 22 x 11 x 7 cm (8 3/4" x 4 1/4" x 2 3/4") 70 mm tk (B.P.) |  |  |  | 0 | 0 |  |  | 0 |  |  | 0 | #REF! | #REF! | #REF! | #REF! | #REF! | #REF!
| a. In Ground Floor | #REF! | Sqm. |  | 0 | #REF! |  |  | #REF! |  |  | #REF! | #REF! | #REF! | #REF! | #REF! | #REF! | #REF!
| b. In First Floor | #REF! | Sqm. |  | 0 | #REF! |  |  | #REF! |  |  | #REF! | #REF! | #REF! | #REF! | #REF! | #REF! | #REF!
| c. In Second Floor | #REF! | Sqm. |  | 0 | #REF! |  |  | #REF! |  |  | #REF! | #REF! | #REF! | #REF! | #REF! | #REF! | #REF!
| d. In Third Floor | #REF! | Sqm. |  | 0 | #REF! |  |  | #REF! |  |  | #REF! | #REF! | #REF! | #REF! | #REF! | #REF! | #REF!
| e. In Fourth Floor | #REF! | Sqm. |  | 0 | #REF! |  |  | #REF! |  |  | #REF! | #REF! | #REF! | #REF! | #REF! | #REF! | #REF!
11.6 | Brick work in C.M. 1:4 Kiln Burnt Country bricks of size 22 x 11 x 5.7 cm (8 3/4" x 4 1/4" x 2 1/4") 57 mm tk (B.P.) |  |  |  | 0 | 0 |  |  | 0 |  |  | 0 | #REF! | #REF! | #REF! | #REF! | #REF! | #REF!
| a. In Ground Floor |  | Sqm. |  | 0 | 0 |  |  | 0 |  |  | 0 | #REF! | #REF! | #REF! | #REF! | #REF! | #REF!
| b. In First Floor |  | Sqm. |  | 0 | 0 |  |  | 0 |  |  | 0 | #REF! | #REF! | #REF! | #REF! | #REF! | #REF!
| c. In Second Floor |  | Sqm. |  | 0 | 0 |  |  | 0 |  |  | 0 | #REF! | #REF! | #REF! | #REF! | #REF! | #REF!
| d. In Third Floor |  | Sqm. |  | 0 | 0 |  |  | 0 |  |  | 0 | #REF! | #REF! | #REF! | #REF! | #REF! | #REF!
| e. In Fourth Floor |  | Sqm. |  | 0 | 0 |  |  | 0 |  |  | 0 | #REF! | #REF! | #REF! | #REF! | #REF! | #REF!
12.1 | Brick partition in C.M. 1:4 using country bricks of size 22 x11x5cm 50 mm thick |  |  |  | 0 | 0 |  | 0 | 0 |  | 0 | 0 | 0 | 0 |  | 0 | 0 | 0
| a. In Ground Floor | 354.76 | Sqm. | 5.2 | 5.2 | 1844.75 | 10.92 | 21.84 | 7747.96 | 5.5 | 16.5 | 5853.54 | 43.54 | 15446.25 |  | 0 | 43.54 | 15446.25
| b. In First Floor | 360.73 | Sqm. | 6.1 | 6.1 | 2200.45 | 10.92 | 21.84 | 7878.34 | 5.5 | 16.5 | 5952.05 | 44.44 | 16030.84 |  | 0 | 44.44 | 16030.84
| c. In Second Floor | 366.7 | Sqm. | 10.92 | 10.92 | 4004.36 | 10.92 | 21.84 | 8008.73 | 5.5 | 16.5 | 6050.55 | 49.26 | 18063.64 |  | 0 | 49.26 | 18063.64
| d. In Third Floor | 372.67 | Sqm. | 10.92 | 10.92 | 4069.56 | 10.92 | 21.84 | 8139.11 | 5.5 | 16.5 | 6149.06 | 49.26 | 18357.72 |  | 0 | 49.26 | 18357.72
| e. In Fourth Floor | #REF! | Sqm. |  | 0 | #REF! |  |  | #REF! |  |  | #REF! | #REF! | #REF! | #REF! | #REF! | #REF! | #REF!
12.2 | Brick partition in C.M. 1:4 50 mm tk. (B.P.) Kiln Burnt Country brick: 23 x 11 x 5 cm (9" x 4 1/4" x 2") |  |  |  | 0 | 0 |  |  | 0 |  |  | 0 | #REF! | #REF! | #REF! | #REF! | #REF! | #REF!
| a. In Ground Floor |  | Sqm. |  | 0 | 0 |  |  | 0 |  |  | 0 | #REF! | #REF! | #REF! | #REF! | #REF! | #REF!
| b. In First Floor |  | Sqm. |  | 0 | 0 |  |  | 0 |  |  | 0 | #REF! | #REF! | #REF! | #REF! | #REF! | #REF!
| c. In Second Floor |  | Sqm. |  | 0 | 0 |  |  | 0 |  |  | 0 | #REF! | #REF! | #REF! | #REF! | #REF! | #REF!
| d. In Third Floor |  | Sqm. |  | 0 | 0 |  |  | 0 |  |  | 0 | #REF! | #REF! | #REF! | #REF! | #REF! | #REF!
| e. In Fourth Floor |  | Sqm. |  | 0 | 0 |  |  | 0 |  |  | 0 | #REF! | #REF! | #REF! | #REF! | #REF! | #REF!
[5 empty] | 0 | 0 |  |  | 0 |  |  | 0 | #REF! | #REF! | #REF! | #REF! | #REF! | #REF!
13.1 | Filling with Excavated Earth | 29.3 | Cum. | 18.69 | 18.69 | 547.62 | 40.9 | 81.8 | 2396.74 | 29.5 | 88.5 | 2593.05 | 188.99 | 5537.41 | 28.3 | 829.19 | 217.29 | 6366.6
13.2 | Filling with Excavated Earth Mixed with lime in the proporation 1:4 (one of lime & four of earth) |  | Cum. |  | 0 | 0 |  |  | 0 |  |  | 0 | #REF! | #REF! | #REF! | #REF! | #REF! | #REF!
14.I | Precast Cupboard slab 20 mm tk. |  |  |  | 0 | 0 |  |  | 0 |  |  | 0 | #REF! | #REF! | #REF! | #REF! | #REF! | #REF!
| a. In Ground floor | #REF! | Sqm. |  | 0 | #REF! |  |  | #REF! |  |  | #REF! | #REF! | #REF! | #REF! | #REF! | #REF! | #REF!
| b. In First floor | #REF! | Sqm. |  | 0 | #REF! |  |  | #REF! |  |  | #REF! | #REF! | #REF! | #REF! | #REF! | #REF! | #REF!
| c. In Second floor | #REF! | Sqm. |  | 0 | #REF! |  |  | #REF! |  |  | #REF! | #REF! | #REF! | #REF! | #REF! | #REF! | #REF!
| d. In Third floor | #REF! | Sqm. |  | 0 | #REF! |  |  | #REF! |  |  | #REF! | #REF! | #REF! | #REF! | #REF! | #REF! | #REF!
| e. In Fourth floor | #REF! | Sqm. |  | 0 | #REF! |  |  | #REF! |  |  | #REF! | #REF! | #REF! | #REF! | #REF! | #REF! | #REF!
| f. In Fifth floor | #REF! | Sqm. |  | 0 | #REF! |  |  | #REF! |  |  | #REF! | #REF! | #REF! | #REF! | #REF! | #REF! | #REF!
| g. In sixth floor | #REF! | Sqm. |  | 0 | #REF! |  |  | #REF! |  |  | #REF! | #REF! | #REF! | #REF! | #REF! | #REF! | #REF!
| h. In seventh floor | #REF! | Sqm. |  | 0 | #REF! |  |  | #REF! |  |  | #REF! | #REF! | #REF! | #REF! | #REF! | #REF! | #REF!
| i. In eighth floor | #REF! | Sqm. |  | 0 | #REF! |  |  | #REF! |  |  | #REF! | #REF! | #REF! | #REF! | #REF! | #REF! | #REF!
| j. In Ninth floor | #REF! | Sqm. |  | 0 | #REF! |  |  | #REF! |  |  | #REF! | #REF! | #REF! | #REF! | #REF! | #REF! | #REF!
| k. In Tenth floor | #REF! | Sqm. |  | 0 | #REF! |  |  | #REF! |  |  | #REF! | #REF! | #REF! | #REF! | #REF! | #REF! | #REF!
| l. In Eleventh floor | #REF! | Sqm. |  | 0 | #REF! |  |  | #REF! |  |  | #REF! | #REF! | #REF! | #REF! | #REF! | #REF! | #REF!
14.II | Precast cupboard slab 40 mm tk. |  |  |  | 0 | 0 |  |  | 0 |  |  | 0 | #REF! | #REF! | #REF! | #REF! | #REF! | #REF!
| a. In Foundation & basement | #REF! | Sqm. |  | 0 | #REF! |  |  | #REF! |  |  | #REF! | #REF! | #REF! | #REF! | #REF! | #REF! | #REF!
| b. In Ground floor | #REF! | Sqm. |  | 0 | #REF! |  |  | #REF! |  |  | #REF! | #REF! | #REF! | #REF! | #REF! | #REF! | #REF!
| c. In First floor | #REF! | Sqm. |  | 0 | #REF! |  |  | #REF! |  |  | #REF! | #REF! | #REF! | #REF! | #REF! | #REF! | #REF!
| d. In Second floor | #REF! | Sqm. |  | 0 | #REF! |  |  | #REF! |  |  | #REF! | #REF! | #REF! | #REF! | #REF! | #REF! | #REF!
| e. In Third floor | #REF! | Sqm. |  | 0 | #REF! |  |  | #REF! |  |  | #REF! | #REF! | #REF! | #REF! | #REF! | #REF! | #REF!
| f. In Fourth floor | #REF! | Sqm. |  | 0 | #REF! |  |  | #REF! |  |  | #REF! | #REF! | #REF! | #REF! | #REF! | #REF! | #REF!
15.1 | Cuddappa slab 20 mm tk. |  |  |  | 0 | 0 |  |  | 0 |  |  | 0 | #REF! | #REF! | #REF! | #REF! | #REF! | #REF!
| a. In Ground floor | #REF! | Sqm. |  | 0 | #REF! |  |  | #REF! |  |  | #REF! | #REF! | #REF! | #REF! | #REF! | #REF! | #REF!
| b. In First floor | #REF! | Sqm. |  | 0 | #REF! |  |  | #REF! |  |  | #REF! | #REF! | #REF! | #REF! | #REF! | #REF! | #REF!
| c. In Second floor | #REF! | Sqm. |  | 0 | #REF! |  |  | #REF! |  |  | #REF! | #REF! | #REF! | #REF! | #REF! | #REF! | #REF!
| d. In Third floor | #REF! | Sqm. |  | 0 | #REF! |  |  | #REF! |  |  | #REF! | #REF! | #REF! | #REF! | #REF! | #REF! | #REF!
| e. In Fourth floor | #REF! | Sqm. |  | 0 | #REF! |  |  | #REF! |  |  | #REF! | #REF! | #REF! | #REF! | #REF! | #REF! | #REF!
15.2 | Cuddappa slab 40 mm tk. |  |  |  | 0 | 0 |  |  | 0 |  |  | 0 | #REF! | #REF! | #REF! | #REF! | #REF! | #REF!
| a. In Ground floor | #REF! | Sqm. |  | 0 | #REF! |  |  | #REF! |  |  | #REF! | #REF! | #REF! | #REF! | #REF! | #REF! | #REF!
| b. In First floor | #REF! | Sqm. |  | 0 | #REF! |  |  | #REF! |  |  | #REF! | #REF! | #REF! | #REF! | #REF! | #REF! | #REF!
| c. In Second floor | #REF! | Sqm. |  | 0 | #REF! |  |  | #REF! |  |  | #REF! | #REF! | #REF! | #REF! | #REF! | #REF! | #REF!
| d. In Third floor | #REF! | Sqm. |  | 0 | #REF! |  |  | #REF! |  |  | #REF! | #REF! | #REF! | #REF! | #REF! | #REF! | #REF!
| e. In Fourth floor | #REF! | Sqm. |  | 0 | #REF! |  |  | #REF! |  |  | #REF! | #REF! | #REF! | #REF! | #REF! | #REF! | #REF!
16.1 | Precast Jally ventilator 50mm tk. |  |  |  | 0 | 0 |  |  | 0 |  |  | 0 | #REF! | #REF! | #REF! | #REF! | #REF! | #REF!
| a. In Ground Floor | #REF! | Sqm. |  | 0 | #REF! |  |  | #REF! |  |  | #REF! | #REF! | #REF! | #REF! | #REF! | #REF! | #REF!
| b. In First floor | #REF! | Sqm. |  | 0 | #REF! |  |  | #REF! |  |  | #REF! | #REF! | #REF! | #REF! | #REF! | #REF! | #REF!
| c. In Second floor | #REF! | Sqm. |  | 0 | #REF! |  |  | #REF! |  |  | #REF! | #REF! | #REF! | #REF! | #REF! | #REF! | #REF!
| d. In Third floor | #REF! | Sqm. |  | 0 | #REF! |  |  | #REF! |  |  | #REF! | #REF! | #REF! | #REF! | #REF! | #REF! | #REF!
| e. In Fourth floor | #REF! | Sqm. |  | 0 | #REF! |  |  | #REF! |  |  | #REF! | #REF! | #REF! | #REF! | #REF! | #REF! | #REF!
16.2 | Supplying & fixing of Terra cotta jolly (not less than 50mm) |  |  |  | 0 | 0 |  |  | 0 |  |  | 0 | #REF! | #REF! | #REF! | #REF! | #REF! | #REF!
| a. In Ground Floor | #REF! | Sqm. |  | 0 | #REF! |  |  | #REF! |  |  | #REF! | #REF! | #REF! | #REF! | #REF! | #REF! | #REF!
| b. In First Floor | #REF! | Sqm. |  | 0 | #REF! |  |  | #REF! |  |  | #REF! | #REF! | #REF! | #REF! | #REF! | #REF! | #REF!
| c. In Second Floor | #REF! | Sqm. |  | 0 | #REF! |  |  | #REF! |  |  | #REF! | #REF! | #REF! | #REF! | #REF! | #REF! | #REF!
| d. In Third Floor | #REF! | Sqm. |  | 0 | #REF! |  |  | #REF! |  |  | #REF! | #REF! | #REF! | #REF! | #REF! | #REF! | #REF!
| e. In Fourth Floor | #REF! | Sqm. |  | 0 | #REF! |  |  | #REF! |  |  | #REF! | #REF! | #REF! | #REF! | #REF! | #REF! | #REF!
16.3 | Supplying & fixing of Terra cotta jolly (more than 50mm upto 110 mm) |  |  |  | 0 | 0 |  |  | 0 |  |  | 0 | #REF! | #REF! | #REF! | #REF! | #REF! | #REF!
| a. In Ground Floor | #REF! | Sqm. |  | 0 | #REF! |  |  | #REF! |  |  | #REF! | #REF! | #REF! | #REF! | #REF! | #REF! | #REF!
| b. In First Floor | #REF! | Sqm. |  | 0 | #REF! |  |  | #REF! |  |  | #REF! | #REF! | #REF! | #REF! | #REF! | #REF! | #REF!
| c. In Second Floor | #REF! | Sqm. |  | 0 | #REF! |  |  | #REF! |  |  | #REF! | #REF! | #REF! | #REF! | #REF! | #REF! | #REF!
| d. In Third Floor | #REF! | Sqm. |  | 0 | #REF! |  |  | #REF! |  |  | #REF! | #REF! | #REF! | #REF! | #REF! | #REF! | #REF!
| e. In Fourth Floor | #REF! | Sqm. |  | 0 | #REF! |  |  | #REF! |  |  | #REF! | #REF! | #REF! | #REF! | #REF! | #REF! | #REF!
17 | Form work- Lintel (C.W. planks) |  | Sqm. |  | 0 | 0 |  |  | 0 |  |  | 0 | #REF! | #REF! | #REF! | #REF! | #REF! | #REF!
18 | Form work - M.S. Sheet (slab) |  | Sqm. |  | 0 | 0 |  |  | 0 |  |  | 0 | #REF! | #REF! | #REF! | #REF! | #REF! | #REF!
19 | Form work - Small quantities (M.S. Sheet) |  | Sqm. |  | 0 | 0 |  |  | 0 |  |  | 0 | #REF! | #REF! | #REF! | #REF! | #REF! | #REF!
20 | Form work - Plinth beam (C.W. planks) |  | Sqm. |  | 0 | 0 |  |  | 0 |  |  | 0 | #REF! | #REF! | #REF! | #REF! | #REF! | #REF!
21.1 | R.C.C.Door frame |  |  |  | 0 | 0 |  |  | 0 |  |  | 0 | #REF! | #REF! | #REF! | #REF! | #REF! | #REF!
| a. 900 x 2100 mm | #REF! | Each |  | 0 | #REF! |  |  | #REF! |  |  | #REF! | #REF! | #REF! | #REF! | #REF! | #REF! | #REF!
| b. 700 x 2100 mm | #REF! | Each |  | 0 | #REF! |  |  | #REF! |  |  | #REF! | #REF! | #REF! | #REF! | #REF! | #REF! | #REF!
| c. 1000 x 2100 mm | #REF! | Each |  | 0 | #REF! |  |  | #REF! |  |  | #REF! | #REF! | #REF! | #REF! | #REF! | #REF! | #REF!
21.2 | Teak wood Wrought & Put up |  |  |  | 0 | 0 |  | 0 | 0 |  | 0 | 0 | 0 | 0 |  | 0 | 0 | 0
| a. T.W. over 2 m & below 3 m | 121875 | Cum. | 0.067 | 0.07 | 8531.25 | 0.403 | 0.81 | 98718.75 | 0.126 | 0.38 | 46312.5 | 1.26 | 153562.5 |  | 0 | 1.26 | 153562.5
| b. T.W. below 2 m length. | 109675 | Cum. | 0.032 | 0.03 | 3290.25 | 0.192 | 0.38 | 41676.5 | 0.06 | 0.18 | 19741.5 | 0.59 | 64708.25 |  | 0 | 0.59 | 64708.25
21.3 | PVC Door frame & shutter | #REF! | Sqm. |  | 0 | #REF! |  |  | #REF! |  |  | #REF! | #REF! | #REF! | #REF! | #REF! | #REF! | #REF!
22.1 | Teak wood panelled door shutters |  |  |  | 0 | 0 |  |  | 0 |  |  | 0 | #REF! | #REF! | #REF! | #REF! | #REF! | #REF!
| a. 1000 x 2100 mm | #REF! | Sqm. |  | 0 | #REF! |  |  | #REF! |  |  | #REF! | #REF! | #REF! | #REF! | #REF! | #REF! | #REF!
| b. 900 x 2100 mm | #REF! | Sqm. |  | 0 | #REF! |  |  | #REF! |  |  | #REF! | #REF! | #REF! | #REF! | #REF! | #REF! | #REF!
| c. 700 x 2100 mm | #REF! | Sqm. |  | 0 | #REF! |  |  | #REF! |  |  | #REF! | #REF! | #REF! | #REF! | #REF! | #REF! | #REF!
| d. 1200 x 2100 mm (Single) annexure item | #REF! | Sqm. |  | 0 | #REF! |  |  | #REF! |  |  | #REF! | #REF! | #REF! | #REF! | #REF! | #REF! | #REF!
22.2 | Teak wood "Window" & Ventilator Shutter |  |  |  | 0 | 0 |  |  | 0 |  |  | 0 | #REF! | #REF! | #REF! | #REF! | #REF! | #REF!
| a. Window: 135 cm ht. | #REF! | Sqm. |  | 0 | #REF! |  |  | #REF! |  |  | #REF! | #REF! | #REF! | #REF! | #REF! | #REF! | #REF!
| b. Window: 120 cm ht. |  | Sqm. |  | 0 | 0 |  |  | 0 |  |  | 0 | #REF! | #REF! | #REF! | #REF! | #REF! | #REF!
| c. Window: 105 cm ht. | #REF! | Sqm. |  | 0 | #REF! |  |  | #REF! |  |  | #REF! | #REF! | #REF! | #REF! | #REF! | #REF! | #REF!
| d. Ventilator: (90 x 60 cm) | #REF! | Sqm. |  | 0 | #REF! |  |  | #REF! |  |  | #REF! | #REF! | #REF! | #REF! | #REF! | #REF! | #REF!
22.3 | T.W. double leaf shutters for cup board/ ward robes |  | Sqm. |  | 0 | 0 |  |  | 0 |  |  | 0 | #REF! | #REF! | #REF! | #REF! | #REF! | #REF!
23.1 | T.W. single leaf Door shutters using 9 mm tk. phynol bonded BWR plywood |  | Sqm. |  | 0 | 0 |  |  | 0 |  |  | 0 | #REF! | #REF! | #REF! | #REF! | #REF! | #REF!
| a. 900 x 2100 mm | #REF! | Sqm. |  | 0 | #REF! |  |  | #REF! |  |  | #REF! | #REF! | #REF! | #REF! | #REF! | #REF! | #REF!
23.2 | Glass panels with Aluminium beedings | #REF! | Sqm. |  | 0 | #REF! |  |  | #REF! |  |  | #REF! | #REF! | #REF! | #REF! | #REF! | #REF! | #REF!
23.3 | S&F of Magnetic door catches | 52 | Each | 6 | 6 | 312 | 36 | 72 | 3744 | 12 | 36 | 1872 | 114 | 5928 |  | 0 | 114 | 5928
23.4 | Supply and fixing of Aluminium window with 3mm thick Glass |  |  |  | 0 | 0 |  |  | 0 |  |  | 0 | #REF! | #REF! | #REF! | #REF! | #REF! | #REF!
| a. 1.8 x 1.35 mt.window | #REF! | Each |  | 0 | #REF! |  |  | #REF! |  |  | #REF! | #REF! | #REF! | #REF! | #REF! | #REF! | #REF!
| b. 1.35 x 1.35 mt.window | #REF! | Each |  | 0 | #REF! |  |  | #REF! |  |  | #REF! | #REF! | #REF! | #REF! | #REF! | #REF! | #REF!
| c. 1.35 x 1.05 mt window | #REF! | Each |  | 0 | #REF! |  |  | #REF! |  |  | #REF! | #REF! | #REF! | #REF! | #REF! | #REF! | #REF!
| d. 1.2 x 1.35 mt window | #REF! | Each |  | 0 | #REF! |  |  | #REF! |  |  | #REF! | #REF! | #REF! | #REF! | #REF! | #REF! | #REF!
| e. 1.2 x 1.05 mt window | #REF! | Each |  | 0 | #REF! |  |  | #REF! |  |  | #REF! | #REF! | #REF! | #REF! | #REF! | #REF! | #REF!
| f. 1.05 x 1.35 mt window | #REF! | Each |  | 0 | #REF! |  |  | #REF! |  |  | #REF! | #REF! | #REF! | #REF! | #REF! | #REF! | #REF!
| g. 0.9 x 1.35 mt window | #REF! | Each |  | 0 | #REF! |  |  | #REF! |  |  | #REF! | #REF! | #REF! | #REF! | #REF! | #REF! | #REF!
| h. 0.9 x 1.05 mt window | #REF! | Each |  | 0 | #REF! |  |  | #REF! |  |  | #REF! | #REF! | #REF! | #REF! | #REF! | #REF! | #REF!
| i. 0.5 x 1.35 mt window | #REF! | Each |  | 0 | #REF! |  |  | #REF! |  |  | #REF! | #REF! | #REF! | #REF! | #REF! | #REF! | #REF!
| j. 0.45 x 1.35 mt window | #REF! | Each |  | 0 | #REF! |  |  | #REF! |  |  | #REF! | #REF! | #REF! | #REF! | #REF! | #REF! | #REF!
| k.0.90 x 0.60 mt.Ventilator | #REF! | Each |  | 0 | #REF! |  |  | #REF! |  |  | #REF! | #REF! | #REF! | #REF! | #REF! | #REF! | #REF!
| l. 0.60 x 0.60 mt.Ventilator | #REF! | Each |  | 0 | #REF! |  |  | #REF! |  |  | #REF! | #REF! | #REF! | #REF! | #REF! | #REF! | #REF!
24 | Manufacturing & supply of steel windows (Weight basis) | 60.9 | Kg. | 852.1 | 852.1 | 51892.89 | 3657.15 | 7314.3 | 445440.87 | 1219.1 | 3657.3 | 222729.57 | 11823.7 | 720063.33 |  | 0 | 11823.7 | 720063.33
25 | M.S.Holdfast | 9.6 | Each | 36 | 36 | 345.6 | 216 | 432 | 4147.2 | 72 | 216 | 2073.6 | 684 | 6566.4 |  | 0 | 684 | 6566.4
26 | Flooring in C.C.1:5:10 | 4273.65 | Cum. | 5.2 | 5.2 | 22222.98 | 13.3 | 26.6 | 113679.09 | 4.5 | 13.5 | 57694.28 | 45.3 | 193596.35 |  | 0 | 45.3 | 193596.35
27.1 | B.w. in C.M. 1:4 for staircase steps Chamber burnt bricks 23 x 11.2 x 7 cm. | #REF! | Cum. |  | 0 | #REF! |  |  | #REF! |  |  | #REF! | #REF! | #REF! | #REF! | #REF! | #REF! | #REF!
27.2 | B.w. in C.M. 1:4 for staircase steps Chamber burnt bricks 23 x 11.4 x 7.5 cm. | #REF! | Cum. |  | 0 | #REF! |  |  | #REF! |  |  | #REF! | #REF! | #REF! | #REF! | #REF! | #REF! | #REF!
27.3 | B.w. in C.M. 1:4 for staircase steps Chamber burnt bricks 23 x 11 x 7 cm. |  | Cum. |  | 0 | 0 |  |  | 0 |  |  | 0 | #REF! | #REF! | #REF! | #REF! | #REF! | #REF!
27.4 | B.w. in C.M. 1:4 for staircase steps Chamber burnt bricks 22 x 11 x 7 cm. |  | Cum. |  | 0 | 0 |  |  | 0 |  |  | 0 | #REF! | #REF! | #REF! | #REF! | #REF! | #REF!
27.5 | B.w. in C.M. 1:4 for staircase steps Kiln burnt country bricks 22 x 11 x 7 cm. | #REF! | Cum. |  | 0 | #REF! |  |  | #REF! |  |  | #REF! | #REF! | #REF! | #REF! | #REF! | #REF! | #REF!
27.6 | B.w. in C.M. 1:4 for staircase steps Kiln burnt country bricks 22 x 11 x 5.7 cm. |  | Cum. |  | 0 | 0 |  |  | 0 |  |  | 0 | #REF! | #REF! | #REF! | #REF! | #REF! | #REF!
28 | Floor plastering in C.M. 1:4, 20 mm tk. | 410.04 | Sqm. | 26.1 | 26.1 | 10702.04 | 83.8 | 167.6 | 68722.7 | 41.2 | 123.6 | 50680.94 | 317.3 | 130105.69 |  | 0 | 317.3 | 130105.69
29.1 | Mosaic tiles 20 cm x 20 cm x 2 cm. |  | Sqm. |  | 0 | 0 |  |  | 0 |  |  | 0 | #REF! | #REF! | #REF! | #REF! | #REF! | #REF!
29.2 | Mosaic tiles 25 cm x 25 cm x 2 cm. | #REF! | Sqm. |  | 0 | #REF! |  |  | #REF! |  |  | #REF! | #REF! | #REF! | #REF! | #REF! | #REF! | #REF!
29.3 | Floor ceramic tiles | #REF! | Sqm. |  | 0 | #REF! |  |  | #REF! |  |  | #REF! | #REF! | #REF! | #REF! | #REF! | #REF! | #REF!
29.4 | Glazed tiles | #REF! | Sqm. |  | 0 | #REF! |  |  | #REF! |  |  | #REF! | #REF! | #REF! | #REF! | #REF! | #REF! | #REF!
29.5 | Floor ceramic tiles (Anti-skid) | #REF! | Sqm. |  | 0 | #REF! |  |  | #REF! |  |  | #REF! | #REF! | #REF! | #REF! | #REF! | #REF! | #REF!
30 | Ellispattern | 362.6 | Sqm. | 28.3 | 28.3 | 10261.58 | 87.6 | 175.2 | 63527.52 | 31.6 | 94.8 | 34374.48 | 298.3 | 108163.58 |  | 0 | 298.3 | 108163.58
31 | Weathering course | 3592.32 | Cum. | 1.59 | 1.59 | 5711.79 | 13.2 | 26.4 | 94837.25 | 5.2 | 15.6 | 56040.19 | 43.59 | 156589.23 |  | 0 | 43.59 | 156589.23
32 | Pressed tiles (23cmx23cmx20mm) mixed with Crude oil |  | Sqm. |  | 0 | 0 |  |  | 0 |  |  | 0 | #REF! | #REF! | #REF! | #REF! | #REF! | #REF!
32.1 | Pressed tiles (23cmx23cmx20mm) mixed with Water proofing compound | #REF! | Sqm. |  | 0 | #REF! |  |  | #REF! |  |  | #REF! | #REF! | #REF! | #REF! | #REF! | #REF! | #REF!
32.2 | Pressed tiles (23cmx23cmx18mm) mixed with Water proofing compound |  | Sqm. |  | 0 | 0 |  |  | 0 |  |  | 0 | #REF! | #REF! | #REF! | #REF! | #REF! | #REF!
33 | Plastering in C.M. 1:5, 12 mm tk. | 203.07 | Sqm. | 1268.3 | 1268.3 | 257553.68 | 4093 | 8186 | 1662331.02 | 1300.6 | 3901.8 | 792338.53 | 13356.1 | 2712223.23 | 153.6 | 31191.55 | 13509.7 | 2743414.78
34 | Plastering in C.M. 1:4, 12 mm tk. | 208.91 | Sqm. | 31.9 | 31.9 | 6664.23 | 163.7 | 327.4 | 68397.13 | 99.1 | 297.3 | 62108.94 | 656.6 | 137170.31 |  | 0 | 656.6 | 137170.31
35 | Spl. Ceiling plastering in C.M. 1:3, 10 mm tk. | 230.74 | Sqm. | 208.7 | 208.7 | 48155.44 | 915.4 | 1830.8 | 422438.79 | 330.7 | 992.1 | 228917.15 | 3031.6 | 699511.38 |  | 0 | 3031.6 | 699511.38
36 | Cement mortar Border in C.M. 1:5, 12 mm tk. |  |  |  | 0 | 0 |  | 0 | 0 |  | 0 | 0 | 0 | 0 |  | 0 | 0 | 0
| a. 150 mm wide | 64.09 | Rmt | 50 | 50 | 3204.5 | 120.6 | 241.2 | 15458.51 | 53.3 | 159.9 | 10247.99 | 451.1 | 28911 |  | 0 | 451.1 | 28911
| b. 75 mm wide | 41.8 | Rmt | 160 | 160 | 6688 | 120.6 | 241.2 | 10082.16 | 202.9 | 608.7 | 25443.66 | 1009.9 | 42213.82 |  | 0 | 1009.9 | 42213.82
| c. 50 mm wide | 31.26 | Rmt | 62 | 62 | 1938.12 | 201.2 | 402.4 | 12579.02 | 96.5 | 289.5 | 9049.77 | 753.9 | 23566.91 |  | 0 | 753.9 | 23566.91
37.1 | White washing 3 coats (slaked) | 35.14 | Sqm. | 208.7 | 208.7 | 7333.72 | 915.4 | 1830.8 | 64334.31 | 330.7 | 992.1 | 34862.39 | 3031.6 | 106530.42 |  | 0 | 3031.6 | 106530.42
37.2 | Colour washing ( slaked) |  | Sqm. |  | 0 | 0 |  |  | 0 |  |  | 0 | #REF! | #REF! | #REF! | #REF! | #REF! | #REF!
38.1 | Cement paint | #REF! | Sqm. |  | 0 | #REF! |  |  | #REF! |  |  | #REF! | #REF! | #REF! | #REF! | #REF! | #REF! | #REF!
38.2 | Matt paint | #REF! | Sqm. |  | 0 | #REF! |  |  | #REF! |  |  | #REF! | #REF! | #REF! | #REF! | #REF! | #REF! | #REF!
39 | M.s Grills | 54.5 | Kg. | 52.5 | 52.5 | 2861.25 | 624.2 | 1248.4 | 68037.8 | 289.6 | 868.8 | 47349.6 | 2169.7 | 118248.65 |  | 0 | 2169.7 | 118248.65
40 | Painting - New "wood work" | 197.58 | Sqm. | 19.66 | 19.66 | 3884.42 | 118.1 | 236.2 | 46668.4 | 43.3 | 129.9 | 25665.64 | 385.76 | 76218.46 |  | 0 | 385.76 | 76218.46
41 | Painting - New "iron work" | 117.35 | Sqm. | 55.5 | 55.5 | 6512.93 | 310.4 | 620.8 | 72850.88 | 104.76 | 314.28 | 36880.76 | 990.58 | 116244.56 |  | 0 | 990.58 | 116244.56
42 | Fabrication of Mild steel / RTS grills (with cement slurry wash) |  |  |  | 0 | 0 |  |  | 0 |  |  | 0 | #REF! | #REF! | #REF! | #REF! | #REF! | #REF!
| a. upto 16mm dia rods | #REF! | MT |  | 0 | #REF! |  |  | #REF! |  |  | #REF! | #REF! | #REF! | #REF! | #REF! | #REF! | #REF!
| b. above 16mm dia rods | #REF! | MT |  | 0 | #REF! |  |  | #REF! |  |  | #REF! | #REF! | #REF! | #REF! | #REF! | #REF! | #REF!
43 | Fabrication of Mild steel / RTS grills |  |  |  | 0 | 0 |  |  | 0 |  |  | 0 | #REF! | #REF! | #REF! | #REF! | #REF! | #REF!
| a. upto 16mm dia rods | #REF! | MT |  | 0 | #REF! |  |  | #REF! |  |  | #REF! | #REF! | #REF! | #REF! | #REF! | #REF! | #REF!
| b. above 16mm dia rods | #REF! | MT |  | 0 | #REF! |  |  | #REF! |  |  | #REF! | #REF! | #REF! | #REF! | #REF! | #REF! | #REF!
44.1 | PVC SWR 110 mm dia Rain water pipe | #REF! | Rmt |  | 0 | #REF! |  |  | #REF! |  |  | #REF! | #REF! | #REF! | #REF! | #REF! | #REF! | #REF!
44.2 | Rain Water Harvesting using Defunct borewell method |  | Each |  | 0 | 0 |  |  | 0 |  |  | 0 | #REF! | #REF! | #REF! | #REF! | #REF! | #REF!
45 | Stucco plastering 12 mm tk. | #REF! | Sqm. |  | 0 | #REF! |  |  | #REF! |  |  | #REF! | #REF! | #REF! | #REF! | #REF! | #REF! | #REF!
46 | S & F 20 mm dia Alu. Hanger Rod | 58 | Rmt | 4 | 4 | 232 | 24 | 48 | 2784 | 8 | 24 | 1392 | 76 | 4408 |  | 0 | 76 | 4408
47 | S & F Alu Towel rail 75 cm long | 95 | Each | 6 | 6 | 570 | 24 | 48 | 4560 | 8 | 24 | 2280 | 78 | 7410 |  | 0 | 78 | 7410
48 | S & F 5 pin Coat stand | 55 | Each | 4 | 4 | 220 | 36 | 72 | 3960 | 12 | 36 | 1980 | 112 | 6160 |  | 0 | 112 | 6160
49 | S & F chromium plated 8 guage Picture Hook | 1.5 | Each | 20 | 20 | 30 | 120 | 240 | 360 | 40 | 120 | 180 | 380 | 570 |  | 0 | 380 | 570
50.1 | Precast slab 50 mm tk.in C.C. 1:3:6 |  | Sqm. |  | 0 | 0 |  |  | 0 |  |  | 0 | #REF! | #REF! | #REF! | #REF! | #REF! | #REF!
50.2 | Providing precast Kerb stone in C.C. 1:3:6, 450 x 300 x 150 mm | 236.21 | Rmt |  | 0 | 0 |  | 0 | 0 |  | 0 | 0 | 0 | 0 |  | 0 | 0 | 0
50.3 | Supply and planting avenue trees | 356.96 | Each | 4 | 4 | 1427.84 | 5 | 10 | 3569.6 | 3 | 9 | 3212.64 | 23 | 8210.08 |  | 0 | 23 | 8210.08
50.4 | Providing Tree guard | 757.63 | Each | 4 | 4 | 3030.52 | 5 | 10 | 7576.3 | 3 | 9 | 6818.67 | 23 | 17425.49 |  | 0 | 23 | 17425.49
50.5 | Supplying. Fabricating and erection of M.S Scheme Name board | #REF! | Each |  | 0 | #REF! |  |  | #REF! |  |  | #REF! | #REF! | #REF! | #REF! | #REF! | #REF! | #REF!
51 | HDPE water tank 700 lit capacity with ISI mark | #REF! | Each |  | 0 | #REF! |  |  | #REF! |  |  | #REF! | #REF! | #REF! | #REF! | #REF! | #REF! | #REF!
52 | PVC Water supply (ASTM) |  |  |  | 0 | 0 |  | 0 | 0 |  | 0 | 0 | 0 | 0 |  | 0 | 0 | 0
| a. 32 mm dia | 210.28 | Rmt | 25 | 25 | 5257 | 55.5 | 111 | 23341.08 | 22 | 66 | 13878.48 | 202 | 42476.56 |  | 0 | 202 | 42476.56
| b. 25 mm dia | 194.45 | Rmt | 46.25 | 46.25 | 8993.31 | 335.7 | 671.4 | 130553.73 | 129.4 | 388.2 | 75485.49 | 1105.85 | 215032.53 |  | 0 | 1105.85 | 215032.53
| c. 20 mm dia | #REF! | Rmt |  | 0 | #REF! |  |  | #REF! |  |  | #REF! | #REF! | #REF! | #REF! | #REF! | #REF! | #REF!
52.1 | G.I Pipe 20mm dia for Hot water line (Fully Concealed in walls) | 268.21 | Rmt | 4 | 4 | 1072.84 | 24 | 48 | 12874.08 | 16 | 48 | 12874.08 | 100 | 26821 |  | 0 | 100 | 26821
53.1 | Wash basin | #REF! | Each |  | 0 | #REF! |  |  | #REF! |  |  | #REF! | #REF! | #REF! | #REF! | #REF! | #REF! | #REF!
53.2 | S & F of C.I. Manhole cover (20 kg. weight) | 1828 | Each |  | 0 | 0 |  | 0 | 0 |  | 0 | 0 | 0 | 0 |  | 0 | 0 | 0
53.3 | C.I. Steps ( 5 kg) | 30 | Each |  | 0 | 0 |  | 0 | 0 |  | 0 | 0 | 0 | 0 |  | 0 | 0 | 0
54 | Brass tap (with ISI mark) | #REF! | Each |  | 0 | #REF! |  |  | #REF! |  |  | #REF! | #REF! | #REF! | #REF! | #REF! | #REF! | #REF!
54.1 | C.P tap long body | #REF! | Each |  | 0 | #REF! |  |  | #REF! |  |  | #REF! | #REF! | #REF! | #REF! | #REF! | #REF! | #REF!
54.2 | C.P tap short body | #REF! | Each |  | 0 | #REF! |  |  | #REF! |  |  | #REF! | #REF! | #REF! | #REF! | #REF! | #REF! | #REF!
55.1 | Squat Urinal | #REF! | Each |  | 0 | #REF! |  |  | #REF! |  |  | #REF! | #REF! | #REF! | #REF! | #REF! | #REF! | #REF!
55.2 | Flat Back Urinal | #REF! | Each |  | 0 | #REF! |  |  | #REF! |  |  | #REF! | #REF! | #REF! | #REF! | #REF! | #REF! | #REF!
56.1 | S & F of Orissapan - in G.F. | #REF! | Each |  | 0 | #REF! |  |  | #REF! |  |  | #REF! | #REF! | #REF! | #REF! | #REF! | #REF! | #REF!
56.2 | S & F of Orissapan - other than G.F. | #REF! | Each |  | 0 | #REF! |  |  | #REF! |  |  | #REF! | #REF! | #REF! | #REF! | #REF! | #REF! | #REF!
57 | S & F of E.W.C.(white) | #REF! | Each |  | 0 | #REF! |  |  | #REF! |  |  | #REF! | #REF! | #REF! | #REF! | #REF! | #REF! | #REF!
57.1 | S & F of E.W.C.(colour) | #REF! | Each |  | 0 | #REF! |  |  | #REF! |  |  | #REF! | #REF! | #REF! | #REF! | #REF! | #REF! | #REF!
58.1 | PVC SWR pipe (Soil line) |  |  |  | 0 | 0 |  |  | 0 |  |  | 0 | #REF! | #REF! | #REF! | #REF! | #REF! | #REF!
| a. 110 mm dia. | #REF! | Rmt |  | 0 | #REF! |  |  | #REF! |  |  | #REF! | #REF! | #REF! | #REF! | #REF! | #REF! | #REF!
| b. 75 mm dia. | #REF! | Rmt |  | 0 | #REF! |  |  | #REF! |  |  | #REF! | #REF! | #REF! | #REF! | #REF! | #REF! | #REF!
58.2 | PVC Ventilating shaft with cowl | #REF! | Each |  | 0 | #REF! |  |  | #REF! |  |  | #REF! | #REF! | #REF! | #REF! | #REF! | #REF! | #REF!
59.1 | Gully Trap using Chamber burnt bricks 23 x 11.2 x 7 cm. |  | Each |  | 0 | 0 |  |  | 0 |  |  | 0 | #REF! | #REF! | #REF! | #REF! | #REF! | #REF!
59.2 | Gully Trap using chamber burnt bricks of size 23x11.4x7.5cm | 1606.93 | Each | 4 | 4 | 6427.72 | 9 | 18 | 28924.74 | 3 | 9 | 14462.37 | 31 | 49814.83 |  | 0 | 31 | 49814.83
59.3 | Gully Trap using Chamber burnt bricks 23 x 11 x 7 cm. |  | Each |  | 0 | 0 |  |  | 0 |  |  | 0 | #REF! | #REF! | #REF! | #REF! | #REF! | #REF!
59.4 | Gully Trap using Chamber burnt bricks 22 x 11 x 7 cm. |  | Each |  | 0 | 0 |  |  | 0 |  |  | 0 | #REF! | #REF! | #REF! | #REF! | #REF! | #REF!
59.5 | Gully Trap using Kiln burnt country bricks 22 x 11 x 7 cm. | #REF! | Each |  | 0 | #REF! |  |  | #REF! |  |  | #REF! | #REF! | #REF! | #REF! | #REF! | #REF! | #REF!
59.6 | Gully Trap using Kiln burnt country bricks 22 x 11 x 5.7 cm. |  | Each |  | 0 | 0 |  |  | 0 |  |  | 0 | #REF! | #REF! | #REF! | #REF! | #REF! | #REF!
60 | PVC Nahani trap (4way/2way) | 136.7 | Each | 10 | 10 | 1367 | 60 | 120 | 16404 | 20 | 60 | 8202 | 190 | 25973 |  | 0 | 190 | 25973
61.1 | Stoneware pipe |  |  |  | 0 | 0 |  |  | 0 |  |  | 0 | #REF! | #REF! | #REF! | #REF! | #REF! | #REF!
| a. 100 mm S.W. pipe | #REF! | Rmt |  | 0 | #REF! |  |  | #REF! |  |  | #REF! | #REF! | #REF! | #REF! | #REF! | #REF! | #REF!
| b. 150 mm S.W. pipe | #REF! | Rmt |  | 0 | #REF! |  |  | #REF! |  |  | #REF! | #REF! | #REF! | #REF! | #REF! | #REF! | #REF!
61.2 | Stoneware pipe dry condition |  |  |  | 0 | 0 |  |  | 0 |  |  | 0 | #REF! | #REF! | #REF! | #REF! | #REF! | #REF!
| a. 100 mm dia | #REF! | Rmt |  | 0 | #REF! |  |  | #REF! |  |  | #REF! | #REF! | #REF! | #REF! | #REF! | #REF! | #REF!
| b. 150 mm dia | #REF! | Rmt |  | 0 | #REF! |  |  | #REF! |  |  | #REF! | #REF! | #REF! | #REF! | #REF! | #REF! | #REF!
62.1 | Stoneware bend |  |  |  | 0 | 0 |  |  | 0 |  |  | 0 | #REF! | #REF! | #REF! | #REF! | #REF! | #REF!
| a. 100 mm dia | #REF! | Each |  | 0 | #REF! |  |  | #REF! |  |  | #REF! | #REF! | #REF! | #REF! | #REF! | #REF! | #REF!
| b. 150 mm dia | #REF! | Each |  | 0 | #REF! |  |  | #REF! |  |  | #REF! | #REF! | #REF! | #REF! | #REF! | #REF! | #REF!
62.2 | Stoneware Tee |  |  |  | 0 | 0 |  |  | 0 |  |  | 0 | #REF! | #REF! | #REF! | #REF! | #REF! | #REF!
| a. 100 mm dia | #REF! | Each |  | 0 | #REF! |  |  | #REF! |  |  | #REF! | #REF! | #REF! | #REF! | #REF! | #REF! | #REF!
| b. 150 mm dia | #REF! | Each |  | 0 | #REF! |  |  | #REF! |  |  | #REF! | #REF! | #REF! | #REF! | #REF! | #REF! | #REF!
63 | 32 mm dia PVC waste pipe | #REF! | Each |  | 0 | #REF! |  |  | #REF! |  |  | #REF! | #REF! | #REF! | #REF! | #REF! | #REF! | #REF!
| Electrical arrangements |  |  |  | 0 | 0 |  | 0 | 0 |  | 0 | 0 | 0 | 0 |  | 0 | 0 | 0
64 | a. Light point with ceiling rose | #REF! | Each |  | 0 | #REF! |  |  | #REF! |  |  | #REF! | #REF! | #REF! | #REF! | #REF! | #REF! | #REF!
| b. Light point without ceiling rose |  | Each |  | 0 | 0 |  |  | 0 |  |  | 0 | #REF! | #REF! | #REF! | #REF! | #REF! | #REF!
| c. Calling bell point with Buzzer/Calling bell | #REF! | Each |  | 0 | #REF! |  |  | #REF! |  |  | #REF! | #REF! | #REF! | #REF! | #REF! | #REF! | #REF!
65 | Fan point | #REF! | Each |  | 0 | #REF! |  |  | #REF! |  |  | #REF! | #REF! | #REF! | #REF! | #REF! | #REF! | #REF!
66 | Staircase light point | #REF! | Each |  | 0 | #REF! |  |  | #REF! |  |  | #REF! | #REF! | #REF! | #REF! | #REF! | #REF! | #REF!
67 | 5 amps 5 pin Plug point (Switch board itself) | #REF! | Each |  | 0 | #REF! |  |  | #REF! |  |  | #REF! | #REF! | #REF! | #REF! | #REF! | #REF! | #REF!
68 | 5 amps 5 pin Plug point (Convenient places) | #REF! | Each |  | 0 | #REF! |  |  | #REF! |  |  | #REF! | #REF! | #REF! | #REF! | #REF! | #REF! | #REF!
69 | 15 Amp. Power plug | 129 | Each | 6 | 6 | 774 | 36 | 72 | 9288 | 8 | 24 | 3096 | 102 | 13158 |  | 0 | 102 | 13158
70.1 | Bulk head fitting | #REF! | Each |  | 0 | #REF! |  |  | #REF! |  |  | #REF! | #REF! | #REF! | #REF! | #REF! | #REF! | #REF!
70.2 | S & F of Tube light with fittings |  | Each |  | 0 | 0 |  |  | 0 |  |  | 0 | #REF! | #REF! | #REF! | #REF! | #REF! | #REF!
70.3 | S & F of 40/ 60 w bulb | #REF! | Each |  | 0 | #REF! |  |  | #REF! |  |  | #REF! | #REF! | #REF! | #REF! | #REF! | #REF! | #REF!
70.4 | S & F of plastic shade | #REF! | Each |  | 0 | #REF! |  |  | #REF! |  |  | #REF! | #REF! | #REF! | #REF! | #REF! | #REF! | #REF!
71 | Double pole main switch | #REF! | Each |  | 0 | #REF! |  |  | #REF! |  |  | #REF! | #REF! | #REF! | #REF! | #REF! | #REF! | #REF!
72 | Box type Fibre Fan hook | 33.9 | Each | 12 | 12 | 406.8 | 72 | 144 | 4881.6 | 24 | 72 | 2440.8 | 228 | 7729.2 |  | 0 | 228 | 7729.2
73.1 | 6 way - D.B. | 4020 | Each | 1 | 1 | 4020 | 2 | 4 | 16080 | 1 | 3 | 12060 | 8 | 32160 |  | 0 | 8 | 32160
73.2 | 4 way - D.B. | 3250 | Each |  | 0 | 0 |  | 0 | 0 |  | 0 | 0 | 0 | 0 |  | 0 | 0 | 0
74 | Charges for fixing of "Fan" | 467 | Each | 8 | 8 | 3736 | 48 | 96 | 44832 | 16 | 48 | 22416 | 152 | 70984 |  | 0 | 152 | 70984
75 | Supply and delivery of Fan |  |  |  | 0 | 0 |  |  | 0 |  |  | 0 | #REF! | #REF! | #REF! | #REF! | #REF! | #REF!
| a. 48" (1200 mm) |  | Each |  | 0 | 0 |  |  | 0 |  |  | 0 | #REF! | #REF! | #REF! | #REF! | #REF! | #REF!
| b. 42" (1050 mm) |  | Each |  | 0 | 0 |  |  | 0 |  |  | 0 | #REF! | #REF! | #REF! | #REF! | #REF! | #REF!
76 | 8 SWG wire | 21.6 | Rmt | 10 | 10 | 216 | 30 | 60 | 1296 | 15 | 45 | 972 | 115 | 2484 |  | 0 | 115 | 2484
77 | Run of main 2 wires of 1.50 Sqmm. | #REF! | Rmt |  | 0 | #REF! |  |  | #REF! |  |  | #REF! | #REF! | #REF! | #REF! | #REF! | #REF! | #REF!
77.1 | Run of 2 wires of 4 sqmm with continuous earth by means of 2.5sqmm | #REF! | Rmt |  | 0 | #REF! |  |  | #REF! |  |  | #REF! | #REF! | #REF! | #REF! | #REF! | #REF! | #REF!
77.2 | S & F of A/C metal clad switch | #REF! | Each |  | 0 | #REF! |  |  | #REF! |  |  | #REF! | #REF! | #REF! | #REF! | #REF! | #REF! | #REF!
77.3 | S&F of TV/Telephone line Socket | 80 | Each | 6 | 6 | 480 | 36 | 72 | 5760 | 12 | 36 | 2880 | 114 | 9120 |  | 0 | 114 | 9120
77.4 | S&F of 20mm dia PVC pipe for TV/Telephone line | 72.01 | Rmt | 39 | 39 | 2808.39 | 234 | 468 | 33700.68 | 78 | 234 | 16850.34 | 741 | 53359.41 |  | 0 | 741 | 53359.41
78 | Earthing Station IS3043 (Type I) | 2355 | Each | 2 | 2 | 4710 | 2 | 4 | 9420 | 1 | 3 | 7065 | 9 | 21195 |  | 0 | 9 | 21195
78.1 | Earthing Station (Type II) |  | Each |  | 0 | 0 |  |  | 0 |  |  | 0 | #REF! | #REF! | #REF! | #REF! | #REF! | #REF!
79.1 | 1 No.of 30Amps - Fuse Unit | #REF! | Each |  | 0 | #REF! |  |  | #REF! |  |  | #REF! | #REF! | #REF! | #REF! | #REF! | #REF! | #REF!
79.2 | 3 Nos.of 30Amps - Fuse Unit | #REF! | Each |  | 0 | #REF! |  |  | #REF! |  |  | #REF! | #REF! | #REF! | #REF! | #REF! | #REF! | #REF!
80 | 375 x 300 x 20 mm T.W. plank | #REF! | Each |  | 0 | #REF! |  |  | #REF! |  |  | #REF! | #REF! | #REF! | #REF! | #REF! | #REF! | #REF!
81 | Meter cupboard | 2211.57 | Sqm |  | 0 | 0 |  | 0 | 0 |  | 0 | 0 | 0 | 0 |  | 0 | 0 | 0
82 | Street lights | #REF! | Each |  | 0 | #REF! |  |  | #REF! |  |  | #REF! | #REF! | #REF! | #REF! | #REF! | #REF! | #REF!
83 | M.S Angle | #REF! | Rmt |  | 0 | #REF! |  |  | #REF! |  |  | #REF! | #REF! | #REF! | #REF! | #REF! | #REF! | #REF!
84 | Run of 2 wires of 4 sqmm |  | Rmt |  | 0 | 0 |  |  | 0 |  |  | 0 | #REF! | #REF! | #REF! | #REF! | #REF! | #REF!
85 | Supply of G.I pipe 25mm dia | #REF! | Rmt |  | 0 | #REF! |  |  | #REF! |  |  | #REF! | #REF! | #REF! | #REF! | #REF! | #REF! | #REF!
86 | Anti termite treatment | 33.9 | Sqm. | 91.53 | 91.53 | 3102.87 | 205.4 | 410.8 | 13926.12 | 61.7 | 185.1 | 6274.89 | 687.43 | 23303.88 |  | 0 | 687.43 | 23303.88
87 | ELCB Single phase | #REF! | Each |  | 0 | #REF! |  |  | #REF! |  |  | #REF! | #REF! | #REF! | #REF! | #REF! | #REF! | #REF!
112 | S & F of Exsaust Fan 300 mm dia | #REF! | Each |  | 0 | #REF! |  |  | #REF! |  |  | #REF! | #REF! | #REF! | #REF! | #REF! | #REF! | #REF!
238 | Anticorrosive treatment for steel grills | #REF! | MT |  | 0 | #REF! |  |  | #REF! |  |  | #REF! | #REF! | #REF! | #REF! | #REF! | #REF! | #REF!
| ANNEXURE |  |  |  | 0 | 0 |  | 0 | 0 |  | 0 | 0 | 0 | 0 |  | 0 | 0 | 0
14.I | Precast Cupboard slab 20 mm tk.using standardised concrete mix M20 (annexure) |  |  |  | 0 | 0 |  | 0 | 0 |  | 0 | 0 | 0 | 0 |  | 0 | 0 | 0
| a. In Ground floor | 1154.87 | Sqm. | 7.56 | 7.56 | 8730.82 | 33.8 | 67.6 | 78069.21 | 13.9 | 41.7 | 48158.08 | 116.86 | 134958.11 |  | 0 | 116.86 | 134958.11
| b. In First floor | 1158.44 | Sqm. | 7.56 | 7.56 | 8757.81 | 33.8 | 67.6 | 78310.54 | 13.9 | 41.7 | 48306.95 | 116.86 | 135375.3 |  | 0 | 116.86 | 135375.3
| c. In Second floor | 1162.01 | Sqm. |  | 0 | 0 | 33.8 | 67.6 | 78551.88 | 13.9 | 41.7 | 48455.82 | 109.3 | 127007.69 |  | 0 | 109.3 | 127007.69
| d. In Third floor | 1190.57 | Sqm. |  | 0 | 0 | 33.8 | 67.6 | 80482.53 | 13.9 | 41.7 | 49646.77 | 109.3 | 130129.3 |  | 0 | 109.3 | 130129.3
| e. In Fourth floor | #REF! | Sqm. |  | 0 | #REF! |  |  | #REF! |  |  | #REF! | #REF! | #REF! | #REF! | #REF! | #REF! | #REF!
14.II | Precast cupboard slab 40 mm tkusing standardised concrete mix M20 (annexure) |  |  |  | 0 | 0 |  | 0 | 0 |  | 0 | 0 | 0 | 0 |  | 0 | 0 | 0
| a. In Foundation & basement | 1281.9 | Sqm. | 3.3 | 3.3 | 4230.27 | 6.75 | 13.5 | 17305.65 | 2.3 | 6.9 | 8845.11 | 23.7 | 30381.03 |  | 0 | 23.7 | 30381.03
| b. In Ground floor | 1285.53 | Sqm. | 0.3 | 0.3 | 385.66 | 3.6 | 7.2 | 9255.82 | 1.2 | 3.6 | 4627.91 | 11.1 | 14269.38 |  | 0 | 11.1 | 14269.38
| c. In First floor | 1292.68 | Sqm. | 0.3 | 0.3 | 387.8 | 3.6 | 7.2 | 9307.3 | 1.2 | 3.6 | 4653.65 | 11.1 | 14348.75 |  | 0 | 11.1 | 14348.75
| d. In Second floor | 1299.83 | Sqm. |  | 0 | 0 | 3.6 | 7.2 | 9358.78 | 1.2 | 3.6 | 4679.39 | 10.8 | 14038.16 |  | 0 | 10.8 | 14038.16
| e. In Third floor | #REF! | Sqm. |  | 0 | #REF! |  |  | #REF! |  |  | #REF! | #REF! | #REF! | #REF! | #REF! | #REF! | #REF!
| f. In Fourth floor | #REF! | Sqm. |  | 0 | #REF! |  |  | #REF! |  |  | #REF! | #REF! | #REF! | #REF! | #REF! | #REF! | #REF!
14.I | Precast Cupboard slab 20 mm tk.using standardised concrete mix M30 (annexure) |  |  |  | 0 | 0 |  |  | 0 |  |  | 0 | #REF! | #REF! | #REF! | #REF! | #REF! | #REF!
| a. In Ground floor | #REF! | Sqm. |  | 0 | #REF! |  |  | #REF! |  |  | #REF! | #REF! | #REF! | #REF! | #REF! | #REF! | #REF!
| b. In First floor | #REF! | Sqm. |  | 0 | #REF! |  |  | #REF! |  |  | #REF! | #REF! | #REF! | #REF! | #REF! | #REF! | #REF!
| c. In Second floor | #REF! | Sqm. |  | 0 | #REF! |  |  | #REF! |  |  | #REF! | #REF! | #REF! | #REF! | #REF! | #REF! | #REF!
| d. In Third floor | #REF! | Sqm. |  | 0 | #REF! |  |  | #REF! |  |  | #REF! | #REF! | #REF! | #REF! | #REF! | #REF! | #REF!
| e. In Fourth floor | #REF! | Sqm. |  | 0 | #REF! |  |  | #REF! |  |  | #REF! | #REF! | #REF! | #REF! | #REF! | #REF! | #REF!
14.II | Precast cupboard slab 40 mm tkusing standardised concrete mix M30 (annexure) |  |  |  | 0 | 0 |  |  | 0 |  |  | 0 | #REF! | #REF! | #REF! | #REF! | #REF! | #REF!
| a. In Foundation & basement | #REF! | Sqm. |  | 0 | #REF! |  |  | #REF! |  |  | #REF! | #REF! | #REF! | #REF! | #REF! | #REF! | #REF!
| b. In Ground floor | #REF! | Sqm. |  | 0 | #REF! |  |  | #REF! |  |  | #REF! | #REF! | #REF! | #REF! | #REF! | #REF! | #REF!
| c. In First floor | #REF! | Sqm. |  | 0 | #REF! |  |  | #REF! |  |  | #REF! | #REF! | #REF! | #REF! | #REF! | #REF! | #REF!
| d. In Second floor | #REF! | Sqm. |  | 0 | #REF! |  |  | #REF! |  |  | #REF! | #REF! | #REF! | #REF! | #REF! | #REF! | #REF!
| e. In Third floor | #REF! | Sqm. |  | 0 | #REF! |  |  | #REF! |  |  | #REF! | #REF! | #REF! | #REF! | #REF! | #REF! | #REF!
| f. In Fourth floor | #REF! | Sqm. |  | 0 | #REF! |  |  | #REF! |  |  | #REF! | #REF! | #REF! | #REF! | #REF! | #REF! | #REF!
| Precast Jally ventilator 50mm tk.using standardised concrete mix M30 (annexure) without vibrating charges |  |  |  | 0 | 0 |  |  | 0 |  |  | 0 | #REF! | #REF! | #REF! | #REF! | #REF! | #REF!
| a. In Ground floor | #REF! | Sqm. |  | 0 | #REF! |  |  | #REF! |  |  | #REF! | #REF! | #REF! | #REF! | #REF! | #REF! | #REF!
| b. In First floor | #REF! | Sqm. |  | 0 | #REF! |  |  | #REF! |  |  | #REF! | #REF! | #REF! | #REF! | #REF! | #REF! | #REF!
| c. In Second floor | #REF! | Sqm. |  | 0 | #REF! |  |  | #REF! |  |  | #REF! | #REF! | #REF! | #REF! | #REF! | #REF! | #REF!
| d. In Third floor | #REF! | Sqm. |  | 0 | #REF! |  |  | #REF! |  |  | #REF! | #REF! | #REF! | #REF! | #REF! | #REF! | #REF!
| e. In Fourth floor | #REF! | Sqm. |  | 0 | #REF! |  |  | #REF! |  |  | #REF! | #REF! | #REF! | #REF! | #REF! | #REF! | #REF!
| d. In Third floor | 1306.98 | Sqm. |  | 0 | 0 | 3.6 | 7.2 | 9410.26 | 1.2 | 3.6 | 4705.13 | 10.8 | 14115.38 |  | 0 | 10.8 | 14115.38
| Precast Jally ventilator 50mm tk.using standardised concrete mix M20 (annexure) without vibrating charges |  |  |  | 0 | 0 |  | 0 | 0 |  | 0 | 0 | 0 | 0 |  | 0 | 0 | 0
| a. In Ground Floor | 2311.23 | Sqm. | 1.1 | 1.1 | 2542.35 | 6.8 | 13.6 | 31432.73 | 3 | 9 | 20801.07 | 23.7 | 54776.15 |  | 0 | 23.7 | 54776.15
| b. In First floor | 2317.89 | Sqm. | 3.1 | 3.1 | 7185.46 | 6.8 | 13.6 | 31523.3 | 3 | 9 | 20861.01 | 25.7 | 59569.77 |  | 0 | 25.7 | 59569.77
| c. In Second floor | 2324.55 | Sqm. |  | 0 | 0 | 6.8 | 13.6 | 31613.88 | 3 | 9 | 20920.95 | 22.6 | 52534.83 |  | 0 | 22.6 | 52534.83
| d. In Third floor | 2331.21 | Sqm. |  | 0 | 0 | 6.8 | 13.6 | 31704.46 | 3 | 9 | 20980.89 | 22.6 | 52685.35 |  | 0 | 22.6 | 52685.35
| e. In Fourth floor | 2337.87 | Sqm. |  | 0 | 0 | 4.1 | 8.2 | 19170.53 | 2.1 | 6.3 | 14728.58 | 14.5 | 33899.12 |  | 0 | 14.5 | 33899.12
| f. In Fifth floor | #REF! | Sqm. |  | 0 | #REF! |  |  | #REF! |  |  | #REF! | #REF! | #REF! | #REF! | #REF! | #REF! | #REF!
4.1 | Standardised concrete Mix M20 Grade Concrete |  |  |  | 0 | 0 |  | 0 | 0 |  | 0 | 0 | 0 | 0 |  | 0 | 0 | 0
| a. In Foundation and basement | 6922.33 | Cum | 19.5 | 19.5 | 134985.44 | 52.7 | 105.4 | 729613.58 | 25.05 | 75.15 | 520213.1 | 200.05 | 1384812.12 |  | 0 | 200.05 | 1384812.12
8.1 | b. Ground Floor | 7012.23 | Cum | 22.5 | 22.5 | 157775.18 | 54 | 108 | 757320.84 | 15.7 | 47.1 | 330276.03 | 177.6 | 1245372.05 |  |  | 177.6 | 1245372.05
| c. In First Floor | 7189.23 | Cum | 24.9 | 24.9 | 179011.83 | 54 | 108 | 776436.84 | 15.7 | 47.1 | 338612.73 | 180 | 1294061.4 |  | 0 | 180 | 1294061.4
| d. In Second Floor | 7366.23 | Cum | 3.6 | 3.6 | 26518.43 | 54 | 108 | 795552.84 | 15.7 | 47.1 | 346949.43 | 158.7 | 1169020.7 |  | 0 | 158.7 | 1169020.7
| e. In Third floor | 7543.23 | Cum |  | 0 | 0 | 54 | 108 | 814668.84 | 15.7 | 47.1 | 355286.13 | 155.1 | 1169954.97 |  | 0 | 155.1 | 1169954.97
| f.In fourth floor | 7720.23 | Cum |  | 0 | 0 | 9.6 | 19.2 | 148228.42 | 5.6 | 16.8 | 129699.86 | 36 | 277928.28 |  | 0 | 36 | 277928.28
4.1.1 | Standardised concrete Mix M30 Grade Concrete |  |  |  | 0 | 0 |  | 0 | 0 |  | 0 | 0 | 0 | 0 |  | 0 | 0 | 0
| a. In Foundation and basement | 7446.86 | Cum |  | 0 | 0 |  | 0 | 0 |  | 0 | 0 | 0 | 0 |  | 0 | 0 | 0
| b. In Ground Floor | #REF! | Cum |  | 0 | #REF! |  |  | #REF! |  |  | #REF! | #REF! | #REF! | #REF! | #REF! | #REF! | #REF!
| c. In First Floor | #REF! | Cum |  | 0 | #REF! |  |  | #REF! |  |  | #REF! | #REF! | #REF! | #REF! | #REF! | #REF! | #REF!
| d. In Second Floor | #REF! | Cum |  | 0 | #REF! |  |  | #REF! |  |  | #REF! | #REF! | #REF! | #REF! | #REF! | #REF! | #REF!
| e. In Third floor | #REF! | Cum |  | 0 | #REF! |  |  | #REF! |  |  | #REF! | #REF! | #REF! | #REF! | #REF! | #REF! | #REF!
| RCC M30 mix using hard broken stone jelly for foundation and basement |  |  |  | 0 | 0 |  |  | 0 |  |  | 0 | #REF! | #REF! | #REF! | #REF! | #REF! | #REF!
| a. Foundation & basement | #REF! | Cum |  | 0 | #REF! |  |  | #REF! |  |  | #REF! | #REF! | #REF! | #REF! | #REF! | #REF! | #REF!
| b.Stilt floor | #REF! | Cum |  | 0 | #REF! |  |  | #REF! |  |  | #REF! | #REF! | #REF! | #REF! | #REF! | #REF! | #REF!
| Cement Concrete using desing mix of grade M25 concrete |  |  |  | 0 | 0 |  |  | 0 |  |  | 0 | #REF! | #REF! | #REF! | #REF! | #REF! | #REF!
| a. In Foundation and basement | #REF! | Cum. |  | 0 | #REF! |  |  | #REF! |  |  | #REF! | #REF! | #REF! | #REF! | #REF! | #REF! | #REF!
| b. In Stilt /Ground Floor | #REF! | Cum. |  | 0 | #REF! |  |  | #REF! |  |  | #REF! | #REF! | #REF! | #REF! | #REF! | #REF! | #REF!
| c. In First Floor | #REF! | Cum. |  | 0 | #REF! |  |  | #REF! |  |  | #REF! | #REF! | #REF! | #REF! | #REF! | #REF! | #REF!
| d. In Second Floor | #REF! | Cum. |  | 0 | #REF! |  |  | #REF! |  |  | #REF! | #REF! | #REF! | #REF! | #REF! | #REF! | #REF!
| e. In Third floor | #REF! | Cum. |  | 0 | #REF! |  |  | #REF! |  |  | #REF! | #REF! | #REF! | #REF! | #REF! | #REF! | #REF!
| f. In Fourth Floor | #REF! | Cum. |  | 0 | #REF! |  |  | #REF! |  |  | #REF! | #REF! | #REF! | #REF! | #REF! | #REF! | #REF!
| g. In Fifth Floor | #REF! | Cum. |  | 0 | #REF! |  |  | #REF! |  |  | #REF! | #REF! | #REF! | #REF! | #REF! | #REF! | #REF!
| h. In Sixth Floor | #REF! | Cum. |  | 0 | #REF! |  |  | #REF! |  |  | #REF! | #REF! | #REF! | #REF! | #REF! | #REF! | #REF!
| i. In Seventh Floor | #REF! | Cum. |  | 0 | #REF! |  |  | #REF! |  |  | #REF! | #REF! | #REF! | #REF! | #REF! | #REF! | #REF!
| j.in Eighth floor | #REF! | Cum. |  | 0 | #REF! |  |  | #REF! |  |  | #REF! | #REF! | #REF! | #REF! | #REF! | #REF! | #REF!
| k.in Ninth floor | #REF! | Cum. |  | 0 | #REF! |  |  | #REF! |  |  | #REF! | #REF! | #REF! | #REF! | #REF! | #REF! | #REF!
| l.in Tenth floor | #REF! | Cum. |  | 0 | #REF! |  |  | #REF! |  |  | #REF! | #REF! | #REF! | #REF! | #REF! | #REF! | #REF!
| l. In Eleventh floor | #REF! | Cum. |  | 0 | #REF! |  |  | #REF! |  |  | #REF! | #REF! | #REF! | #REF! | #REF! | #REF! | #REF!
| m. In Twelth floor | #REF! | Cum. |  | 0 | #REF! |  |  | #REF! |  |  | #REF! | #REF! | #REF! | #REF! | #REF! | #REF! | #REF!
| n. In Thirteen floor | #REF! | Cum. |  | 0 | #REF! |  |  | #REF! |  |  | #REF! | #REF! | #REF! | #REF! | #REF! | #REF! | #REF!
9.2 | Brick work in C.M. 1:6 using chamber Burnt bricks of size 23 x 11.4 x 7.5 cm (9" x 4 1/2"x 3") |  |  |  | 0 | 0 |  |  | 0 |  |  | 0 | #REF! | #REF! | #REF! | #REF! | #REF! | #REF!
| g. In Fifth Floor | #REF! | Cum. |  | 0 | #REF! |  |  | #REF! |  |  | #REF! | #REF! | #REF! | #REF! | #REF! | #REF! | #REF!
| h. In Sixth Floor | #REF! | Cum. |  | 0 | #REF! |  |  | #REF! |  |  | #REF! | #REF! | #REF! | #REF! | #REF! | #REF! | #REF!
| i. In Seventh Floor | #REF! | Cum. |  | 0 | #REF! |  |  | #REF! |  |  | #REF! | #REF! | #REF! | #REF! | #REF! | #REF! | #REF!
| j.in Eighth floor | #REF! | Cum. |  | 0 | #REF! |  |  | #REF! |  |  | #REF! | #REF! | #REF! | #REF! | #REF! | #REF! | #REF!
| k.in Ninth floor | #REF! | Cum. |  | 0 | #REF! |  |  | #REF! |  |  | #REF! | #REF! | #REF! | #REF! | #REF! | #REF! | #REF!
| l.in Tenth floor | #REF! |  |  | 0 | #REF! |  |  | #REF! |  |  | #REF! | #REF! | #REF! | #REF! | #REF! | #REF! | #REF!
10.2 | Brick partition work in C.M. 1:4 using chamber Burnt bricks of size 23 x 11.4 x 7.5 cm (9" x 4 1/2"x 3") 114 mm tk (B.P.) |  |  |  | 0 | 0 |  |  | 0 |  |  | 0 | #REF! | #REF! | #REF! | #REF! | #REF! | #REF!
| g. In Fifth Floor | #REF! | Cum. |  | 0 | #REF! |  |  | #REF! |  |  | #REF! | #REF! | #REF! | #REF! | #REF! | #REF! | #REF!
| h. In Sixth Floor | #REF! | Cum. |  | 0 | #REF! |  |  | #REF! |  |  | #REF! | #REF! | #REF! | #REF! | #REF! | #REF! | #REF!
| i. In Seventh Floor | #REF! | Cum. |  | 0 | #REF! |  |  | #REF! |  |  | #REF! | #REF! | #REF! | #REF! | #REF! | #REF! | #REF!
| j.in Eighth floor | #REF! | Cum. |  | 0 | #REF! |  |  | #REF! |  |  | #REF! | #REF! | #REF! | #REF! | #REF! | #REF! | #REF!
| k.in Ninth floor | #REF! | Cum. |  | 0 | #REF! |  |  | #REF! |  |  | #REF! | #REF! | #REF! | #REF! | #REF! | #REF! | #REF!
11.2 | Brick work in C.M. 1:4 using chamber Burnt bricks of size 23 x 11.4 x 7.5 cm (9" x 4 1/2"x 3") 75 mm tk (B.P.) |  |  |  | 0 | 0 |  |  | 0 |  |  | 0 | #REF! | #REF! | #REF! | #REF! | #REF! | #REF!
| g. In Fifth Floor | #REF! | Sqm |  | 0 | #REF! |  |  | #REF! |  |  | #REF! | #REF! | #REF! | #REF! | #REF! | #REF! | #REF!
| h. In Sixth Floor | #REF! | Sqm |  | 0 | #REF! |  |  | #REF! |  |  | #REF! | #REF! | #REF! | #REF! | #REF! | #REF! | #REF!
| i. In Seventh Floor | #REF! | Sqm |  | 0 | #REF! |  |  | #REF! |  |  | #REF! | #REF! | #REF! | #REF! | #REF! | #REF! | #REF!
| j. In Eighth floor | #REF! | Sqm |  | 0 | #REF! |  |  | #REF! |  |  | #REF! | #REF! | #REF! | #REF! | #REF! | #REF! | #REF!
| k.in Ninth floor | #REF! | Sqm |  | 0 | #REF! |  |  | #REF! |  |  | #REF! | #REF! | #REF! | #REF! | #REF! | #REF! | #REF!
| Supply and laying of Hard core layer 200mm | 2796.22 | Cum |  | 0 | 0 |  |  | 0 |  |  | 0 | #REF! | #REF! | #REF! | #REF! | #REF! | #REF!
| Supplying and filling stonedust | #REF! | Cum. |  | 0 | #REF! |  |  | #REF! |  |  | #REF! | #REF! | #REF! | #REF! | #REF! | #REF! | #REF!
| Plastering with CM 1:3, 12mm with WPC | 227.04 | Sqm | 10.1 | 10.1 | 2293.1 | 90.7 | 181.4 | 41185.06 | 30.2 | 90.6 | 20569.82 | 282.1 | 64047.98 |  | 0 | 282.1 | 64047.98
| Supplying and filling with gravel | 378.9 | Cum |  | 0 | 0 | 89.9 | 179.8 | 68126.22 | 47.2 | 141.6 | 53652.24 | 321.4 | 121778.46 |  | 0 | 321.4 | 121778.46
| B.W in CM 1:4 in Superstructure in First floor | #REF! | Cum |  | 0 | #REF! |  |  | #REF! |  |  | #REF! | #REF! | #REF! | #REF! | #REF! | #REF! | #REF!
| B.W in CM 1:4 in Superstructure in second floor | #REF! | Cum |  | 0 | #REF! |  |  | #REF! |  |  | #REF! | #REF! | #REF! | #REF! | #REF! | #REF! | #REF!
| B.W in CM 1:4 in Superstructure for OHT d) In Third floor | #REF! | Cum |  | 0 | #REF! |  |  | #REF! |  |  | #REF! | #REF! | #REF! | #REF! | #REF! | #REF! | #REF!
| B.W in CM 1:4 in Superstructure for OHT e) In fourth floor | #REF! | Cum |  | 0 | #REF! |  |  | #REF! |  |  | #REF! | #REF! | #REF! | #REF! | #REF! | #REF! | #REF!
| Earth work excavation in Loose / sandy soils (including refilling) | #REF! |  |  | 0 | #REF! |  |  | #REF! |  |  | #REF! | #REF! | #REF! | #REF! | #REF! | #REF! | #REF!
| Earth work excavation in Loose / sandy soils (excluding refilling) for open foundation | #REF! |  |  | 0 | #REF! |  |  | #REF! |  |  | #REF! | #REF! | #REF! | #REF! | #REF! | #REF! | #REF!
| Earth work excavation in Loose / sandy soils (excluding refilling) for drain | #REF! |  |  | 0 | #REF! |  |  | #REF! |  |  | #REF! | #REF! | #REF! | #REF! | #REF! | #REF! | #REF!
3.8 |  |  | Cum |  | 0 | 0 |  |  | 0 |  |  | 0 | #REF! | #REF! | #REF! | #REF! | #REF! | #REF!
4.8 |  |  | Cum |  | 0 | 0 |  |  | 0 |  |  | 0 | #REF! | #REF! | #REF! | #REF! | #REF! | #REF!
8.4 | Providing earth quake resistant for Corner walls |  |  |  | 0 | 0 |  |  | 0 |  |  | 0 | #REF! | #REF! | #REF! | #REF! | #REF! | #REF!
| a. Foundation & basement | #REF! | Cum |  | 0 | #REF! |  |  | #REF! |  |  | #REF! | #REF! | #REF! | #REF! | #REF! | #REF! | #REF!
| b. Ground Floor | #REF! | Cum |  | 0 | #REF! |  |  | #REF! |  |  | #REF! | #REF! | #REF! | #REF! | #REF! | #REF! | #REF!
| c. First Floor | #REF! | Cum |  | 0 | #REF! |  |  | #REF! |  |  | #REF! | #REF! | #REF! | #REF! | #REF! | #REF! | #REF!
| d. Second Floor | #REF! | Cum |  | 0 | #REF! |  |  | #REF! |  |  | #REF! | #REF! | #REF! | #REF! | #REF! | #REF! | #REF!
8.5 | Providing earth quake resistant for Door/window Jambs |  |  |  | 0 | 0 |  |  | 0 |  |  | 0 | #REF! | #REF! | #REF! | #REF! | #REF! | #REF!
| a. Ground Floor | #REF! | Rmt |  | 0 | #REF! |  |  | #REF! |  |  | #REF! | #REF! | #REF! | #REF! | #REF! | #REF! | #REF!
| b. First Floor | #REF! | Rmt |  | 0 | #REF! |  |  | #REF! |  |  | #REF! | #REF! | #REF! | #REF! | #REF! | #REF! | #REF!
| c. Second Floor | #REF! | Rmt |  | 0 | #REF! |  |  | #REF! |  |  | #REF! | #REF! | #REF! | #REF! | #REF! | #REF! | #REF!
1.9.3.1 | Providing Bored pile using design mix M20 |  |  |  | 0 | 0 |  |  | 0 |  |  | 0 | #REF! | #REF! | #REF! | #REF! | #REF! | #REF!
| a.450mm dia | #REF! | Rmt |  | 0 | #REF! |  |  | #REF! |  |  | #REF! | #REF! | #REF! | #REF! | #REF! | #REF! | #REF!
| Chipping of RCC pile head to the required cut of level and clearing way debries with an average lead of 3 km entirely with city limits |  |  |  | 0 | 0 |  |  | 0 |  |  | 0 | #REF! | #REF! | #REF! | #REF! | #REF! | #REF!
| 450mm dia pile | 619.82 | Rmt |  | 0 | 0 |  |  | 0 |  |  | 0 | #REF! | #REF! | #REF! | #REF! | #REF! | #REF!
| Conducting routine vertical compression load test CER No.328/2014-15 | 70000 | Nos |  | 0 | 0 |  |  | 0 |  |  | 0 | #REF! | #REF! | #REF! | #REF! | #REF! | #REF!
| Mobilization charges including transporting to site CER No.328/2014-15 | 50000 | Set |  | 0 | 0 |  |  | 0 |  |  | 0 | #REF! | #REF! | #REF! | #REF! | #REF! | #REF!
| Red oxide plastering in CM 1:4 | #REF! | Sqm |  | 0 | #REF! |  |  | #REF! |  |  | #REF! | #REF! | #REF! | #REF! | #REF! | #REF! | #REF!
18.1 | Formwork using M.S.Sheet |  |  |  | 0 | 0 |  | 0 | 0 |  | 0 | 0 | 0 | 0 |  | 0 | 0 | 0
| a.For Column footings,plinth beam,Grade beam,Raftbeam,Raft slab etc., | 664.3 | Sqm | 85.86 | 85.86 | 57036.8 | 227.4 | 454.8 | 302123.64 | 105.4 | 316.2 | 210051.66 | 856.86 | 569212.1 |  | 0 | 856.86 | 569212.1
| b.Plain surfaces such as Roof slab,floorslab,Beams,lintels,lofts,sill slab,staircase,portico slab and other similar works | 751.65 | Sqm | 821 | 821 | 617104.65 | 1535.5 | 3071 | 2308317.15 | 440.6 | 1321.8 | 993530.97 | 5213.8 | 3918952.77 |  | 0 | 5213.8 | 3918952.77
| c.For Square and rectangular columns and small quantities | 901.98 | Sqm | 398.56 | 398.56 | 359493.15 | 728.1 | 1456.2 | 1313463.28 | 268.7 | 806.1 | 727086.08 | 2660.86 | 2400042.5 |  | 0 | 2660.86 | 2400042.5
| d.Vertical wall | 0 | Sqm |  | 0 | 0 |  | 0 | 0 |  | 0 | 0 | 0 | 0 |  | 0 | 0 | 0
| e.Circular column | 1803.96 | Sqm |  | 0 | 0 |  |  | 0 |  |  | 0 | #REF! | #REF! | #REF! | #REF! | #REF! | #REF!
| f.Curved surface | 1127.48 | Sqm |  | 0 | 0 |  |  | 0 |  |  | 0 | #REF! | #REF! | #REF! | #REF! | #REF! | #REF!
| g.Double centering portico area | 1503.3 | Sqm |  | 0 | 0 |  |  | 0 |  |  | 0 | #REF! | #REF! | #REF! | #REF! | #REF! | #REF!
21.6 | R.C.C.Door frames of size 100 x 75mm with one edge grooves size 't' x 20 mm using M20 grade ( with out vibrating charges) |  |  |  | 0 | 0 |  | 0 | 0 |  | 0 | 0 | 0 | 0 |  | 0 | 0 | 0
| a. 900 x 2100 mm | 2195.98 | Each | 4 | 4 | 8783.92 | 24 | 48 | 105407.04 | 8 | 24 | 52703.52 | 76 | 166894.48 |  | 0 | 76 | 166894.48
| c. 1200 x 2100 mm | #REF! | Each |  | 0 | #REF! |  |  | #REF! |  |  | #REF! | #REF! | #REF! | #REF! | #REF! | #REF! | #REF!
| d. 750 x 2100 mm | #REF! |  |  | 0 | #REF! |  |  | #REF! |  |  | #REF! | #REF! | #REF! | #REF! | #REF! | #REF! | #REF!
| c. 1000 x 2100 mm | #REF! | Each |  | 0 | #REF! |  |  | #REF! |  |  | #REF! | #REF! | #REF! | #REF! | #REF! | #REF! | #REF!
| Teak wood "Window" & Ventilator Shutter with 4mm thick pin headed glasses |  |  |  | 0 | 0 |  |  | 0 |  |  | 0 | #REF! | #REF! | #REF! | #REF! | #REF! | #REF!
| a. Window: 135 cm ht. | #REF! | Sqm. |  | 0 | #REF! |  |  | #REF! |  |  | #REF! | #REF! | #REF! | #REF! | #REF! | #REF! | #REF!
| b. Window: 120 cm ht. |  | Sqm. |  | 0 | 0 |  |  | 0 |  |  | 0 | #REF! | #REF! | #REF! | #REF! | #REF! | #REF!
| c. Window: 105 cm ht. | #REF! | Sqm. |  | 0 | #REF! |  |  | #REF! |  |  | #REF! | #REF! | #REF! | #REF! | #REF! | #REF! | #REF!
| d. Ventilator: (90 x 60 cm) | #REF! | Sqm. |  | 0 | #REF! |  |  | #REF! |  |  | #REF! | #REF! | #REF! | #REF! | #REF! | #REF! | #REF!
| d. Ventilator: (75 x 75 cm) | 2203.28 | Sqm. |  | 0 | 0 |  |  | 0 |  |  | 0 | #REF! | #REF! | #REF! | #REF! | #REF! | #REF!
22.3.2 | MDF board (18mm thick) double leaf shutters with TW frame for cup board/ ward robes. | #REF! | Sqm |  | 0 | #REF! |  |  | #REF! |  |  | #REF! | #REF! | #REF! | #REF! | #REF! | #REF! | #REF!
| T.W. frame & TW styles & rails with BWR double leaf shutters for cup board/ ward robes including two coat enamel paint & one coat primer. | #REF! | Sqm |  | 0 | #REF! |  |  | #REF! |  |  | #REF! | #REF! | #REF! | #REF! | #REF! | #REF! | #REF!
22.8 | MDF board door shutters (35mm thick) exterior grade both side laminated with external lipping. |  |  |  | 0 | 0 |  |  | 0 |  |  | 0 | #REF! | #REF! | #REF! | #REF! | #REF! | #REF!
| a. 1000X2100mm. | #REF! | Sqm |  | 0 | #REF! |  |  | #REF! |  |  | #REF! | #REF! | #REF! | #REF! | #REF! | #REF! | #REF!
| b. 900X2100mm. | #REF! | Sqm |  | 0 | #REF! |  |  | #REF! |  |  | #REF! | #REF! | #REF! | #REF! | #REF! | #REF! | #REF!
| c.1200X2100mm. |  | Sqm |  | 0 | 0 |  |  | 0 |  |  | 0 | #REF! | #REF! | #REF! | #REF! | #REF! | #REF!
| TW panelled door shutter with brass fittings. |  |  |  | 0 | 0 |  | 0 | 0 |  | 0 | 0 | 0 | 0 |  | 0 | 0 | 0
| a. 1000X2100mm.(Single leaf) | 5552.86 | Sqm | 3.69 | 3.69 | 20490.05 | 22.2 | 44.4 | 246546.98 | 7.38 | 22.14 | 122940.32 | 70.23 | 389977.36 |  | 0 | 70.23 | 389977.36
| b.1200x2400mm |  |  |  | 0 | 0 |  |  | 0 |  |  | 0 | #REF! | #REF! | #REF! | #REF! | #REF! | #REF!
| a. 1200X2100mm.(Single leaf) | #REF! | Sqm |  | 0 | #REF! |  |  | #REF! |  |  | #REF! | #REF! | #REF! | #REF! | #REF! | #REF! | #REF!
| b. 900X2100mm (over all size 900X2400mm.). | #REF! |  |  | 0 | #REF! |  |  | #REF! |  |  | #REF! | #REF! | #REF! | #REF! | #REF! | #REF! | #REF!
| c.1800X2400mm. |  |  |  | 0 | 0 |  |  | 0 |  |  | 0 | #REF! | #REF! | #REF! | #REF! | #REF! | #REF!
| TW double leaves shutter of size with brass fittings a.1800 x 2100mm | #REF! | Sqm |  | 0 | #REF! |  |  | #REF! |  |  | #REF! | #REF! | #REF! | #REF! | #REF! | #REF! | #REF!
| a. 1500X2100mm.(Double leaves) with Brass fittings | #REF! | Sqm |  | 0 | #REF! |  |  | #REF! |  |  | #REF! | #REF! | #REF! | #REF! | #REF! | #REF! | #REF!
| 2000X2400mm.(Double leaves) with Brass fittings | #REF! | Sqm |  | 0 | #REF! |  |  | #REF! |  |  | #REF! | #REF! | #REF! | #REF! | #REF! | #REF! | #REF!
| TW panelled door double leaves shutter with brass fittings of size . 1200X2100mm.( Crime & Traffic) | #REF! | Sqm |  | 0 | #REF! |  |  | #REF! |  |  | #REF! | #REF! | #REF! | #REF! | #REF! | #REF! | #REF!
| TW panelled door double leaves shutter with brass fittings of size . 2000X2100mm. | #REF! | Sqm |  | 0 | #REF! |  |  | #REF! |  |  | #REF! | #REF! | #REF! | #REF! | #REF! | #REF! | #REF!
| TW styles & rails with 9mm thick BWR single leaf shutters with brass screws size of 900x2100 mm | 3263.68 | Sqm | 6.56 | 6.56 | 21409.74 | 39.4 | 78.8 | 257177.98 | 13.2 | 39.6 | 129241.73 | 124.96 | 407829.45 |  | 0 | 124.96 | 407829.45
| TW styles & rails with 9mm thick BWR single leaf shutters with brass screws size of 750x2100 mm | #REF! | Sqm |  | 0 | #REF! |  |  | #REF! |  |  | #REF! | #REF! | #REF! | #REF! | #REF! | #REF! | #REF!
| TW styles & rails with 9mm thick BWR single leaf shutters with brass screws size of 1000 x 2100 mm | #REF! | Sqm |  | 0 | #REF! |  |  | #REF! |  |  | #REF! | #REF! | #REF! | #REF! | #REF! | #REF! | #REF!
| TW styles & rails with 9mm thick BWR Double leaves shutters with brass screws size of 1500x2100 mm |  | Sqm |  | 0 | 0 |  |  | 0 |  |  | 0 | #REF! | #REF! | #REF! | #REF! | #REF! | #REF!
| TW styles & rails with 9mm thick BWR single leaf shutters with brass screws size of 1200x2100 | #REF! | Sqm |  | 0 | #REF! |  |  | #REF! |  |  | #REF! | #REF! | #REF! | #REF! | #REF! | #REF! | #REF!
21.5.2 | Supply and Fixing Soild PVC door Shutter with frame | 2828 | Sqm | 6.3 | 6.3 | 17816.4 | 37.8 | 75.6 | 213796.8 | 12.6 | 37.8 | 106898.4 | 119.7 | 338511.6 |  | 0 | 119.7 | 338511.6
23.2.1 | 4mm thick pin headed Glass panels with Aluminium beedings | 688.2 | Sqm | 20.94 | 20.94 | 14410.91 | 88.9 | 177.8 | 122361.96 | 30 | 90 | 61938 | 288.74 | 198710.87 |  | 0 | 288.74 | 198710.87
| Cuddappa slab 20 mm tk.for kitchen hearth slab. |  |  |  | 0 | 0 |  |  | 0 |  |  | 0 | #REF! | #REF! | #REF! | #REF! | #REF! | #REF!
| a. In Ground floor | #REF! | Sqm. |  | 0 | #REF! |  |  | #REF! |  |  | #REF! | #REF! | #REF! | #REF! | #REF! | #REF! | #REF!
| b. In First floor | #REF! | Sqm. |  | 0 | #REF! |  |  | #REF! |  |  | #REF! | #REF! | #REF! | #REF! | #REF! | #REF! | #REF!
| c. In Second floor | #REF! | Sqm. |  | 0 | #REF! |  |  | #REF! |  |  | #REF! | #REF! | #REF! | #REF! | #REF! | #REF! | #REF!
| d. In Third floor | #REF! | Sqm. |  | 0 | #REF! |  |  | #REF! |  |  | #REF! | #REF! | #REF! | #REF! | #REF! | #REF! | #REF!
| e. In Fourth floor | #REF! | Sqm. |  | 0 | #REF! |  |  | #REF! |  |  | #REF! | #REF! | #REF! | #REF! | #REF! | #REF! | #REF!
| Cuddappa slab 20 mm tk.for C/B slab. |  |  |  | 0 | 0 |  |  | 0 |  |  | 0 | #REF! | #REF! | #REF! | #REF! | #REF! | #REF!
| a. Ground floor | #REF! | Sqm. |  | 0 | #REF! |  |  | #REF! |  |  | #REF! | #REF! | #REF! | #REF! | #REF! | #REF! | #REF!
| b. In First floor | #REF! | Sqm. |  | 0 | #REF! |  |  | #REF! |  |  | #REF! | #REF! | #REF! | #REF! | #REF! | #REF! | #REF!
| c. In Second floor | #REF! | Sqm. |  | 0 | #REF! |  |  | #REF! |  |  | #REF! | #REF! | #REF! | #REF! | #REF! | #REF! | #REF!
| d. In Third floor | #REF! | Sqm. |  | 0 | #REF! |  |  | #REF! |  |  | #REF! | #REF! | #REF! | #REF! | #REF! | #REF! | #REF!
| e. In Fourth floor | #REF! | Sqm. |  | 0 | #REF! |  |  | #REF! |  |  | #REF! | #REF! | #REF! | #REF! | #REF! | #REF! | #REF!
| Cuddappa slab 40 mm tk.for C/B slab. |  |  |  | 0 | 0 |  |  | 0 |  |  | 0 | #REF! | #REF! | #REF! | #REF! | #REF! | #REF!
| a. In Ground floor | #REF! | Sqm. |  | 0 | #REF! |  |  | #REF! |  |  | #REF! | #REF! | #REF! | #REF! | #REF! | #REF! | #REF!
| b. In First floor | #REF! | Sqm. |  | 0 | #REF! |  |  | #REF! |  |  | #REF! | #REF! | #REF! | #REF! | #REF! | #REF! | #REF!
| c. In Second floor | #REF! | Sqm. |  | 0 | #REF! |  |  | #REF! |  |  | #REF! | #REF! | #REF! | #REF! | #REF! | #REF! | #REF!
| d. In Third floor | #REF! | Sqm. |  | 0 | #REF! |  |  | #REF! |  |  | #REF! | #REF! | #REF! | #REF! | #REF! | #REF! | #REF!
| e. In Fourth floor | #REF! |  |  | 0 | #REF! |  |  | #REF! |  |  | #REF! | #REF! | #REF! | #REF! | #REF! | #REF! | #REF!
| Cuddappa slab 40 mm tk.for Sunshade. |  |  |  | 0 | 0 |  |  | 0 |  |  | 0 | #REF! | #REF! | #REF! | #REF! | #REF! | #REF!
| a. In Ground floor | #REF! | Sqm. |  | 0 | #REF! |  |  | #REF! |  |  | #REF! | #REF! | #REF! | #REF! | #REF! | #REF! | #REF!
| b. In First floor | #REF! | Sqm. |  | 0 | #REF! |  |  | #REF! |  |  | #REF! | #REF! | #REF! | #REF! | #REF! | #REF! | #REF!
| c. In Second floor | #REF! | Sqm. |  | 0 | #REF! |  |  | #REF! |  |  | #REF! | #REF! | #REF! | #REF! | #REF! | #REF! | #REF!
| d. In Third floor | #REF! | Sqm. |  | 0 | #REF! |  |  | #REF! |  |  | #REF! | #REF! | #REF! | #REF! | #REF! | #REF! | #REF!
| e. In Fourth floor | #REF! | Sqm. |  | 0 | #REF! |  |  | #REF! |  |  | #REF! | #REF! | #REF! | #REF! | #REF! | #REF! | #REF!
29.8 | Glazed tiles using Grout (Tile Joint Filler) | 1139.56 | Sqm | 54.4 | 54.4 | 61992.06 | 344.99 | 689.98 | 786273.61 | 128.1 | 384.3 | 437932.91 | 1128.68 | 1286198.58 |  | 0 | 1128.68 | 1286198.58
| Floor ceramic tiles using Grout (Tile Joint Filler). | #REF! | Sqm |  | 0 | #REF! |  |  | #REF! |  |  | #REF! | #REF! | #REF! | #REF! | #REF! | #REF! | #REF!
29.9 | Floor ceramic tiles (Anti-skid) using Grout (Tile Joint Filler). | 1009.63 | Sqm | 10.8 | 10.8 | 10904 | 67.32 | 134.64 | 135936.58 | 22.5 | 67.5 | 68150.03 | 212.94 | 214990.61 |  | 0 | 212.94 | 214990.61
38.4 | Two coat of cement paint over one coat white cement | 103.69 | Sqm |  | 0 | 0 |  | 0 | 0 |  | 0 | 0 | 0 | 0 |  | 0 | 0 | 0
38.5 | Matt paint | #REF! | Sqm |  | 0 | #REF! |  |  | #REF! |  |  | #REF! | #REF! | #REF! | #REF! | #REF! | #REF! | #REF!
38.6 | One coat white cement for new walls and other similar works. | 48.4 | Sqm | 709.46 | 709.46 | 34337.86 | 3000.2 | 6000.4 | 290419.36 | 819.6 | 2458.8 | 119005.92 | 9168.66 | 443763.14 |  | 0 | 9168.66 | 443763.14
42 | Fabrication of Mild steel / RTS grills (with cement slurry wash) for all sizes of rods. | #REF! | MT |  | 0 | #REF! |  |  | #REF! |  |  | #REF! | #REF! | #REF! | #REF! | #REF! | #REF! | #REF!
43 | Fabrication of Mild steel / RTS grills (without cement slurry) for all sizes of rods. | 68782.5 | MT | 6.04 | 6.04 | 415446.3 | 30.45 | 60.9 | 4188854.25 | 10.15 | 30.45 | 2094427.13 | 97.39 | 6698727.68 |  | 0 | 97.39 | 6698727.68
44.6 | PVC SWR 110 mm dia with ISI mark type- A for Rain water down fall pipe | 305.34 | Rmt | 26 | 26 | 7938.84 | 61.5 | 123 | 37556.82 | 21 | 63 | 19236.42 | 212 | 64732.08 |  | 0 | 212 | 64732.08
50.6 | Precast slab 50 mm tk.in C.C. 1:3:6 with fibre | 356.48 | Sqm |  | 0 | 0 |  | 0 | 0 |  | 0 | 0 | 0 | 0 | 153.6 | 54755.33 | 153.6 | 54755.33
52.4 | 20mm dia PVC water supply ASTM pipe (fully consealed in walls) | 188.81 | Rmt | 34 | 34 | 6419.54 | 258 | 516 | 97425.96 | 71.2 | 213.6 | 40329.82 | 763.6 | 144175.32 |  | 0 | 763.6 | 144175.32
53.4 | S&F of C.I Manhole cover 60 x 60 cm (50kg weight ) | #REF! | Each |  | 0 | #REF! |  |  | #REF! |  |  | #REF! | #REF! | #REF! | #REF! | #REF! | #REF! | #REF!
| Wash Hand Basin of size 550 x 400 mm | 2944.82 | Each | 4 | 4 | 11779.28 | 24 | 48 | 141351.36 | 8 | 24 | 70675.68 | 76 | 223806.32 |  | 0 | 76 | 223806.32
54.3 | Supplying and fixing of Brass Chromium plated screw down tap 15mm dia (heavy type not less than 430 grms weight) with ISI mark. | #REF! | Each |  | 0 | #REF! |  |  | #REF! |  |  | #REF! | #REF! | #REF! | #REF! | #REF! | #REF! | #REF!
56.3 | S & F of Indian Water closet white glazed (Oriya type) of size 580 x 440mm - in G.F. | #REF! | Each |  | 0 | #REF! |  |  | #REF! |  |  | #REF! | #REF! | #REF! | #REF! | #REF! | #REF! | #REF!
56.4 | S & F of Indian Water closet white glazed (Oriya type) of size 580 x 440mm - Other than G.F. | #REF! | Each |  | 0 | #REF! |  |  | #REF! |  |  | #REF! | #REF! | #REF! | #REF! | #REF! | #REF! | #REF!
58.3 | PVC SWR pipe (Soil line) with ISI mark - type 'B'. |  |  |  | 0 | 0 |  | 0 | 0 |  | 0 | 0 | 0 | 0 |  | 0 | 0 | 0
| a. 110 mm dia. | 610.45 | Rmt | 30 | 30 | 18313.5 | 195 | 390 | 238075.5 | 64.5 | 193.5 | 118122.08 | 613.5 | 374511.08 |  | 0 | 613.5 | 374511.08
| b. 75 mm dia. | 497.65 | Rmt | 53 | 53 | 26375.45 | 259.65 | 519.3 | 258429.65 | 86.5 | 259.5 | 129140.18 | 831.8 | 413945.27 |  | 0 | 831.8 | 413945.27
58.4 | Supplying, Laying & Concealing the 50mm dia PVC ( SWR) pipe with ISI mark type - 'B' with relevant specials. | 81.2 | Rmt | 9 | 9 | 730.8 | 60 | 120 | 9744 | 20 | 60 | 4872 | 189 | 15346.8 |  | 0 | 189 | 15346.8
64.1 | Wiring with 1.5 sqmm PVC insulated single core multi strand fire retardant flexible copper cable with ISI mark confirming IS: 694:1990.( Ordinary) |  |  |  | 0 | 0 |  | 0 | 0 |  | 0 | 0 | 0 | 0 |  | 0 | 0 | 0
| a. Light point with ceiling rose | 1340 | Each | 20 | 20 | 26800 | 106 | 212 | 284080 | 43 | 129 | 172860 | 361 | 483740 |  | 0 | 361 | 483740
| b. Light point without ceiling rose | 1344 | Each | 20 | 20 | 26880 | 124 | 248 | 333312 | 42 | 126 | 169344 | 394 | 529536 |  | 0 | 394 | 529536
| c. Calling bell point with Buzzer/Calling bell | 1372 | Each | 2 | 2 | 2744 | 12 | 24 | 32928 | 4 | 12 | 16464 | 38 | 52136 |  | 0 | 38 | 52136
65.1 | Wiring with 1.5 sqmm PVC insulated single core multi strand fire retardant flexible copper cable with ISI mark confirming IS: 694:1990 for Fan point. | 1399 | Each | 8 | 8 | 11192 | 48 | 96 | 134304 | 16 | 48 | 67152 | 152 | 212648 |  | 0 | 152 | 212648
66.1 | Wiring with 1.5 sqmm PVC insulated single core multi strand fire retardant flexible copper cable with ISI mark confirming IS: 694:1990 for Staircase Light Point. | 2507 | Each | 2 | 2 | 5014 | 10 | 20 | 50140 | 4 | 12 | 30084 | 34 | 85238 |  | 0 | 34 | 85238
| Wiring with 1.5 sqmm PVC insulated single core multi strand fire retardant flexible copper cable with ISI mark confirming IS: 694:1990 for 5 amps 5 pin plug socket point @ Switch Board Itself. | 688 | Each | 14 | 14 | 9632 | 76 | 152 | 104576 | 24 | 72 | 49536 | 238 | 163744 |  | 0 | 238 | 163744
68.2 | Wiring with 1.5 sqmm PVC insulated single core multi strand fire retardant flexible copper cable with ISI mark confirming IS: 694:1990 for 5 amps 5 pin plug socket point @ Convenient Places. | 934 | Each | 10 | 10 | 9340 | 60 | 120 | 112080 | 20 | 60 | 56040 | 190 | 177460 |  | 0 | 190 | 177460
70.5 | S & F of Tube light fitting (patty type ) with Electronic ballast and 36 W slim tube light | #REF! | Each |  | 0 | #REF! |  |  | #REF! |  |  | #REF! | #REF! | #REF! | #REF! | #REF! | #REF! | #REF!
| Supply and delivery of 48" (1200 mm) Fan with ISI mark with Eletronic Dimmer | 1300 | Each | 8 | 8 | 10400 | 48 | 96 | 124800 | 16 | 48 | 62400 | 152 | 197600 |  | 0 | 152 | 197600
| Run of 2 Wires of 4 sqmm PVC insulated single core multi strand fire retardant flexible copper cable with ISI mark confirming IS: 694:1990. | 250 | Rmt | 45 | 45 | 11250 | 192 | 384 | 96000 | 43.5 | 130.5 | 32625 | 559.5 | 139875 |  | 0 | 559.5 | 139875
77.5 | Run of 2 Wires of 1.5 sqmm PVC insulated single core multi strand fire retardant flexible copper cable with ISI mark confirming IS: 694:1990. | #REF! | Rmt |  | 0 | #REF! |  |  | #REF! |  |  | #REF! | #REF! | #REF! | #REF! | #REF! | #REF! | #REF!
| Run of 2 Wires of 4 sqmm PVC insulated single core multi strand fire retardant flexible copper cable with ISI mark confirming IS: 694:1990. | #REF! | Rmt |  | 0 | #REF! |  |  | #REF! |  |  | #REF! | #REF! | #REF! | #REF! | #REF! | #REF! | #REF!
| 4 x 4 Sq mm copper PVC insulated unsheathed single core cable for 3 phase EB service connection | 221 | Rmt | 23 | 23 | 5083 | 120 | 240 | 53040 | 40 | 120 | 26520 | 383 | 84643 |  | 0 | 383 | 84643
| Run of 2 Wires of 2.5 sqmm PVC insulated single core multi strand fire retardant flexible copper cable with ISI mark confirming IS: 694:1990. | 187 | Rmt | 38 | 38 | 7106 | 228 | 456 | 85272 | 132 | 396 | 74052 | 890 | 166430 |  | 0 | 890 | 166430
| Run of 4 Wires of 6 sqmm PVC insulated single core multi strand | #REF! | Rmt |  | 0 | #REF! |  |  | #REF! |  |  | #REF! | #REF! | #REF! | #REF! | #REF! | #REF! | #REF!
| Run of 4 Wires of 10 sqmm PVC insulated single core multi strand | #REF! | Rmt |  | 0 | #REF! |  |  | #REF! |  |  | #REF! | #REF! | #REF! | #REF! | #REF! | #REF! | #REF!
112.1 | S & F of Exsaust Fan 225mm dia | 1770 | Each | 2 | 2 | 3540 | 12 | 24 | 42480 | 4 | 12 | 21240 | 38 | 67260 |  | 0 | 38 | 67260
| Compact Fluoresent Lamp (CFL) |  |  |  | 0 | 0 |  |  | 0 |  |  | 0 | #REF! | #REF! | #REF! | #REF! | #REF! | #REF!
| a. 14W bulb for Bath & WC | #REF! | Each |  | 0 | #REF! |  |  | #REF! |  |  | #REF! | #REF! | #REF! | #REF! | #REF! | #REF! | #REF!
| b. 18w bulb for Bulk Head fittings | #REF! | Each |  | 0 | #REF! |  |  | #REF! |  |  | #REF! | #REF! | #REF! | #REF! | #REF! | #REF! | #REF!
| S & F of Bulk head fitting suitable for CFL | #REF! | Each |  | 0 | #REF! |  |  | #REF! |  |  | #REF! | #REF! | #REF! | #REF! | #REF! | #REF! | #REF!
44.2 | Rain water harvesting using defunct borewell and providing perforated cover slab |  |  |  | 0 | 0 |  | 0 | 0 |  | 0 | 0 | 0 | 0 |  | 0 | 0 | 0
| a). Providing pit | 1790.84 | Each | 2 | 2 | 3581.68 | 2 | 4 | 7163.36 | 1 | 3 | 5372.52 | 9 | 16117.56 |  | 0 | 9 | 16117.56
| b) Augering 30cm dia | 397.66 | Rmt | 6 | 6 | 2385.96 | 6 | 12 | 4771.92 | 3 | 9 | 3578.94 | 27 | 10736.82 |  | 0 | 27 | 10736.82
257.1 | S&F of M.S. Angle of size 35x35x5mm for staircase steps | #REF! | Rmt |  | 0 | #REF! |  |  | #REF! |  |  | #REF! | #REF! | #REF! | #REF! | #REF! | #REF! | #REF!
344.2 | S&F of Bevelled edge mirror 500 x 400 x 5.5mm | 375.7 | Each | 4 | 4 | 1502.8 | 24 | 48 | 18033.6 | 8 | 24 | 9016.8 | 76 | 28553.2 |  | 0 | 76 | 28553.2
383 | S&F of Cuddapah sink 600 x 600 x 200mm | 1000 | Each | 2 | 2 | 2000 | 12 | 24 | 24000 | 4 | 12 | 12000 | 38 | 38000 |  | 0 | 38 | 38000
383.1 | Providing nosing to the edges of Granite slab | 235 | Rmt |  | 0 | 0 |  |  | 0 |  |  | 0 | #REF! | #REF! | #REF! | #REF! | #REF! | #REF!
| Supply and fixing of PVC water supply (ASTM) a.50mm dia | #REF! |  |  | 0 | #REF! |  |  | #REF! |  |  | #REF! | #REF! | #REF! | #REF! | #REF! | #REF! | #REF!
384 | S&F of PVC flushing cistern | #REF! | Each |  | 0 | #REF! |  |  | #REF! |  |  | #REF! | #REF! | #REF! | #REF! | #REF! | #REF! | #REF!
385 | S&F of cloth drying arrangement | #REF! | Each |  | 0 | #REF! |  |  | #REF! |  |  | #REF! | #REF! | #REF! | #REF! | #REF! | #REF! | #REF!
238.1 | Anticorrosive treatment for window grills | #REF! | MT |  | 0 | #REF! |  |  | #REF! |  |  | #REF! | #REF! | #REF! | #REF! | #REF! | #REF! | #REF!
| Supplying and fixing of 32 AMPS Triple pole main switch | 1484.66 | Each | 3 | 3 | 4453.98 | 14 | 28 | 41570.48 | 5 | 15 | 22269.9 | 46 | 68294.36 |  | 0 | 46 | 68294.36
| 450 x 375 x 20 mm thick TW plank | 1170 | Each | 4 | 4 | 4680 | 16 | 32 | 37440 | 6 | 18 | 21060 | 54 | 63180 |  | 0 | 54 | 63180
| 3 Nos.of 32Amps - Fuse Unit | #REF! | Each |  | 0 | #REF! |  |  | #REF! |  |  | #REF! | #REF! | #REF! | #REF! | #REF! | #REF! | #REF!
| 1 Nos.of 32Amps - Fuse Unit | #REF! | Each |  | 0 | #REF! |  |  | #REF! |  |  | #REF! | #REF! | #REF! | #REF! | #REF! | #REF! | #REF!
| Supplying and delivery of Three phase ELCB/RCCB | 2870 | Each | 2 | 2 | 5740 | 12 | 24 | 68880 | 4 | 12 | 34440 | 38 | 109060 |  | 0 | 38 | 109060
| Supply of G.I pipe 40mm dia 'B' Class | #REF! | Rmt |  | 0 | #REF! |  |  | #REF! |  |  | #REF! | #REF! | #REF! | #REF! | #REF! | #REF! | #REF!
| Plastic Emulsion PAINT including primer for outer walls | 190.31 | Sqm | 594.09 | 594.09 | 113061.27 | 919.6 | 1839.2 | 350018.15 | 580.1 | 1740.3 | 331196.49 | 4173.59 | 794275.91 |  | 0 | 4173.59 | 794275.91
| Two coat of OBD over one coat white cement for inner walls | 98.77 | Sqm | 709.46 | 709.46 | 70073.36 | 3000.2 | 6000.4 | 592659.51 | 819.6 | 2458.8 | 242855.68 | 9168.66 | 905588.55 |  | 0 | 9168.66 | 905588.55
| #REF! | #REF! | Rmt |  | 0 | #REF! |  |  | #REF! |  |  | #REF! | #REF! | #REF! | #REF! | #REF! | #REF! | #REF!
| #REF! | #REF! | Rmt |  | 0 | #REF! |  |  | #REF! |  |  | #REF! | #REF! | #REF! | #REF! | #REF! | #REF! | #REF!
| 1 No.of 32 Amps - Fuse Unit | #REF! | Each |  | 0 | #REF! |  |  | #REF! |  |  | #REF! | #REF! | #REF! | #REF! | #REF! | #REF! | #REF!
| P. C.C. 1:3:6 for foundation & basement using 40mm metal | 5129.37 | Cum |  | 0 | 0 |  | 0 | 0 |  | 0 | 0 | 0 | 0 |  | 0 | 0 | 0
| Providing PVC Tee with end cap | 109.75 | Each | 6 | 6 | 658.5 | 36 | 72 | 7902 | 12 | 36 | 3951 | 114 | 12511.5 |  | 0 | 114 | 12511.5
| Granite Tiles flooring (Ruby red) | #REF! | Sqm |  | 0 | #REF! |  |  | #REF! |  |  | #REF! | #REF! | #REF! | #REF! | #REF! | #REF! | #REF!
| Providing wooden Melamine polish for new wood work | 1204.68 | Sqm | 9.45 | 9.45 | 11384.23 | 56.7 | 113.4 | 136610.71 | 18.9 | 56.7 | 68305.36 | 179.55 | 216300.29 |  | 0 | 179.55 | 216300.29
| Supplying and fixing of staineless steel hand rails | 4500 | Rmt |  | 0 | 0 |  |  | 0 |  |  | 0 | #REF! | #REF! | #REF! | #REF! | #REF! | #REF!
| Vitrified Tiles flooring (ivory) | 1084.79 | Sqm | 98.71 | 98.71 | 107079.62 | 522 | 1044 | 1132520.76 | 175.3 | 525.9 | 570491.06 | 1668.61 | 1810091.44 |  | 0 | 1668.61 | 1810091.44
| Vitrified Tiles flooring | #REF! | Sqm |  | 0 | #REF! |  |  | #REF! |  |  | #REF! | #REF! | #REF! | #REF! | #REF! | #REF! | #REF!
s | Concrete designer tiles flooring | #REF! | Sqm |  | 0 | #REF! |  |  | #REF! |  |  | #REF! | #REF! | #REF! | #REF! | #REF! | #REF! | #REF!
| Eurocon Tiles flooring | #REF! | Sqm |  | 0 | #REF! |  |  | #REF! |  |  | #REF! | #REF! | #REF! | #REF! | #REF! | #REF! | #REF!
| Supplying and fixing of Aluminium sliding window |  |  |  | 0 | 0 |  |  | 0 |  |  | 0 | #REF! | #REF! | #REF! | #REF! | #REF! | #REF!
| a.1.80 x 1.35 (Three track) | #REF! |  |  | 0 | #REF! |  |  | #REF! |  |  | #REF! | #REF! | #REF! | #REF! | #REF! | #REF! | #REF!
| b.1.35 x 1.35 (three track) | #REF! |  |  | 0 | #REF! |  |  | #REF! |  |  | #REF! | #REF! | #REF! | #REF! | #REF! | #REF! | #REF!
| a) size 1800x1350 SW1 |  | Sqm |  | 0 | 0 |  |  | 0 |  |  | 0 | #REF! | #REF! | #REF! | #REF! | #REF! | #REF!
| b)1200x1350 SW2 |  | Sqm |  | 0 | 0 |  |  | 0 |  |  | 0 | #REF! | #REF! | #REF! | #REF! | #REF! | #REF!
| supplying and fixing of colour matt finish floor tiles of size 12"x12" ( for officers) | #REF! | Sqm. |  | 0 | #REF! |  |  | #REF! |  |  | #REF! | #REF! | #REF! | #REF! | #REF! | #REF! | #REF!
| supplying and fixing of colour matt finish floor tiles of size 12"x12" ( for wall tiles) | #REF! | Sqm. |  | 0 | #REF! |  |  | #REF! |  |  | #REF! | #REF! | #REF! | #REF! | #REF! | #REF! | #REF!
| Supplying and fixing of wall panneling using Aluminium frame with MDF board | 3034.4 | Sqm |  | 0 | 0 |  |  | 0 |  |  | 0 | #REF! | #REF! | #REF! | #REF! | #REF! | #REF!
4.4 | Supply of material and lab ourfor Mineralfbre 600mmx600mm Grid false ceiling work | 915.02 | Sqm |  | 0 | 0 |  |  | 0 |  |  | 0 | #REF! | #REF! | #REF! | #REF! | #REF! | #REF!
| Supplying, fabricating, erecting and fixing Gyp board false ceiling using perforated sheet 10mm thk | 990 | Sqm |  | 0 | 0 |  |  | 0 |  |  | 0 | #REF! | #REF! | #REF! | #REF! | #REF! | #REF!
| Supplying and fixing of 100mm dia GI pipe | 905 | Rmt |  | 0 | 0 |  |  | 0 |  |  | 0 | #REF! | #REF! | #REF! | #REF! | #REF! | #REF!
| Supplying and fixing of Geyser (Data -SD 103) | 8467.3 | Each |  | 0 | 0 |  |  | 0 |  |  | 0 | #REF! | #REF! | #REF! | #REF! | #REF! | #REF!
| Supplying and fixing of CP wall mixer two in one (without telephone shower) including cost of all materials and all labour charges etc complete. CER No.178/13-14 | 3409 | Each |  | 0 | 0 |  |  | 0 |  |  | 0 | #REF! | #REF! | #REF! | #REF! | #REF! | #REF!
| Supplying and fixing of shower arm 9" long including cost of all materials and all labour charges etc. complete CER No.178/13-14 | 469.42 | Each |  | 0 | 0 |  |  | 0 |  |  | 0 | #REF! | #REF! | #REF! | #REF! | #REF! | #REF!
| Supplying and fixing of GM wheel valves ISI mark |  |  |  | 0 | 0 |  |  | 0 |  |  | 0 | #REF! | #REF! | #REF! | #REF! | #REF! | #REF!
| a.100mm GM Gate valves | 5640 | Each |  | 0 | 0 |  |  | 0 |  |  | 0 | #REF! | #REF! | #REF! | #REF! | #REF! | #REF!
| b.50mm GM Gate valves | 1340 | Each |  | 0 | 0 |  |  | 0 |  |  | 0 | #REF! | #REF! | #REF! | #REF! | #REF! | #REF!
| c.32mm GM Gate valves | 604 | Each |  | 0 | 0 |  |  | 0 |  |  | 0 | #REF! | #REF! | #REF! | #REF! | #REF! | #REF!
| Wiring with 1.5 sqmm PVC insulated single core multi strand fire retardant flexible copper cable with ISI mark confirming IS: 694:1990. (Modular) |  |  |  | 0 | 0 |  |  | 0 |  |  | 0 | #REF! | #REF! | #REF! | #REF! | #REF! | #REF!
| a. Light point with ceiling rose | 1000.51 | Each |  | 0 | 0 |  |  | 0 |  |  | 0 | #REF! | #REF! | #REF! | #REF! | #REF! | #REF!
| b. Light point without ceiling rose | 1003.51 | Each |  | 0 | 0 |  |  | 0 |  |  | 0 | #REF! | #REF! | #REF! | #REF! | #REF! | #REF!
| Wiring with 1.5 sqmm PVC insulated single core multi strand fire retardant flexible copper cable with ISI mark confirming IS: 694:1990 for 5 amps 5 pin Modular plug socket point @ Convenient Places. | 769.3 | Each |  | 0 | 0 |  |  | 0 |  |  | 0 | #REF! | #REF! | #REF! | #REF! | #REF! | #REF!
| Wiring with 1.5 sqmm PVC insulated single core multi strand fire retardant flexible copper cable with ISI mark confirming IS: 694:1990 for 5 amps 5 pin Modular plug socket point @ Switch Board Itself. | 536.55 | Each |  | 0 | 0 |  |  | 0 |  |  | 0 | #REF! | #REF! | #REF! | #REF! | #REF! | #REF!
| Supplying and laying of 3.5 core 70 sq.mm PVC armoured LTUG cable (below GL) | 627.4 | RMT |  | 0 | 0 |  |  | 0 |  |  | 0 | #REF! | #REF! | #REF! | #REF! | #REF! | #REF!
| S&F 3.5 X 70mm LTUG CABLE Above GL | 435 | RMT |  | 0 | 0 |  |  | 0 |  |  | 0 | #REF! | #REF! | #REF! | #REF! | #REF! | #REF!
| S&F 3.5 X 35mm LTUG CABLE Above GL | 356 | RMT |  | 0 | 0 |  |  | 0 |  |  | 0 | #REF! | #REF! | #REF! | #REF! | #REF! | #REF!
| S&F 3.5 X 25mm LTUG CABLE Above GL | 317 | RMT |  | 0 | 0 |  |  | 0 |  |  | 0 | #REF! | #REF! | #REF! | #REF! | #REF! | #REF!
| S&F 2X6 Sq.mm LTUG CABLE | 176.84 | Rmt |  | 0 | 0 |  |  | 0 |  |  | 0 | #REF! | #REF! | #REF! | #REF! | #REF! | #REF!
| Supplying and fixing of brass cable gland suitable for 3.5 core 70 Sqmm PVC armoured LTUG cable SD 189 | 293.25 | Each |  | 0 | 0 |  |  | 0 |  |  | 0 | #REF! | #REF! | #REF! | #REF! | #REF! | #REF!
| Supply & Fixing of Aluminium openable windows of size |  |  |  | 0 | 0 |  |  | 0 |  |  | 0 | #REF! | #REF! | #REF! | #REF! | #REF! | #REF!
| FW 1.80 x 1.65 m | #REF! | Sqm |  | 0 | #REF! |  |  | #REF! |  |  | #REF! | #REF! | #REF! | #REF! | #REF! | #REF! | #REF!
| W 1.50 x 1.35 m | #REF! | Sqm |  | 0 | #REF! |  |  | #REF! |  |  | #REF! | #REF! | #REF! | #REF! | #REF! | #REF! | #REF!
| W 1.20 x 1.35 m | #REF! | Sqm |  | 0 | #REF! |  |  | #REF! |  |  | #REF! | #REF! | #REF! | #REF! | #REF! | #REF! | #REF!
| KW 1.20 x 1.05 m | #REF! | Sqm |  | 0 | #REF! |  |  | #REF! |  |  | #REF! | #REF! | #REF! | #REF! | #REF! | #REF! | #REF!
| W 2 .0.75 x 1.35 m | #REF! | Sqm |  | 0 | #REF! |  |  | #REF! |  |  | #REF! | #REF! | #REF! | #REF! | #REF! | #REF! | #REF!
| a. 1.50 x 1.35 mt.window | #REF! | Sqm |  | 0 | #REF! |  |  | #REF! |  |  | #REF! | #REF! | #REF! | #REF! | #REF! | #REF! | #REF!
| b. 1.35 x 1.35 mt.window | #REF! | Sqm |  | 0 | #REF! |  |  | #REF! |  |  | #REF! | #REF! | #REF! | #REF! | #REF! | #REF! | #REF!
| c 1.20 x 1.35 mt.window | #REF! | Sqm |  | 0 | #REF! |  |  | #REF! |  |  | #REF! | #REF! | #REF! | #REF! | #REF! | #REF! | #REF!
| d. 0.75 x 1.35 mt.window | #REF! | Sqm |  | 0 | #REF! |  |  | #REF! |  |  | #REF! | #REF! | #REF! | #REF! | #REF! | #REF! | #REF!
| Cochin House |  |  |  | 0 | 0 |  |  | 0 |  |  | 0 | #REF! | #REF! | #REF! | #REF! | #REF! | #REF!
| a. 1.80 x 1.35 mt.window Three leaves | #REF! | Sqm |  | 0 | #REF! |  |  | #REF! |  |  | #REF! | #REF! | #REF! | #REF! | #REF! | #REF! | #REF!
| Aluminium window openable 1.35x1.05m (Two leaves) | #REF! | Sqm |  | 0 | #REF! |  |  | #REF! |  |  | #REF! | #REF! | #REF! | #REF! | #REF! | #REF! | #REF!
| Aluminium window openable 1.35x1.35m (Two leaves) | #REF! | Sqm |  | 0 | #REF! |  |  | #REF! |  |  | #REF! | #REF! | #REF! | #REF! | #REF! | #REF! | #REF!
| Aluminium window openable 1.2x1.35m (Two leaves) | #REF! | Sqm |  | 0 | #REF! |  |  | #REF! |  |  | #REF! | #REF! | #REF! | #REF! | #REF! | #REF! | #REF!
|  |  | Each |  | 0 | 0 |  |  | 0 |  |  | 0 | #REF! | #REF! | #REF! | #REF! | #REF! | #REF!
| Supply and fixing of 100 amps TPN sheet double break switch with HRC fuse and neutral on suitable angle iron frame work with MS cable entry boxes and PWD earthing(SR-14-15(p-65) | 6950 | Each |  | 0 | 0 |  |  | 0 |  |  | 0 | #REF! | #REF! | #REF! | #REF! | #REF! | #REF!
| Supply and fixing of 200 amps fuse unit SRP-66 | 634 | Each |  | 0 | 0 |  |  | 0 |  |  | 0 | #REF! | #REF! | #REF! | #REF! | #REF! | #REF!
| Supply and fixing of 200 amps TPN switch with HRC fuses sheet steel double break SRP-65, 3 © | 9470 | Each |  | 0 | 0 |  |  | 0 |  |  | 0 | #REF! | #REF! | #REF! | #REF! | #REF! | #REF!
| Supply and fixing of 250 amps cubical type panel board | 123622 | Each |  | 0 | 0 |  |  | 0 |  |  | 0 | #REF! | #REF! | #REF! | #REF! | #REF! | #REF!
| Supplying and fixing of SS Soap Tray including cost of all materials and all labour charges etc complete | 704.75 | Each |  | 0 | 0 |  |  | 0 |  |  | 0 | #REF! | #REF! | #REF! | #REF! | #REF! | #REF!
| Supplying and fixing of CP Angle valve Stop cock including cost of all materials and all labour charges etc complete | 514.85 | Each |  | 0 | 0 |  |  | 0 |  |  | 0 | #REF! | #REF! | #REF! | #REF! | #REF! | #REF!
| Supplying and fixing of 25x 3mm Copper flat | 473.5 | Rmt |  | 0 | 0 |  |  | 0 |  |  | 0 | #REF! | #REF! | #REF! | #REF! | #REF! | #REF!
| Supply and fixing of Health faucet approved quality with ISI mark | 952 | Each |  | 0 | 0 |  |  | 0 |  |  | 0 | #REF! | #REF! | #REF! | #REF! | #REF! | #REF!
| S&F TPN 12 way DB encloser (SR-p-80) | 11481.8 | Each |  | 0 | 0 |  |  | 0 |  |  | 0 | #REF! | #REF! | #REF! | #REF! | #REF! | #REF!
| S&F TPN 8 way DB encloser CER No.178/2013-14 | 5325.6 | Each |  | 0 | 0 |  |  | 0 |  |  | 0 | #REF! | #REF! | #REF! | #REF! | #REF! | #REF!
| S&F TPN 6 way DB encloser CER No.178/2013-14 | 8254.6 | Each |  | 0 | 0 |  |  | 0 |  |  | 0 | #REF! | #REF! | #REF! | #REF! | #REF! | #REF!
| S&F TPN 4 way DB encloser CER No.178/2013-14 | 6588 | Each |  | 0 | 0 |  |  | 0 |  |  | 0 | #REF! | #REF! | #REF! | #REF! | #REF! | #REF!
| Supply and fixing of spot light of approved make and company with ISI CFL bulb CER No.178/13-14 | 593 | Each |  | 0 | 0 |  |  | 0 |  |  | 0 | #REF! | #REF! | #REF! | #REF! | #REF! | #REF!
| S&F OF UPVC Windows |  |  |  | 0 | 0 |  |  | 0 |  |  | 0 | #REF! | #REF! | #REF! | #REF! | #REF! | #REF!
| a) FW 900 X 2100 | 6300 | Sqm |  | 0 | 0 |  |  | 0 |  |  | 0 | #REF! | #REF! | #REF! | #REF! | #REF! | #REF!
| b) W 1800 X 1650 | 6300 | Sqm |  | 0 | 0 |  |  | 0 |  |  | 0 | #REF! | #REF! | #REF! | #REF! | #REF! | #REF!
| c) W1 1500 X 1650 | 6300 | Sqm |  | 0 | 0 |  |  | 0 |  |  | 0 | #REF! | #REF! | #REF! | #REF! | #REF! | #REF!
| d) W0 2400 X 1650 | 6300 | Sqm |  | 0 | 0 |  |  | 0 |  |  | 0 | #REF! | #REF! | #REF! | #REF! | #REF! | #REF!
| e) W2 1200 X 1650 | 6300 | Sqm |  | 0 | 0 |  |  | 0 |  |  | 0 | #REF! | #REF! | #REF! | #REF! | #REF! | #REF!
| f) SW 4800 X 1650 | 6300 | Sqm |  | 0 | 0 |  |  | 0 |  |  | 0 | #REF! | #REF! | #REF! | #REF! | #REF! | #REF!
| g) FW1 4800 X 2300 | 6300 | Sqm |  | 0 | 0 |  |  | 0 |  |  | 0 | #REF! | #REF! | #REF! | #REF! | #REF! | #REF!
| h) FW2 4200 X 2300 | 6300 | Sqm |  | 0 | 0 |  |  | 0 |  |  | 0 | #REF! | #REF! | #REF! | #REF! | #REF! | #REF!
| Supply & Fixing of MS door shutter |  |  |  | 0 | 0 |  |  | 0 |  |  | 0 | #REF! | #REF! | #REF! | #REF! | #REF! | #REF!
| a)D1200 X 2400mm | 8520 | Each |  | 0 | 0 |  |  | 0 |  |  | 0 | #REF! | #REF! | #REF! | #REF! | #REF! | #REF!
| Supply & Fixing of MS ventilator of size |  |  |  | 0 | 0 |  |  | 0 |  |  | 0 | #REF! | #REF! | #REF! | #REF! | #REF! | #REF!
| b) V1 900 X 600mm | #REF! | Sqm |  | 0 | #REF! |  |  | #REF! |  |  | #REF! | #REF! | #REF! | #REF! | #REF! | #REF! | #REF!
| S & F of sodium vapour lamp with fitting 250watts | 5654 | Each |  | 0 | 0 |  |  | 0 |  |  | 0 | #REF! | #REF! | #REF! | #REF! | #REF! | #REF!
| Supplying and fixing in position of UPVC Ventilator louvered ventilator type for all sizes Revised SR 2018-19 p-57 it-192 | 6500 | Sqm |  | 0 | 0 |  |  | 0 |  |  | 0 | #REF! | #REF! | #REF! | #REF! | #REF! | #REF!
| Supplying and fixing in position of UPVC window of casement type( open) for all sizes Revised SR 2018-19 p-57 it-191 | 6000 | Sqm |  | 0 | 0 |  |  | 0 |  |  | 0 | #REF! | #REF! | #REF! | #REF! | #REF! | #REF!
| Supply and fixing of colour wash basin oval shape CER No.178/2013-14 | 2286.45 | Each |  | 0 | 0 |  |  | 0 |  |  | 0 | #REF! | #REF! | #REF! | #REF! | #REF! | #REF!
| Supplying and Fixing of Rolling shutters of all sizes (Gear Operated)( from 8m2 to 12m2 )Annex-Vi-P-45 rev SR 18-19 item -102-A-b | 2240 | Sqm |  | 0 | 0 |  |  | 0 |  |  | 0 | #REF! | #REF! | #REF! | #REF! | #REF! | #REF!
| Supplying and fixing of solid core flush door shutter of thickness 35mm |  |  |  | 0 | 0 |  |  | 0 |  |  | 0 | #REF! | #REF! | #REF! | #REF! | #REF! | #REF!
| a. door size 1.200m x 2.100 (Double leaf) | #REF! | Sqm |  | 0 | #REF! |  |  | #REF! |  |  | #REF! | #REF! | #REF! | #REF! | #REF! | #REF! | #REF!
| b. door size 1.200 m x 2.400 (double Leaf) | #REF! | Sqm |  | 0 | #REF! |  |  | #REF! |  |  | #REF! | #REF! | #REF! | #REF! | #REF! | #REF! | #REF!
| c. door size 1.000 m x 2.100 (Single Leaf) | #REF! | Sqm |  | 0 | #REF! |  |  | #REF! |  |  | #REF! | #REF! | #REF! | #REF! | #REF! | #REF! | #REF!
| d. door size 0.900 m x 2.100 (Single Leaf) | 2225.27 | Sqm |  | 0 | 0 |  |  | 0 |  |  | 0 | #REF! | #REF! | #REF! | #REF! | #REF! | #REF!
| e. door size 1.00 m x 2.400 (Single Leaf) | #REF! | Sqm |  | 0 | #REF! |  |  | #REF! |  |  | #REF! | #REF! | #REF! | #REF! | #REF! | #REF! | #REF!
| f. door size 1.50 m x 2.100 (Double leaf) | #REF! | Sqm |  | 0 | #REF! |  |  | #REF! |  |  | #REF! | #REF! | #REF! | #REF! | #REF! | #REF! | #REF!
| g door size 1.50 m x 2.40 (Double leaf) | #REF! | Sqm |  | 0 | #REF! |  |  | #REF! |  |  | #REF! | #REF! | #REF! | #REF! | #REF! | #REF! | #REF!
| h door size 1.80 m x 2.40 (Double leaf) | #REF! | Sqm |  | 0 | #REF! |  |  | #REF! |  |  | #REF! | #REF! | #REF! | #REF! | #REF! | #REF! | #REF!
| h door size 1.80 m x 2.10 (Double leaf) | #REF! | Sqm |  | 0 | #REF! |  |  | #REF! |  |  | #REF! | #REF! | #REF! | #REF! | #REF! | #REF! | #REF!
| Providing additional strutting to centering of plain surface. | #REF! | Sqm |  | 0 | #REF! |  |  | #REF! |  |  | #REF! | #REF! | #REF! | #REF! | #REF! | #REF! | #REF!
| S & F of Granite slab of size 4'x2', 18 to 20mm Thick For kitchen arrangements (jet black) |  |  |  | 0 | 0 |  |  | 0 |  |  | 0 | #REF! | #REF! | #REF! | #REF! | #REF! | #REF!
| a. In Ground floor | #REF! | Sqm |  | 0 | #REF! |  |  | #REF! |  |  | #REF! | #REF! | #REF! | #REF! | #REF! | #REF! | #REF!
| b. In First floor | #REF! | Sqm |  | 0 | #REF! |  |  | #REF! |  |  | #REF! | #REF! | #REF! | #REF! | #REF! | #REF! | #REF!
| c. In Second floor | #REF! | Sqm |  | 0 | #REF! |  |  | #REF! |  |  | #REF! | #REF! | #REF! | #REF! | #REF! | #REF! | #REF!
| d. In Third floor | #REF! | Sqm |  | 0 | #REF! |  |  | #REF! |  |  | #REF! | #REF! | #REF! | #REF! | #REF! | #REF! | #REF!
| S & F of Granite tile of size 2'x 1', 10mm Thick For kitchen arrangements (jet black) |  |  |  | 0 | 0 |  | 0 | 0 |  | 0 | 0 | 0 | 0 |  | 0 | 0 | 0
| a. In Ground floor | 1007.76 | Sqm | 2.72 | 2.72 | 2741.11 | 9.59 | 19.18 | 19328.84 | 3.2 | 9.6 | 9674.5 | 31.5 | 31744.44 |  | 0 | 31.5 | 31744.44
| b. In First floor | 1009.53 | Sqm | 2.72 | 2.72 | 2745.92 | 9.59 | 19.18 | 19362.79 | 3.2 | 9.6 | 9691.49 | 31.5 | 31800.2 |  | 0 | 31.5 | 31800.2
| c. In Second floor | 1011.3 | Sqm |  | 0 | 0 | 9.59 | 19.18 | 19396.73 | 3.2 | 9.6 | 9708.48 | 28.78 | 29105.21 |  | 0 | 28.78 | 29105.21
| c. In Third floor | 1013.07 | Sqm |  | 0 | 0 | 9.59 | 19.18 | 19430.68 | 3.2 | 9.6 | 9725.47 | 28.78 | 29156.15 |  | 0 | 28.78 | 29156.15
| French window |  |  |  | 0 | 0 |  |  | 0 |  |  | 0 | #REF! | #REF! | #REF! | #REF! | #REF! | #REF!
| b) 3.08 x 2.1m | #REF! | Sqm. |  | 0 | #REF! |  |  | #REF! |  |  | #REF! | #REF! | #REF! | #REF! | #REF! | #REF! | #REF!
| b. 1.35 x 2.10 mt.window | 3358.02 | Sqm |  | 0 | 0 |  |  | 0 |  |  | 0 | #REF! | #REF! | #REF! | #REF! | #REF! | #REF!
| b. 1.35 x 1.35 mt.window | 3828.85 | Sqm |  | 0 | 0 |  |  | 0 |  |  | 0 | #REF! | #REF! | #REF! | #REF! | #REF! | #REF!
| b. 1.50 x 2.00 mt.window sankar nagar DSP | #REF! | Sqm |  | 0 | #REF! |  |  | #REF! |  |  | #REF! | #REF! | #REF! | #REF! | #REF! | #REF! | #REF!
| Aluminum Louvered ventilators |  |  |  | 0 | 0 |  |  | 0 |  |  | 0 | #REF! | #REF! | #REF! | #REF! | #REF! | #REF!
| a. 0.90 x 0.60 mt ventilators | #REF! | Sqm |  | 0 | #REF! |  |  | #REF! |  |  | #REF! | #REF! | #REF! | #REF! | #REF! | #REF! | #REF!
| b. 0.60 x 0.60 mt ventilators | #REF! | Sqm |  | 0 | #REF! |  |  | #REF! |  |  | #REF! | #REF! | #REF! | #REF! | #REF! | #REF! | #REF!
| c. 0.75 x 0.60 mt ventilators | #REF! | Sqm |  | 0 | #REF! |  |  | #REF! |  |  | #REF! | #REF! | #REF! | #REF! | #REF! | #REF! | #REF!
| d. 1.0 x 0.60 mt ventilators | #REF! | Sqm |  | 0 | #REF! |  |  | #REF! |  |  | #REF! | #REF! | #REF! | #REF! | #REF! | #REF! | #REF!
| Supply & Fixing of MS door (for lockup door ) |  |  |  | 0 | 0 |  |  | 0 |  |  | 0 | #REF! | #REF! | #REF! | #REF! | #REF! | #REF!
| MS door of Size 1000 x 2100mm | #REF! | each |  | 0 | #REF! |  |  | #REF! |  |  | #REF! | #REF! | #REF! | #REF! | #REF! | #REF! | #REF!
| MS door of Size 750 x 1350mm | #REF! | Each |  | 0 | #REF! |  |  | #REF! |  |  | #REF! | #REF! | #REF! | #REF! | #REF! | #REF! | #REF!
| Supply & Fixing of MS ventilator of size ( lockup) |  |  |  | 0 | 0 |  |  | 0 |  |  | 0 | #REF! | #REF! | #REF! | #REF! | #REF! | #REF!
| MS Ventilator of Size 1350 x 600mm | 3004.33 | Sqm |  | 0 | 0 |  |  | 0 |  |  | 0 | #REF! | #REF! | #REF! | #REF! | #REF! | #REF!
| MS Ventilator of Size 900 x 600mm | #REF! | Sqm |  | 0 | #REF! |  |  | #REF! |  |  | #REF! | #REF! | #REF! | #REF! | #REF! | #REF! | #REF!
| MS Ventilator of Size 600 x 600mm | #REF! | Sqm |  | 0 | #REF! |  |  | #REF! |  |  | #REF! | #REF! | #REF! | #REF! | #REF! | #REF! | #REF!
| MS Ventilator of Size 1285 x 600mm | #REF! | Sqm |  | 0 | #REF! |  |  | #REF! |  |  | #REF! | #REF! | #REF! | #REF! | #REF! | #REF! | #REF!
| Supply & Fixing of MS ventilator of size 1200 x 800 mm | #REF! | Sqm |  | 0 | #REF! |  |  | #REF! |  |  | #REF! | #REF! | #REF! | #REF! | #REF! | #REF! | #REF!
| MS ventilator of size 1000 x 800 mm | #REF! | Sqm |  | 0 | #REF! |  |  | #REF! |  |  | #REF! | #REF! | #REF! | #REF! | #REF! | #REF! | #REF!
| Supply and fixing of 19mm dia steam pipe for down rod of fan (SD 106) | 61.8 | Each |  | 0 | 0 |  |  | 0 |  |  | 0 | #REF! | #REF! | #REF! | #REF! | #REF! | #REF!
| Supply and fixing of SS Towel rail (75cm length) CER No.178/13-14 | 405 | Rmt |  | 0 | 0 |  |  | 0 |  |  | 0 | #REF! | #REF! | #REF! | #REF! | #REF! | #REF!
| Supply and fixing of weld mesh of size 7.5x2.5cmx10gauge | 325 | Sqm |  | 0 | 0 |  |  | 0 |  |  | 0 | #REF! | #REF! | #REF! | #REF! | #REF! | #REF!
| Supply and fixing of Chicken mesh | 35 | Sqm |  | 0 | 0 |  |  | 0 |  |  | 0 | #REF! | #REF! | #REF! | #REF! | #REF! | #REF!
| S & F of 15mm dia Engineering Polymer Tap (long body ) for coastal area only | #REF! | Each |  | 0 | #REF! |  |  | #REF! |  |  | #REF! | #REF! | #REF! | #REF! | #REF! | #REF! | #REF!
| S & F of 15mm dia Engineering Polymer Tap short body tap for coastal area only | #REF! | Each |  | 0 | #REF! |  |  | #REF! |  |  | #REF! | #REF! | #REF! | #REF! | #REF! | #REF! | #REF!
| S & F of CFL road way lighting luminaries suitable for fixing 36w CFL lamp | #REF! | Each |  | 0 | #REF! |  |  | #REF! |  |  | #REF! | #REF! | #REF! | #REF! | #REF! | #REF! | #REF!
| Augering 30 cm dia for compound wall | #REF! | Rmt |  | 0 | #REF! |  |  | #REF! |  |  | #REF! | #REF! | #REF! | #REF! | #REF! | #REF! | #REF!
| Finshing the top of Terrace floor with one course of solar reflective Ceramic tiles without base concrete | 1225.41 | Sqm. | 84.82 | 84.82 | 103939.28 | 202.5 | 405 | 496291.05 | 77.6 | 232.8 | 285275.45 | 722.62 | 885505.77 |  | 0 | 722.62 | 885505.77
51. 1 | HDPE water tank 200 lit capacity with ISI mark | #REF! | Each |  | 0 | #REF! |  |  | #REF! |  |  | #REF! | #REF! | #REF! | #REF! | #REF! | #REF! | #REF!
| UPVC Non Pressure pipe of SN8 SDR 34 ( S 16.5) as per IS 15328/2003 |  |  |  | 0 | 0 |  | 0 | 0 |  | 0 | 0 | 0 | 0 |  | 0 | 0 | 0
| a. 110 mm UPVC Non Pressure pipe | 332.96 | Rmt | 20 | 20 | 6659.2 | 60 | 120 | 39955.2 | 15 | 45 | 14983.2 | 185 | 61597.6 |  | 0 | 185 | 61597.6
| b. 160 mm UPVC Non Pressure pipe | 548.4 | Rmt | 25 | 25 | 13710 | 60 | 120 | 65808 | 8 | 24 | 13161.6 | 169 | 92679.6 |  | 0 | 169 | 92679.6
| PVC Specials as per IS 10124/1982 Part II pg 26/ twad sr 2019 - 20 |  |  |  | 0 | 0 |  | 0 | 0 |  | 0 | 0 | 0 | 0 |  | 0 | 0 | 0
| a. 110 mm dia PVC bend | 156 | Each |  | 0 | 0 | 6 | 12 | 1872 |  | 0 | 0 | 12 | 1872 |  | 0 | 12 | 1872
| b. 160 mm dia PVC bend | 497 | Each | 4 | 4 | 1988 | 6 | 12 | 5964 | 2 | 6 | 2982 | 22 | 10934 |  | 0 | 22 | 10934
| PVC Equal Tee |  |  |  | 0 | 0 |  | 0 | 0 |  | 0 | 0 | 0 | 0 |  | 0 | 0 | 0
| a. 110 mm dia PVC Equal tee | 237 | Each |  | 0 | 0 | 6 | 12 | 2844 |  | 0 | 0 | 12 | 2844 |  | 0 | 12 | 2844
| b. 160 mm dia PVC Equal tee | 434 | Each | 2 | 2 | 868 | 6 | 12 | 5208 | 1 | 3 | 1302 | 17 | 7378 |  | 0 | 17 | 7378
| S & F of Indian Water closet white glazed (Oriya type) of size 580 x 440mm with PVC SWR grade ' P' or "S' trap - in G.F. | 2864.01 | Each | 1 | 1 | 2864.01 | 3 | 6 | 17184.06 | 1 | 3 | 8592.03 | 10 | 28640.1 |  | 0 | 10 | 28640.1
| S & F of Indian Water closet white glazed (Oriya type) of size 580 x 440mm with PVC SWR grade ' P' or "S' trap- Other than G.F. | 4622.26 | Each | 1 | 1 | 4622.26 | 9 | 18 | 83200.68 | 3 | 9 | 41600.34 | 28 | 129423.28 |  | 0 | 28 | 129423.28
| S & F of E.W.C.(White) 500 mm with PVC SWR grade "P" or "S" TRAP | 6100.3 | Each | 2 | 2 | 12200.6 | 12 | 24 | 146407.2 | 4 | 12 | 73203.6 | 38 | 231811.4 |  | 0 | 38 | 231811.4
| French window |  |  |  | 0 | 0 |  |  | 0 |  |  | 0 | #REF! | #REF! | #REF! | #REF! | #REF! | #REF!
| a. FW (2.1 x 2.0 m ) 3 bay openable | 2729.44 | Sqm |  | 0 | 0 |  |  | 0 |  |  | 0 | #REF! | #REF! | #REF! | #REF! | #REF! | #REF!
| b.FW 1 (1.80 x 2.0 m )3 bay openable | 3025.63 | Sqm |  | 0 | 0 |  |  | 0 |  |  | 0 | #REF! | #REF! | #REF! | #REF! | #REF! | #REF!
| c. FW 2 (1.20 x 2.0 m ) 2 bay openable | 3025.63 | Sqm |  | 0 | 0 |  |  | 0 |  |  | 0 | #REF! | #REF! | #REF! | #REF! | #REF! | #REF!
| d.FW 3 (0.75 x 2.0 m ) Single bay openable | 3553.61 | Sqm |  | 0 | 0 |  |  | 0 |  |  | 0 | #REF! | #REF! | #REF! | #REF! | #REF! | #REF!
| e. FW (1.07 x 2.10 m ) 2 bay openable | #REF! | Sqm |  | 0 | #REF! |  |  | #REF! |  |  | #REF! | #REF! | #REF! | #REF! | #REF! | #REF! | #REF!
| Wiring with 1.5 sqmm PVC insulated single core multi strand fire retardant flexible copper cable with ISI mark confirming IS: 694:1990. ( PVC Box , Fire Retarded Box) For Coastal only |  |  |  | 0 | 0 |  |  | 0 |  |  | 0 | #REF! | #REF! | #REF! | #REF! | #REF! | #REF!
| a. Light point with ceiling rose | #REF! | Each |  | 0 | #REF! |  |  | #REF! |  |  | #REF! | #REF! | #REF! | #REF! | #REF! | #REF! | #REF!
| b. Light point without ceiling rose | #REF! | Each |  | 0 | #REF! |  |  | #REF! |  |  | #REF! | #REF! | #REF! | #REF! | #REF! | #REF! | #REF!
| c. Calling bell point with Buzzer/Calling bell | #REF! | Each |  | 0 | #REF! |  |  | #REF! |  |  | #REF! | #REF! | #REF! | #REF! | #REF! | #REF! | #REF!
| Wiring with 1.5 sqmm PVC insulated single core multi strand fire retardant flexible copper cable with ISI mark confirming IS: 694:1990 for Fan point.(PVC Electrical Box ) | #REF! | Each |  | 0 | #REF! |  |  | #REF! |  |  | #REF! | #REF! | #REF! | #REF! | #REF! | #REF! | #REF!
| Wiring with 1.5 sqmm PVC insulated single core multi strand fire retardant flexible copper cable with ISI mark confirming IS: 694:1990 for Staircase Light Point.(PVC Electrical Box ) | #REF! | Each |  | 0 | #REF! |  |  | #REF! |  |  | #REF! | #REF! | #REF! | #REF! | #REF! | #REF! | #REF!
67.1 | Wiring with 1.5 sqmm PVC insulated single core multi strand fire retardant flexible copper cable with ISI mark confirming IS: 694:1990 for 5 amps 5 pin plug socket point @ Switch Board Itself. | #REF! | Each |  | 0 | #REF! |  |  | #REF! |  |  | #REF! | #REF! | #REF! | #REF! | #REF! | #REF! | #REF!
| Wiring with 1.5 sqmm PVC insulated single core multi strand fire retardant flexible copper cable with ISI mark confirming IS: 694:1990 for 5 amps 5 pin plug socket point @ Convenient Places.(PVC Electrical Box ) | #REF! | Each |  | 0 | #REF! |  |  | #REF! |  |  | #REF! | #REF! | #REF! | #REF! | #REF! | #REF! | #REF!
| Supplying and fixing of 15 Amps 3 pin flush type plug using ( PVC Box , Fire Retarded Box) | #REF! | Each |  | 0 | #REF! |  |  | #REF! |  |  | #REF! | #REF! | #REF! | #REF! | #REF! | #REF! | #REF!
| Fabrication of Mild steel / RTS grills (without cement slurry) for all sizes of rods.(BINDING WIRE insulated with PVC) | #REF! | MT |  | 0 | #REF! |  |  | #REF! |  |  | #REF! | #REF! | #REF! | #REF! | #REF! | #REF! | #REF!
| PVC SWR 110 mm dia with ISI mark type- A for Rain water down fall pipe(UPVC SPECIAL CLAMP ) | #REF! | Rmt |  | 0 | #REF! |  |  | #REF! |  |  | #REF! | #REF! | #REF! | #REF! | #REF! | #REF! | #REF!
| Supply and fixing in posistion of 6 rows of 10 guage GI barbed wire 20 guage | #REF! |  |  | 0 | #REF! |  |  | #REF! |  |  | #REF! | #REF! | #REF! | #REF! | #REF! | #REF! | #REF!
| Supply ,laying & jointing the following pipes as per ASTM D 1785 of schedule 40 with UPVC Specials |  |  |  | 0 | 0 |  |  | 0 |  |  | 0 | #REF! | #REF! | #REF! | #REF! | #REF! | #REF!
| a. 32 mm dia | #REF! | Rmt |  | 0 | #REF! |  |  | #REF! |  |  | #REF! | #REF! | #REF! | #REF! | #REF! | #REF! | #REF!
| b. 25 mm dia | #REF! | Rmt |  | 0 | #REF! |  |  | #REF! |  |  | #REF! | #REF! | #REF! | #REF! | #REF! | #REF! | #REF!
| c. 20mm dia PVC water supply ASTM pipe (fully consealed in walls) | #REF! | Rmt |  | 0 | #REF! |  |  | #REF! |  |  | #REF! | #REF! | #REF! | #REF! | #REF! | #REF! | #REF!
| Providing Colour Marble chips of size 10mm and below using 70.20Kgs of cement and 15 cum of Colour Marble chips for every 10 sqm over the existing plastered surface ( For coastal area) | #REF! | Sqm |  | 0 | #REF! |  |  | #REF! |  |  | #REF! | #REF! | #REF! | #REF! | #REF! | #REF! | #REF!
| S & F of 15mm dia half turn CP long body tap | 452 | Each | 6 | 6 | 2712 | 36 | 72 | 32544 | 20 | 60 | 27120 | 138 | 62376 |  | 0 | 138 | 62376
| S & F of 15mm dia half turn CP short body tap | 404 | Each | 4 | 4 | 1616 | 24 | 48 | 19392 | 8 | 24 | 9696 | 76 | 30704 |  | 0 | 76 | 30704
| S & F of MS angle of size 50x 50x 5mm | 51.4 | Kg |  | 0 | 0 |  |  | 0 |  |  | 0 | #REF! | #REF! | #REF! | #REF! | #REF! | #REF!
| Granite Tiles flooring in cm1:3,20mm thk sathali steel/ grey | #REF! | Sqm |  | 0 | #REF! |  |  | #REF! |  |  | #REF! | #REF! | #REF! | #REF! | #REF! | #REF! | #REF!
| Bored cast sit piles installation of vertical cast in Situ Bored piles of following dia using Standardised concrete mix M30 Grade) |  |  |  | 0 | 0 |  |  | 0 |  |  | 0 | #REF! | #REF! | #REF! | #REF! | #REF! | #REF!
| a.500mm dia pile | #REF! | Rmt |  | 0 | #REF! |  |  | #REF! |  |  | #REF! | #REF! | #REF! | #REF! | #REF! | #REF! | #REF!
| b.450mm dia pile | #REF! | Rmt |  | 0 | #REF! |  |  | #REF! |  |  | #REF! | #REF! | #REF! | #REF! | #REF! | #REF! | #REF!
| c.400mm dia pile | #REF! | Rmt |  | 0 | #REF! |  |  | #REF! |  |  | #REF! | #REF! | #REF! | #REF! | #REF! | #REF! | #REF!
| Removing of clay from pile inlucing conveyance charges, loading and unloading charges etc.,all complete | 0 |  |  | 0 | 0 |  |  | 0 |  |  | 0 | #REF! | #REF! | #REF! | #REF! | #REF! | #REF!
| Chipping of RCC pile head of 500mm Dia of pile to the required cut off level and clearing away the debris from site with an average lead of 5 km etc. |  |  |  | 0 | 0 |  |  | 0 |  |  | 0 | #REF! | #REF! | #REF! | #REF! | #REF! | #REF!
| a.500mm dia pile | 764.05 | Rmt |  | 0 | 0 |  |  | 0 |  |  | 0 | #REF! | #REF! | #REF! | #REF! | #REF! | #REF!
| b.450mm dia pile | 619.82 | Rmt |  | 0 | 0 |  |  | 0 |  |  | 0 | #REF! | #REF! | #REF! | #REF! | #REF! | #REF!
| c.400mm dia pile | 491.17 | Rmt |  | 0 | 0 |  |  | 0 |  |  | 0 | #REF! | #REF! | #REF! | #REF! | #REF! | #REF!
| Mobilization Charges inclusive of Transportation to site assembling and Dismantling the rotary pile equipment employed for the works etc.(Qtn) | 40000 | No |  | 0 | 0 |  |  | 0 |  |  | 0 | #REF! | #REF! | #REF! | #REF! | #REF! | #REF!
| Conducting Routine vertical compression load test for bored cast in situ RCC piles of various dia by direct loading in accordance with IS 2911(PART IV)1985 excluding cost of pile and dismantling the same after testing, includung finishing pile head etc.(CER .no.60/2016-2017. Est Cochin house) | 70000 | No |  | 0 | 0 |  |  | 0 |  |  | 0 | #REF! | #REF! | #REF! | #REF! | #REF! | #REF!
| False ceiling with plain gybsum board (as per PWD SR. rate 2017-18, Anx- VI -It- 154 -a) | 713.54 | Sqm |  | 0 | 0 |  |  | 0 |  |  | 0 | #REF! | #REF! | #REF! | #REF! | #REF! | #REF!
| Wiring with 1.5 sqmm PVC insulated single core multi strand fire retardant flexible copper cable with ISI mark confirming IS: 694:1990. (Open wiring) |  |  |  | 0 | 0 |  |  | 0 |  |  | 0 | #REF! | #REF! | #REF! | #REF! | #REF! | #REF!
| a. Light point with ceiling rose | #REF! | Each |  | 0 | #REF! |  |  | #REF! |  |  | #REF! | #REF! | #REF! | #REF! | #REF! | #REF! | #REF!
| b. Light point without ceiling rose | #REF! | Each |  | 0 | #REF! |  |  | #REF! |  |  | #REF! | #REF! | #REF! | #REF! | #REF! | #REF! | #REF!
| Wiring with 1.5 sqmm PVC insulated single core multi strand fire retardant flexible copper cable with ISI mark confirming IS: 694:1990 for 5 amps 5 pin plug socket point @ Convenient Places.(Open wiring) | #REF! | Each |  | 0 | #REF! |  |  | #REF! |  |  | #REF! | #REF! | #REF! | #REF! | #REF! | #REF! | #REF!
| Wiring with 1.5 sqmm PVC insulated single core multi strand fire retardant flexible copper cable with ISI mark confirming IS: 694:1990 for 5 amps 5 pin plug socket point @ Switch Board Itself.(Open wiring) | #REF! | Each |  | 0 | #REF! |  |  | #REF! |  |  | #REF! | #REF! | #REF! | #REF! | #REF! | #REF! | #REF!
| Wiring with 1.5 sqmm PVC insulated single core multi strand fire retardant flexible copper cable with ISI mark confirming IS: 694:1990 for Fan point .(Open wiring) | #REF! | RMT |  | 0 | #REF! |  |  | #REF! |  |  | #REF! | #REF! | #REF! | #REF! | #REF! | #REF! | #REF!
| TW panelled door double leaves shutter with brass fittings of size . 1200X2100mm. | #REF! | Sqm |  | 0 | #REF! |  |  | #REF! |  |  | #REF! | #REF! | #REF! | #REF! | #REF! | #REF! | #REF!
| Providing putty to the wall | #REF! | Sqm |  | 0 | #REF! |  |  | #REF! |  |  | #REF! | #REF! | #REF! | #REF! | #REF! | #REF! | #REF!
| Aluminium Partition wall 1/3 5.5mm thick glass & 2/3 Novapan sheet 12mm thick outer top and bottom | #REF! | Sqm |  | 0 | #REF! |  |  | #REF! |  |  | #REF! | #REF! | #REF! | #REF! | #REF! | #REF! | #REF!
| Supply and fixing of colour matt finish door 15 microns double leaf door ( 1500 x 2100 mm) | #REF! | Sqm |  | 0 | #REF! |  |  | #REF! |  |  | #REF! | #REF! | #REF! | #REF! | #REF! | #REF! | #REF!
| Supply and fixing of colour matt finish door 15 microns double leaf door ( 1000 x 2100 mm) | #REF! | Sqm |  | 0 | #REF! |  |  | #REF! |  |  | #REF! | #REF! | #REF! | #REF! | #REF! | #REF! | #REF!
| supplying and fixing of colour matt finish floor tiles of size 12"x12" floor tiles | #REF! | Sqm |  | 0 | #REF! |  |  | #REF! |  |  | #REF! | #REF! | #REF! | #REF! | #REF! | #REF! | #REF!
| supplying and fixing of colour matt finish floor tiles of size 12"x18" for wall tiles | #REF! | Sqm |  | 0 | #REF! |  |  | #REF! |  |  | #REF! | #REF! | #REF! | #REF! | #REF! | #REF! | #REF!
| Supply and fixing of 20 Amps DP plug and socket in sheet enclosure with 32 A DP MCB in Flush with wall with earth connection ( For AC Plug ) Legrand ( MDS) / Hager( L& T) Equivalent/ Superior variety SD -140 2018-19 | 1692 | Each | 2 | 2 | 3384 | 12 | 24 | 40608 | 4 | 12 | 20304 | 38 | 64296 |  | 0 | 38 | 64296
[5 empty] | 0 | 0 |  |  | 0 |  |  | 0 | #REF! | #REF! | #REF! | #REF! | #REF! | #REF!
[5 empty] | 0 | 0 |  |  | 0 |  |  | 0 | #REF! | #REF! | #REF! | #REF! | #REF! | #REF!
| Supplying nd laying of 1000 x 1000 x 300mm size ms 16 swg powder coated cable terminal box with two compartment with necessary bus bar connected with TNEB etc., | #REF! | Each |  | 0 | #REF! |  |  | #REF! |  |  | #REF! | #REF! | #REF! | #REF! | #REF! | #REF! | #REF!
| Supplying and fixing of 200 Amps metal clad switch with rewirable fuse units, (Revised PWD SR 17-18/Pg.no.80 it-J Part c) | 8100 | Each |  | 0 | 0 |  |  | 0 |  |  | 0 | #REF! | #REF! | #REF! | #REF! | #REF! | #REF!
| Supply and Laying Rubber Moulded Hyraulic Pressed Paver Block 83 mm thick including labour charges for laying etc | 782.79 | Each |  | 0 | 0 |  |  | 0 |  |  | 0 | #REF! | #REF! | #REF! | #REF! | #REF! | #REF!
| Supplying and fixing of 250 Watts Metal halide Flood light etc., | #REF! | Each |  | 0 | #REF! |  |  | #REF! |  |  | #REF! | #REF! | #REF! | #REF! | #REF! | #REF! | #REF!
21.6 | R.C.C.Door frames of size 100 x 75mm with one edge grooves size 't' x 20 mm ( with out M20 or M30 grade old data ) |  |  |  | 0 | 0 |  |  | 0 |  |  | 0 | #REF! | #REF! | #REF! | #REF! | #REF! | #REF!
| a. 900 x 2100 mm | #REF! | Each |  | 0 | #REF! |  |  | #REF! |  |  | #REF! | #REF! | #REF! | #REF! | #REF! | #REF! | #REF!
| c. 1200 x 2100 mm | #REF! | Each |  | 0 | #REF! |  |  | #REF! |  |  | #REF! | #REF! | #REF! | #REF! | #REF! | #REF! | #REF!
| d. 750 x 2100 mm | #REF! |  |  | 0 | #REF! |  |  | #REF! |  |  | #REF! | #REF! | #REF! | 0 | #REF! | #REF! | #REF!
| c. 1000 x 2100 mm | #REF! | Each |  | 0 | #REF! |  |  | #REF! |  |  | #REF! | #REF! | #REF! | 0 | #REF! | #REF! | #REF!
| Total Rs. | [14 empty] | 0 | 0 | 0
15 | Drilling of 150mm vertical borewell in hard rock area to any required depth as directed by the departmental officers by direct water mud circulation method using contractors rig tools,labour for drilling and water required etc.and as directed by the departmental officers including transport charges and rig from one point to another point for all depth etc.all complete. | 295 | Rmt | [11 empty] | 290 | 85550 | 290 | 85550
16 | Supply delivery and fixing of 165mm PVC casing pipe of 6kg/cm.square of approved quality conforming to IS specification with average wall thickness of 6.10mm and with inner/outer threaded ends at standard length of 3m including transporting charges etc.all complete. | 936 | Rmt | [11 empty] | 36 | 33696 | 36 | 33696
17 | Labour Charges for inserting PVC Casing pipes assembly(with slots or without slots) in the drilled hole includingjointing the pipes with PVC Couplers with Cement paste etc., complete, supply and packing the annular space with pebbles of size and quality as approved by the executive engineers of TWAD Board (13a/Page 248 0f 285) | 248.59 | Rmt | [11 empty] | 36 | 8949.24 | 36 | 8949.24
18 | Supply and fixing of 165mm dia PVC end cap with approved quality conforming to IS specifications with wall thickness of 6.10mm etc .all complete | 267 | Each | [11 empty] | 1 | 267 | 1 | 267
| Total Rs. |  |  |  |  | 3960391.09 |  |  | 28263383.71 |  |  | 14947016.29 |  | 47170791.02 |  | 537851.39 |  | 47708642.4
| Supply of 40 mm dia GI pipe "B"class | #REF!
| Laying of U.G. Cable below Ground Level | #REF!
| Fixing of UG cables on Walls / Ceiling | #REF!
| Fixing of Tube light street light fitting | #REF!
| Charges for fixing Mercury, Sodium Vapour lamp street light fittings ( all types ) in the existing pole with required GI pipes 'B' class and accessories ( Street light fittings alone will be supplied departmentally at free of cost ). | #REF! | [13 empty] | 47708642.41
| S & F TNEB Meter Board made up of MS box 600 x 225 mm with door and lock and key arrangements | #REF!
| 25 mm dia PVC pipe Heavy duty with ISI mark for TV/ Telephone line | #REF!
| TV/Telephone line junction | #REF!
| Supply and erection of Tubular lamp, using 65 mm dia GI pipe 'B' class pipe with ISI mark of 6 mt length and 20 mm dia GI pipe 'B' class upto 2 mt with. | #REF!
| Tube light - Box type | #REF!
| Open wiring for Light point with ceiling rose for flats/ houses | #REF!
| Open wiring Light point with bakelite batern type holder for flats/ houses(Open wiring) | #REF!
| Open wiring POINT WIRING FOR CALLING BELL / BUZZER WITH PUSH SWITCH FOR ALL TYPE OF BUILDING (OPEN WIRING) | #REF!
| Open wiring FAN POINT FOR ADMINISTRATIVE BLOCKS AND COMMUNITY CENTRE | #REF!
| Open wiring STAIRCASE LIGHT POINT FOR ADMINISTRATIVE BLOCKS AND COMMUNITY CENTRE (Open wiring) | #REF!
| Open wiring 5 AMPS 5 PIN PLUG SOCKET POINT AT CONVENIENT PLACES (OPEN WIRING) | #REF!
| Open wiring 2 X1.5 Sqmm in fully concealed PVC conduit | #REF!
| Open wiring 2 X 2.5 Sq mm in fully concealed PVC conduit (open wiring) | #REF!
| whitewashing one coat | #REF!
| whitewashing one coat for old wall | #REF!
| whitewashing two coat for old wall | #REF!
| Thorough scrapping the old wall | #REF!
| Thorough scrapping the old iron work | #REF!
| Thorough scrapping the old wood work | #REF!
| Cement paint one coat for old wall | #REF!
| Cement paint two coat for old wall | #REF!
| painting one coat for old iron work | #REF!
| painting two coat for old iron work | #REF!
| painting one coat for old wood work | #REF!
| painting two coat for old wood work | #REF!
| Matt paint one coat for old wall | #REF!

## pile data ( M30 grade) (2)
TAMILNADU POLICE HOUSING CORPORATION LIMITED
TRICHY DIVISION
Name of Work : Providing Bored cast-in-situ pile Pile Foundation
REVISED DATA 2017-18
|  | Setting of Bored cast-in-situ pile equipments with all accessories and tools at each of locations based on the 500 mm dia pile |  |  |  | Cum
| Volume of Concrete = 3.14 /x *0.5 x 0.5 x 8 = 4.02 /4= 1.57 m3 |  |  |  |  | 1.57
500mm Dia pipe
1.57 | Cum | Standardised concrete mix using M 30 Grade concrete in (F&B) |  | #REF! | #REF!
0.157 | MT | Bentonite (10% concrete volume) |  | 4000 | 628
8 | Rmt | Labour charges |  | 960 | 7680
|  | Total for 8 Rmt |  |  | #REF!
|  | Total for 1 Rmt |  |  | #REF!
|  | Moving and placing of piling equipment (1000/8) |  |  | 125
|  | Total for 1 Rmt |  |  | #REF!
Rate for 1 Cum
Chipping of pile to the required cut off level and cleaning away the debris with an average lead of 5 km entirely with city limits
| Volume of Concrete = 3.14/4 x 0.5 x 0.5 x 1 km =0.196 m3 |  |  |  |  | 0.196
500mm Dia pipe DATA for 1 Rmt
0.196 | Cum | Dismantling of RCC works it-35/38 p-24 |  | 3820 | 748.72
0.196 | Cum | Conveyance of dismantled materials p-35 |  | 48.1 | 9.43 |  |  | 1.09
0.196 | Cum | Loading or unloading charges p-35 |  | 30.1 | 5.9 |  |  | 3.29
8.86
|  | Total for 1 Rmt |  |  | 764.05
Removing of clay and conveyance charges,loading and unloading charges with an average lead of 3km entirely with city limits
26.07
Km | 3 | Rough stone, Bond stone, cut stone, HBG, Sand, gravel, surkhi, earth, crushed stone etc.Initial Lead (0-10 km) |  | 9.16 |  | 27.48
Km | 3 | Loading or unloading charges |  | 30.1 |  | 90.3 |  |  | 9.16*10
|  | For 1cum |  |  |  | 117.78
| 4.2 | Standardised concrete Mix M30 Grade Concrete
5 | cum | 20mm HBG Machine crushed stone jelly (7730 Kg) | #REF! |  | #REF!
3.3 | cum | 10-12mm HBG Machine crushed stone jelly (5156 Kg) | #REF! |  | #REF!
4.79 | cum | Sand (7670 Kg) | #REF! |  | #REF!
4 | MT | Cement | #REF! |  | #REF!
40 | Kg | Plasticiser /Super plasticiser @ 1% of cement | #REF! |  | #REF!
3.5 | Nos | Mason II | #REF! |  | #REF!
21.2 | Nos | Maz I | #REF! |  | #REF!
35.3 | Nos | Maz II | #REF! |  | #REF!
|  | Total for 10 cum | #REF! |  | #REF!
|  | for 1 cum | #REF! |  | #REF! | #REF!
1 | cum | Vibrating charges | #REF! |  | #REF!
|  | Sub Total |  |  | #REF! | #REF!
LS |  | Add for water charges & other sundries (0.5 % of sub total | LS |  | #REF! | #REF!
|  | Foundation & Basement |  |  | #REF! | #REF! | For RCC Door Frame
-
|  | G.F |  |  | #REF!
F.F
|  | S.F |  |  | #REF!
T.F
|  | Fourth Floor |  |  | #REF!
TAMILNADU POLICE HOUSING CORPORATION LIMITED
TRICHY DIVISION
Name of Work : Providing Bored cast-in-situ pile Pile Foundation
DATA
|  | Setting of Bored cast-in-situ pile equipments with all accessories and tools at each of locations based on the 450 mm dia pile |  |  |  | Cum
| Volume of Concrete = 3.14 /x *0.45 x 0.45 x 8 = 4.02 /4= 1.272 m3 |  |  |  |  | 1.272
450mm Dia pipe
1.272 | Cum | RCC 1:1.5:3 (F&B) |  | #REF! | #REF!
0.1272 | MT | Bentonite (10% concrete volume) |  | 4000 | 508.8
8 | Rmt | Labour charges |  | 960 | 7680
|  | Total for 8 Rmt |  |  | #REF!
|  | Total for 1 Rmt |  |  | #REF!
|  | Moving and placing of piling equipment (1000/8) |  |  | 125
|  | Total for 1 Rmt |  |  | #REF!
Rate for 1 Cum
Chipping of pile to the required cut off level and cleaning away the debris with an average lead of 5 km entirely with city limits
| Volume of Concrete = 3.14/4 x 0.45 x 0.45 x 1 km =0.159 m3 |  |  |  |  | 0.159
500mm Dia pipe DATA for 1 Rmt
0.159 | Cum | Dismantling of RCC works |  | 3820 | 607.38
0.159 | Cum | Conveyance of dismantled materials p-35 |  | 48.1 | 7.65
0.159 | Cum | Loading or unloading charges p-35 |  | 30.1 | 4.79
|  | Total for 1 Rmt |  |  | 619.82
Removing of clay and conveyance charges,loading and unloading charges with an average lead of 3km entirely with city limits
Km | 3 | Rough stone, Bond stone, cut stone, HBG, Sand, gravel, surkhi, earth, crushed stone etc.Initial Lead (0-10 km) |  | 9.62 | cum | 28.86
Km | 3 | Loading or unloading charges |  | 30.1 | cum | 90.3
|  | For 1cum |  |  |  | 119.16
| 4.2 | Standardised concrete Mix M30 Grade Concrete
5 | cum | 20mm HBG Machine crushed stone jelly (7730 Kg) | #REF! |  | #REF!
3.3 | cum | 10-12mm HBG Machine crushed stone jelly (5156 Kg) | #REF! |  | #REF!
4.79 | cum | Sand (7670 Kg) | #REF! |  | #REF!
4 | MT | Cement | #REF! |  | #REF!
40 | Kg | Plasticiser /Super plasticiser @ 1% of cement | #REF! |  | #REF!
3.5 | Nos | Mason II | #REF! |  | #REF!
21.2 | Nos | Maz I | #REF! |  | #REF!
35.3 | Nos | Maz II | #REF! |  | #REF!
|  | Total for 10 cum | #REF! |  | #REF!
|  | for 1 cum | #REF! |  | #REF! | #REF!
1 | cum | Vibrating charges | #REF! |  | #REF!
|  | Sub Total | 0 |  | #REF! | #REF!
LS |  | Add for water charges & other sundries (0.5 % of sub total | LS |  | #REF! | #REF!
|  | Foundation & Basement |  |  | #REF! | #REF!
TAMILNADU POLICE HOUSING CORPORATION LIMITED
TRICHY DIVISION
Name of Work : Providing Bored cast-in-situ pile Pile Foundation
DATA
|  | Setting of Bored cast-in-situ pile equipments with all accessories and tools at each of locations based on the 400 mm dia pile |  |  |  | Cum
| Volume of Concrete = 3.14 /x *0.40 x 0.40 x 8 = 4.02 /4= 1.272 m3 |  |  |  |  | 1.005
400mm Dia pipe
1.005 | Cum | RCC 1:1.5:3 (F&B) |  | #REF! | #REF!
0.1005 | MT | Bentonite (10% concrete volume) |  | 4000 | 402
8 | Rmt | Labour charges |  | 960 | 7680
|  | Total for 8 Rmt |  |  | #REF!
|  | Total for 1 Rmt |  |  | #REF!
|  | Moving and placing of piling equipment (1000/8) |  |  | 125
|  | Total for 1 Rmt |  |  | #REF!
Rate for 1 Cum
Chipping of pile to the required cut off level and cleaning away the debris with an average lead of 5 km entirely with city limits
| Volume of Concrete = 3.14/4 x 0.40 x 0.40 x 1 km =0.129 m3 |  |  |  |  | 0.126
400mm Dia pipe DATA for 1 Rmt
0.126 | Cum | Dismantling of RCC works |  | 3820 | 481.32
0.126 | Cum | Conveyance of dismantled materials |  | 48.1 | 6.06
0.126 | Cum | Loading or unloading charges |  | 30.1 | 3.79
|  | Total for 1 Rmt |  |  | 491.17
Removing of clay and conveyance charges,loading and unloading charges with an average lead of 3km entirely with city limits
Km | 3 | Rough stone, Bond stone, cut stone, HBG, Sand, gravel, surkhi, earth, crushed stone etc.Initial Lead (0-10 km) |  | 9.62 | cum | 28.86
Km | 3 | Loading or unloading charges |  | 30.1 | cum | 90.3
|  | For 1cum |  |  |  | 119.16

## pile data ( M20 grade)
TAMILNADU POLICE HOUSING CORPORATION LIMITED
TRICHY DIVISION
Name of Work : Providing Bored cast-in-situ pile Pile Foundation
REVISED DATA 2017-18
|  | Setting of Bored cast-in-situ pile equipments with all accessories and tools at each of locations based on the 500 mm dia pile |  |  |  | Cum
| Volume of Concrete = 3.14 /x *0.5 x 0.5 x 8 = 4.02 /4= 1.57 m3 |  |  |  |  | 1.57
500mm Dia pipe
1.57 | Cum | Standardised concrete mix using M 20 Grade concrete in (F&B) |  | #REF! | #REF!
0.157 | MT | Bentonite (10% concrete volume) |  | 4000 | 628
8 | Rmt | Labour charges |  | 960 | 7680
|  | Total for 8 Rmt |  |  | #REF!
|  | Total for 1 Rmt |  |  | #REF!
|  | Moving and placing of piling equipment (1000/8) |  |  | 125
|  | Total for 1 Rmt |  |  | #REF!
Rate for 1 Cum
Chipping of pile to the required cut off level and cleaning away the debris with an average lead of 5 km entirely with city limits
| Volume of Concrete = 3.14/4 x 0.5 x 0.5 x 1 km =0.196 m3 |  |  |  |  | 0.196
500mm Dia pipe DATA for 1 Rmt
0.196 | Cum | Dismantling of RCC works it-35/38 p-24 |  | 3820 | 748.72
0.196 | Cum | Conveyance of dismantled materials p-35 |  | 48.1 | 9.43 |  |  | 1.09
0.196 | Cum | Loading or unloading charges p-35 |  | 30.1 | 5.9 |  |  | 3.29
8.86
|  | Total for 1 Rmt |  |  | 764.05
Removing of clay and conveyance charges,loading and unloading charges with an average lead of 3km entirely with city limits
26.07
Km | 3 | Rough stone, Bond stone, cut stone, HBG, Sand, gravel, surkhi, earth, crushed stone etc.Initial Lead (0-10 km) |  | 9.16 |  | 27.48
Km | 3 | Loading or unloading charges |  | 30.1 |  | 90.3 |  |  | 9.16*10
|  | For 1cum |  |  |  | 117.78
Standardised concrete Mix M20 Grade Concrete
5 | cum | 20mm HBG Machine crushed stone jelly (7730 Kg) | #REF! |  | #REF! |  | #REF!
3.3 | cum | 10-12mm HBG Machine crushed stone jelly (5156 Kg) | #REF! |  | #REF! |  | #REF!
4.79 | cum | Sand (7670 Kg) | #REF! |  | #REF! |  | #REF!
3.25 | MT | Cement | #REF! |  | #REF! |  | #REF!
19.5 | Kg | Plasticiser /Super plasticiser @ .60% of cement (P57 item NO.198 | #REF! |  | #REF! |  | #REF!
3.5 | Nos | Mason II | #REF! |  | #REF! |  | #REF!
21.2 | Nos | Maz I | #REF! |  | #REF! |  | #REF!
35.3 | Nos | Maz II | #REF! |  | #REF! |  | #REF!
|  | Total for 10 cum | #REF! |  | #REF! |  | #REF!
|  | for 1 cum | #REF! |  | #REF! |  | #REF!
1 | cum | Vibrating charges p-28 /103 | #REF! |  | #REF!
|  | Sub Total | #REF! |  | #REF! |  | #REF!
LS |  | Add for water charges & other sundries (0.5 % of sub total | #REF! |  | #REF! |  | #REF!
|  | Foundation & Basement |  |  | #REF! |  | #REF!
-
|  | G.F |  |  | #REF!
F.F
|  | S.F |  |  | #REF!
T.F
|  | Fourth Floor |  |  | #REF!
TAMILNADU POLICE HOUSING CORPORATION LIMITED
TRICHY DIVISION
Name of Work : Providing Bored cast-in-situ pile Pile Foundation
DATA
|  | Setting of Bored cast-in-situ pile equipments with all accessories and tools at each of locations based on the 450 mm dia pile |  |  |  | Cum
| Volume of Concrete = 3.14 /x *0.45 x 0.45 x 8 = 4.02 /4= 1.272 m3 |  |  |  |  | 1.272
450mm Dia pipe
1.272 | Cum | RCC 1:1.5:3 (F&B) |  | #REF! | #REF!
0.1272 | MT | Bentonite (10% concrete volume) |  | 4000 | 508.8
8 | Rmt | Labour charges |  | 960 | 7680
|  | Total for 8 Rmt |  |  | #REF!
|  | Total for 1 Rmt |  |  | #REF!
|  | Moving and placing of piling equipment (1000/8) |  |  | 125
|  | Total for 1 Rmt |  |  | #REF!
Rate for 1 Cum
Chipping of pile to the required cut off level and cleaning away the debris with an average lead of 5 km entirely with city limits
| Volume of Concrete = 3.14/4 x 0.45 x 0.45 x 1 km =0.159 m3 |  |  |  |  | 0.159
500mm Dia pipe DATA for 1 Rmt
0.159 | Cum | Dismantling of RCC works p-24 |  | 3820 | 607.38
0.159 | Cum | Conveyance of dismantled materials p-35 |  | 48.1 | 7.65
0.159 | Cum | Loading or unloading charges p-35 |  | 30.1 | 4.79
|  | Total for 1 Rmt |  |  | 619.82
Removing of clay and conveyance charges,loading and unloading charges with an average lead of 3km entirely with city limits
Km | 3 | Rough stone, Bond stone, cut stone, HBG, Sand, gravel, surkhi, earth, crushed stone etc.Initial Lead (0-10 km) |  | 9.62 | cum | 28.86
Km | 3 | Loading or unloading charges |  | 30.1 | cum | 90.3
|  | For 1cum |  |  |  | 119.16
| 4.2 | Standardised concrete Mix M30 Grade Concrete
5 | cum | 20mm HBG Machine crushed stone jelly (7730 Kg) | #REF! |  | #REF!
3.3 | cum | 10-12mm HBG Machine crushed stone jelly (5156 Kg) | #REF! |  | #REF!
4.79 | cum | Sand (7670 Kg) | #REF! |  | #REF!
4 | MT | Cement | #REF! |  | #REF!
40 | Kg | Plasticiser /Super plasticiser @ 1% of cement | #REF! |  | #REF!
3.5 | Nos | Mason II | #REF! |  | #REF!
21.2 | Nos | Maz I | #REF! |  | #REF!
35.3 | Nos | Maz II | #REF! |  | #REF!
|  | Total for 10 cum | #REF! |  | #REF!
|  | for 1 cum | #REF! |  | #REF! | #REF!
1 | cum | Vibrating charges | #REF! |  | #REF!
|  | Sub Total | #REF! |  | #REF! | #REF!
LS |  | Add for water charges & other sundries (0.5 % of sub total | #REF! |  | #REF! | #REF!
|  | Foundation & Basement |  |  | #REF! | #REF!
TAMILNADU POLICE HOUSING CORPORATION LIMITED
TRICHY DIVISION
Name of Work : Providing Bored cast-in-situ pile Pile Foundation
DATA
|  | Setting of Bored cast-in-situ pile equipments with all accessories and tools at each of locations based on the 400 mm dia pile |  |  |  | Cum
| Volume of Concrete = 3.14 /x *0.40 x 0.40 x 8 = 4.02 /4= 1.272 m3 |  |  |  |  | 1.005
400mm Dia pipe
1.005 | Cum | RCC 1:1.5:3 (F&B) |  | #REF! | #REF!
0.1005 | MT | Bentonite (10% concrete volume) |  | 4000 | 402
8 | Rmt | Labour charges |  | 960 | 7680
|  | Total for 8 Rmt |  |  | #REF!
|  | Total for 1 Rmt |  |  | #REF!
|  | Moving and placing of piling equipment (1000/8) |  |  | 125
|  | Total for 1 Rmt |  |  | #REF!
Rate for 1 Cum
Chipping of pile to the required cut off level and cleaning away the debris with an average lead of 5 km entirely with city limits
| Volume of Concrete = 3.14/4 x 0.40 x 0.40 x 1 km =0.129 m3 |  |  |  |  | 0.126
400mm Dia pipe DATA for 1 Rmt
0.126 | Cum | Dismantling of RCC works |  | 3820 | 481.32
0.126 | Cum | Conveyance of dismantled materials |  | 48.1 | 6.06
0.126 | Cum | Loading or unloading charges |  | 30.1 | 3.79
|  | Total for 1 Rmt |  |  | 491.17
Removing of clay and conveyance charges,loading and unloading charges with an average lead of 3km entirely with city limits
Km | 3 | Rough stone, Bond stone, cut stone, HBG, Sand, gravel, surkhi, earth, crushed stone etc.Initial Lead (0-10 km) |  | 9.62 | cum | 28.86
Km | 3 | Loading or unloading charges |  | 30.1 | cum | 90.3
|  | For 1cum |  |  |  | 119.16

## Coastal Elec.Data
| Tamil Nadu Police Housing Corparation Ltd. | [5 empty] | TAMIL NADU POLICE HOUSING CORPORATION | [6 empty] | TAMIL NADU POLICE HOUSING CORPORATION | [5 empty] | Tamil Nadu Police Housing Corparation Ltd.
| = | [5 empty] | ====================================== | [6 empty] | ====================================== | [5 empty] | =
PLACE:- | Madurai TSp VIth Bn under 4000 quarters Scheme. | 2006-2007 |  |  | PLACE:- |  | Madurai TSp VIth Bn under 4000 quarters Scheme. |  | 2006-2007 |  |  | PLACE:- |  | Madurai TSp VIth Bn under 4000 quarters Scheme. |  | 2006-2007 |  |  | PLACE:- | Madurai TSp VIth Bn under 4000 quarters Scheme. |  | 2006-2007
[5 empty] | - | - | - | - | - | - |  | - | - | - | - | - | -
- | - | - | - |  | QTY |  | COST OF MATERIALS | RATE | PER | AMOUNT |  | QTY |  | COST OF MATERIALS | RATE | PER | AMOUNT |  | - | - | - | - | - | - | - | - | - | - | - | -
SL.NO | COST OF MATERIALS | RATE | PER |  | - | - | - | - | - | - |  | - | - | - | - | - | - |  | SL.NO | DESCRIPTION OF MATERIALS | UNIT | SOURCE | Total | COST OF | LEAD | LOAD- | UN LO- | MATERIAL | LABOUR RATE |  | 148.5
- | - | - | - |  |  | * | CEMENT MORTAR(1:1.5) | [6 empty] | LIME MORTAR(1:2) | [8 empty] | Lead | MATERIAL | CHARGE | ING | ADING | COST @ SITE
| LABOUR CHARGES | [5 empty] | - | [6 empty] | - |  |  |  |  | - | - | - | - | - | - | - | - | - | - | - | - | ¦ | 148.5 | 1.1 | 163.35
| ------------- |  |  |  | 0.96 | M.T | CEMENT | 3800 | M.T | 3648 |  | 0.5 | M.T | LIME | #REF! | M.T | #REF! |  | 1. | ROUGH STONE | CUM. | Nallambakkam | #REF! | 200 | #REF! | 0 | 0 | #REF! | MASON-I | 150 |  | 126.5 | 1.1 | 139.15
1 | MASON I * | 150 | NO. |  | 1 | CUM | SAND | #REF! | CUM | #REF! |  | 1 | CUM | SAND | #REF! | CUM | #REF! |  | 2. | BOND STONE | CUM. | Nallambakkam | #REF! | 300 | #REF! | 0 | 0 | #REF! | MASON-II | 135 |  | 85.5 | 1.1 | 94.05
2 | MASON II * | 135 | NO. |  | 1 | CUM | MIXING OF MORTAR | 26 | CUM | 26 |  | 1 | CUM | GRINDING OF MORTAR | 62.5 | CUM | 62.5 |  | 3. | HARD BROKEN STONE JELLY 3mm To 10mm | CUM. | Pallavaram | #REF! | 333.33 | #REF! | 0 | 0 | #REF! | MAZDOOR-I | 95 |  | 80.5 | 1.1 | 88.55
3 | MAZDOOR I * | 95 | NO. |  |  | L.S | SUNDRIES |  | L.S | 0 |  |  | L.S | SUNDRIES |  | L.S | 0 |  | 4. | HARD BROKEN STONE JELLY 10mm | CUM. | Pallavaram | #REF! | 425 | #REF! | 0 | 0 | #REF! | MAZDOOR-II | 85 |  | 114.5 | 1.1 | 125.95
4 | MAZDOOR II* | 85 | NO. | [6 empty] | - | [6 empty] | - |  | 5. | HARD BROKEN STONE JELLY 12mm | CUM. | Pallavaram | #REF! | 630 | #REF! | 0 | 0 | #REF! | PAINTER-I | 120 |  | 106.5 | 1.1 | 117.15
5 | PAINTER I/II* | 120 | 110 |  |  |  | TOTAL FOR 1 CUM |  |  | #REF! |  |  | #REF! | TOTAL FOR 1 CUM |  |  | #REF! |  | 6. | HARD BROKEN STONE JELLY 20mm | CUM. | Pallavaram | #REF! | 685 | #REF! | 0 | 0 | #REF! | PAINTER-II | 110 |  | 116.5 | 1.1 | 128.15
6 | PLUMBER I* | 130 | NO. | [6 empty] | - | [6 empty] | - |  | 7. | HARD BROKEN STONE JELLY 40mm | CUM. | Pallavaram | #REF! | 490 | #REF! | 0 | 0 | #REF! | PLUMBER-I | 130 |  | 106.5 | 1.1 | 117.15
7 | CARPENTER I/II* | 150 | 135 |  |  | * | CEMENT MORTAR(1:2) | [5 empty] | * | SUPPLYING MIXINNG AND LAYING |  |  |  |  | 8. | SAND FOR MORTAR | CUM. | Palar River | #REF! | 110 | #REF! | 0 | 0 | #REF! | PLUMBER-II | 120 |  | 106.5 | 1.1 | 117.15
8 | FITTER I* | 130 | 120 |  |  |  | - | [6 empty] | LIME SAND MIX 1:1 RATIO |  |  |  |  | 9. | SAND FOR FILLING | CUM. | Karanodai | #REF! | 110 | #REF! | 0 | 0 | #REF! | FITTER-I | 130 |  | 98.5 | 1.1 | 108.35
9 | MIXING OF MORTAR* | 26 | CUM* |  | 0.72 | M.T | CEMENT | 3800 | M.T | 2736 |  |  |  | INCLUDING COST OF |  |  |  |  | 10. | Kiln Burnt Country Bricks 22x11x7cm | 1000nos. | Nerkundram | #REF! | 1950 | #REF! | 0 | 0 | #REF! | FITTER-II | 120 |  | 148.5 | 1.1 | 163.35
10 | LIFT CHARGES FOR B.W IN G.F * | 17.6 | CUM |  | 1 | CUM | SAND | #REF! | CUM | #REF! |  |  |  | SAND,LIME,LABOUR FOR MIXING |  |  |  |  | 11. | BRICK JELLY 40mmGAUGE | CUM | Nerkundram | #REF! | 260 | #REF! | 0 | 0 | #REF! | CARPENTER-I | 150 |  | 126.5 | 1.1 | 139.15
11 | LIFT CHARGES FOR B.W IN F.F * | 35.2 | CUM |  | 1 | CUM | MIXING OF MORTAR | 26 | CUM | 26 |  |  |  | &LAYING ETC COMPLETE. |  |  |  |  | 12. | BRICK JELLY 20mmGAUGE | CUM | Nerkundram | #REF! | 280 | #REF! | 0 | 0 | #REF! | CARPENTER-II | 135 |  | 116.5 | 1.1 | 128.15
12 | LIFT CHARGES FOR B.W IN S.F * | 35.2 | CUM |  |  | L.S | SUNDRIES |  | L.S | 0 |  |  |  | - |  |  |  |  | 13. | MACHINE PRESSED TILES 23x 23x 2 Cm | 1000nos. | Local | #REF! | 4500 | 0 | 0 | 0 | 4500 | STONE CUTTER-I | 120 |  | 106.5 | 1.1 | 117.15
13 | LIFT CHARGES FOR CONCRETE IN G.F * | 26.45 | CUM | [6 empty] | - |  | 1 | CUM | COST OF SAND | #REF! | CUM | #REF! |  | 14. | SLACKED SHELL LIME | CUM. | Kurukkupet | 0 | 773 | 0 | 0 | 0 | 773 | STONE CUTTER-II | 110 |  | 106.5 | 1.1 | 117.15
14 | LIFT CHARGES FOR CONCRETE IN F.F * | 52.85 | CUM |  |  |  | TOTAL FOR 1 CUM |  |  | #REF! |  | 1 | CUM | COST OF LIME | #REF! | CUM | #REF! |  | 15. | SLACKED &SREENED LIME STONE | CUM. | Kurukkupet | #REF! | 565 | #REF! | 0 | 0 | #REF! | FLOOR POLISHER | 120 |  | 26 | 1.1 | 28.6
15 | LIFT CHARGES FOR CONCRETE IN S.F * | 52.85 | CUM | [6 empty] | - |  | 1.5 | CUM | LABOUR CHARGES FOR MIXING | 26 | CUM | 39 |  | 16. | C.W SCANTLING UPTO 4M LONG | CUM. | local | 0 | 20605 | 0 | 0 | 0 | 20605 | Mortar mix charges | 26 |  | 20.7 | 1.1 | 22.77
16 | VIBRATER CHARGES * | 20.7 | CUM |  |  | * | CEMENT MORTAR(1:3) |  |  |  |  | 1.5 | CUM | LABOUR CHARGES FOR FILLING | 7.8 | CUM | 11.7 |  | 17. | C.W. PLANK UPTO 40mmTHICK UPTO 30 Cm WIDTH | CUM. | local | 0 | 23685 | 0 | 0 | 0 | 23685 | Vibrat-charges(R.C.C) | 20.7 |  | 15.6 | 1.1 | 17.16
17 | EARTH FILLING * | 8.8 | 1CUM |  |  |  | - | [5 empty] | L.S | SUNDRIES |  | L.S | 0 |  | 18. | T.W SCANTLING 2M TO 3M LONG | CUM. | local | 0 | 65420 | 0 | 0 | 0 | 65420 | Vibrat-charges(P.C.C) | 15.6 |  | 7.8 | 1.1 | 8.58
18 | SAND FILLING * | 7.8 | 1CUM |  | 0.48 | M.T | CEMENT | 3800 | M.T | 1824 | [6 empty] | - |  | 19. | T.W.SCANTLING BELOW 2M LONG | CUM. | local | 0 | 57165 | 0 | 0 | 0 | 57165 | Sand filling charges | 7.8 |  | 8.8 | 1.1 | 9.68
19 | POLISHING STONE | 58.33 | L.S |  | 1 | CUM | SAND | #REF! | CUM | #REF! |  |  |  | TOTAL FOR 1.5 CUM |  |  | #REF! |  | 20. | T.W.PLANKS 30cm to 45cm WIDTH & 12to25mm Thick | CUM. | local | 0 | 63870 | 0 | 0 | 0 | 63870 | Earth filling charges | 8.8 |  | 25 | 1.1 | 27.5
20 | FLOOR POLISHER (MOSAIC) * | 120 | NO |  | 1 | CUM | MIXING OF MORTAR | 26 | CUM | 26 | [6 empty] | - |  | 21. | Country BricksKiln Burnt of SIZE 22x11x5Cm | 1000nos. | Nerkundram | #REF! | 1470 | #REF! | 0 | 0 | #REF! | E.W. | 25 |  | 342 | 1.1 | 376.2
21 | LABOUR CHARGE FOR WROUGHT & PUTUP /V-SHUTTER * | 3035 | 287 |  |  | L.S | SUNDRIES |  | L.S | 0 |  |  |  | RATE PER CUM |  |  | #REF! |  | 22. | MOSAIC TILES GRAY 25X25X2cm. | 1000nos. | local | 0 | 8240 | 0 | 0 | 0 | 8240 | L.C.T.W.Door- | 342 |  | 287 | 1.1 | 315.7
22 | LABOUR CHARGE FOR DOOR/WINDOW SHUTTER * | 342 | 320 | [6 empty] | - | [6 empty] | = |  | 23. | CEMENT (supply at site) | M.T | local | 0 | 3800 | 0 | 0 | 0 | 3800 | L.C.marine doors- | 287 |  | 320 | 1.1 | 352
23 | COST OF RUBBER ,LUBRICATION,PLUG,CLAMP | 2.5 | 267 |  |  |  | TOTAL FOR 1 CUM |  |  | #REF! | [8 empty] | 24. | R.T.S. / M.S upto 16mm | M.T | Local | 0 | 28000 | 0 | 0 | 0 | 28000 | TW glazed window | 320 |  | 3035 | 1.1 | 3338.5
24 | M.S. HOLD FAST WITH SCREWS * | 3.64 | 240 | [6 empty] | - | [8 empty] | 25. | M.S./ R.T.S above 16mm | M.T | Local | 0 | 26500 | 0 | 0 | 0 | 26500 | Wrought&putup | 3035 |  | 267 | 1.1 | 293.7
25 | M.S. SHEET/ANGLE PER M.T | 30000 | 30000 |  |  | * | CEMENT MORTAR(1:4) | [11 empty] | 26. | Country BricksKiln Burnt SIZE 22x11x5Cm | 1000nos. | Nerkundram | #REF! | 1470 | #REF! | 0 | 0 | #REF! | Ventilator | 267 |  | 240 | 1.1 | 264
26 | Graval | 169 |  |  | 0.36 | M.T | CEMENT | 3800 | M.T | 1368 | [8 empty] | 27. | HBSJ 11.2mm IRC metal | CUM. | Pallavaram | 18 | 278 | #REF! | 0 | 0 | #REF! | Meter- Cupboard Weldmesh | 240 |  | 37.3 | 1.1 | 41.03
| Earth work lift for addl 1M | 2.6 |  |  | 1 | CUM | SAND | #REF! | CUM | #REF! | [8 empty] | 28. | HBSJ 37.5mm to 26.5mm IRC metal | CUM. | Pallavaram | 18 | 334.5 | #REF! | 0 | 0 | #REF! | E.W (SDR) | 37.3 |  | 95.5 | 1.1 | 105.05
[5 empty] | 1 | CUM | MIXING OF MORTAR | 26 | CUM | 26 | [8 empty] | 29. | HBSJ 63mm to 45mm IRC metal | CUM. | Pallavaram | 18 | 278.5 | #REF! | 0 | 0 | #REF! | FITTER-II (Pipe & Bar Bend) | 120
27 | TRANSPORTING & ERRECTION | 40 | NO. |  |  | L.S | SUNDRIES |  | L.S | 0 | [8 empty] | 30. | Gravel | CUM. | Nellore road | 20 | 83 | 86 | 0 | 0 | 169 |  |  | ¦
28 | LABOUR COST OF CHANNELMOULD/PAINTING ANTCORROSIVE | 41 | 500 | [6 empty] | - | [20 empty] | ¦
29 | COST OF PLASTERXERS/COST OF ANTI-CORROSIVE | 28 | 105.45 |  |  |  | TOTAL FOR 1 CUM |  |  | #REF! | [8 empty] | - | - | - | - | - | - | - | - | - | - | - | - | ¦
30 | STONE CUTTER II * | 110 | NO | [6 empty] | - | [20 empty] | ¦
31 | CONVEYING,LOWERING& JOINTING LABOUR | 1.75 | RMT |  |  | * | CEMENT MORTAR(1:5) | [12 empty] | CERTIFIED THAT THE LEAD PARTICULARS FURNISHED HERE ARE FOUND CORRECT UPTO BEST OF MY KNOWLEDGE | [10 empty] | ¦
32 | LABOUR FOR CUTTING 15mm DIA * | 2.2 | NO |  |  |  | - | [23 empty] | ¦
33 | LABOUR FOR CUTTING 20mm DIA * | 2.2 | NO |  | 0.288 | M.T | CEMENT | 3800 | M.T | 1094.4 | [20 empty] | ¦
34 | LABOUR FOR CUTTING 25mm DIA * | 2.7 | NO |  | 1 | CUM | SAND | #REF! | CUM | #REF! | [20 empty] | ¦
35 | LABOUR FOR CUTTING 32mm DIA * | 3.2 | NO |  | 1 | CUM | MIXING OF MORTAR | 26 | CUM | 26 | [11 empty] | J.E / A.E |  |  |  | A.E.E |  |  |  | E.E | ¦
36 | LABOUR FOR CUTTING 40mm DIA * | 4.2 | NO |  |  | L.S | SUNDRIES |  | L.S | 0 |  |  | * | CEMENT CONCRETE(1:8:16) USING | [16 empty] | ¦
37 | LABOUR FOR CUTTING 50mm DIA/100mm Dia * | 5.35 | 10.65 | [6 empty] | - |  |  |  | 40mm BRICK JELLY | [16 empty] | ¦
38 | LABOUR FOR CUTTING 65mm DIA/80mm Dia * | 5.85 | 7.45 |  |  |  | TOTAL FOR 1 CUM |  |  | #REF! |  |  |  | - | [16 empty] | ¦
39 | LABOUR FOR THREADING 15mm DIA * | 3.2 | NO | [6 empty] | - |  | 9 | CUM | 40mm BRICK JELLY | #REF! | CUM | #REF! | [13 empty] | ¦
40 | LABOUR FOR THREADING 20mm DIA * | 3.2 | NO |  |  | * | CEMENT MORTAR(1:6) |  |  |  |  | 4.5 | CUM | CEMENT MORTAR(1:8) | #REF! | CUM | #REF! | [13 empty] | ¦
41 | LABOUR FOR THREADING 25mm DIA * | 6.4 | NO |  |  |  | - |  |  |  |  | 1.8 | NO. | MASON II | 135 | NO. | 243 | [13 empty] | ¦
42 | LABOUR FOR THREADING 32mm DIA /100mm Dia * | 8.55 | 21.3 |  | 0.24 | M.T | CEMENT | 3800 | M.T | 912 |  | 17.7 | NO. | MAZDOOR I | 95 | NO. | 1681.5 | [13 empty] | ¦
43 | LABOUR FOR THREADING 40mm DIA /80mm Dia * | 9.55 | 16 |  | 1 | CUM | SAND | #REF! | CUM | #REF! |  | 14.1 | NO. | MAZDOOR II | 85 | NO. | 1198.5 | [13 empty] | ¦::
44 | LABOUR FOR THREADING 50mm DIA /65mm Dia * | 10.65 | 12.75 |  | 1 | CUM | MIXING OF MORTAR | 26 | CUM | 26 |  |  | L.S | SUNDRIES |  | L.S | 0
45 | COST OF JOINTING MATERIALS | 12.1 | L.S |  |  | L.S | SUNDRIES |  | L.S | 0 | [6 empty] | -
46 | HIRE CHARGES FOR POWER POLISHER | 35 | L.S | [6 empty] | - |  |  |  | TOTAL FOR 10 CUM |  |  | #REF! | [13 empty] | ¦
47 | ELC. CONSUMPTION CHARGES | 15 | L.S |  |  |  | TOTAL FOR 1 CUM |  |  | #REF! | [6 empty] | - | [13 empty] | ¦
48 | LABOUR FOR FIXING WINDOW BARS | 6.55 | Kg* | [6 empty] | - |  |  |  | RATE PER CUM |  |  | #REF! | [13 empty] | ¦
49 | E.W.EXCAVATION SS 20B AS PER SR ITEM 62 * | 25 | 37.3 |  |  | * | CEMENT MORTAR(1:7) | [9 empty] | = | [13 empty] | ¦
50 | MIXER OPERATER * | 85.5 | NO. |  |  |  | - | [5 empty] | * | CEMENT CONCRETE(1:2:4) USING | [16 empty] | ¦
51 | TESTING CHARGES FOR S.W. LINE | 42 | L.S |  | 0.206 | M.T | CEMENT | 3800 | M.T | 782.8 |  |  |  | 20mm HBSTONE METEL | [16 empty] | ¦
52 | GRINDING MORTAR * | 62.5 | CUM |  | 1 | CUM | SAND | #REF! | CUM | #REF! |  |  |  | - | [16 empty] | ¦
53 | G.I. SHEET SR114 1.6mmT.K,30cmWIDE | 303 | SQM* |  | 1 | CUM | MIXING OF MORTAR | 26 | CUM | 26 |  | 9 | CUM | 20mm HBSTONE METEL | #REF! | CUM | #REF! | [13 empty] | ¦
54 | FITTER II * | 120 | NO. |  |  | L.S | SUNDRIES |  | L.S | 0 |  | 4.5 | CUM | CEMENT MORTAR(1:2) | #REF! | CUM | #REF! | [13 empty] | ¦
55 | CEMENT | 3800 | M.T | [6 empty] | - |  | 1.8 | NO. | MASON II | 135 | NO. | 243 | [13 empty] | ¦
56 | ROUGH STONE | #REF! | CUM |  |  |  | TOTAL FOR 1 CUM |  |  | #REF! |  | 17.7 | NO. | MAZDOOR I | 95 | NO. | 1681.5 | [13 empty] | ¦
57 | BOND STONE | #REF! | CUM | [6 empty] | - |  | 14.1 | NO. | MAZDOOR II | 85 | NO. | 1198.5 | [13 empty] | ¦
58 | HARD BROKEN STONE JELLY 3mmTo10mm SIZE | #REF! | CUM |  |  | * | CEMENT MORTAR(1:8) | [5 empty] | L.S | SUNDRIES |  | L.S | 0 | [13 empty] | ¦
59 | HARD BROKEN STONE JELLY 10mm SIZE | #REF! | CUM |  |  |  | - | [9 empty] | - | [13 empty] | ¦
60 | HARD BROKEN STONE JELLY 12mm SIZE | #REF! | CUM |  | 0.18 | M.T | CEMENT | 3800 | M.T | 684 |  |  |  | TOTAL FOR 10 CUM |  |  | #REF! | [13 empty] | ¦
61 | HARD BROKEN STONE JELLY 20mm SIZE | #REF! | CUM |  | 1 | CUM | SAND | #REF! | CUM | #REF! | [6 empty] | - | [13 empty] | ¦
62 | HARD BROKEN STONE JELLY 40mm SIZE | #REF! | CUM |  | 1 | CUM | MIXING OF MORTAR | 26 | CUM | 26 |  |  |  | RATE PER CUM |  |  | #REF! | [13 empty] | ¦
63 | TERRACOTTA JALLY 110mm/50mmT.K FIXING CHARGE | 20 | * |  |  | L.S | SUNDRIES |  | L.S | 0 | [6 empty] | = | [13 empty] | ¦
64 | TERRACOTTA JALLY 110mmT.K/50mmT.K | 514.62 | 240 | [6 empty] | - |  |  | * | B.W IN C.M(1:5) USING CHAMBER BURNT | [16 empty] | ¦
65 | CHAMBER BURNT G.M(2D) BRICK 8-3/4"X4-1/4"X2" | #REF! | CUM |  |  |  | TOTAL FOR 1 CUM |  |  | #REF! |  |  |  | Bricks of size 22X11X5Cm | [16 empty] | ¦
66 | SAND FOR MARTER | #REF! | CUM | [6 empty] | - |  |  |  | - | [16 empty] | ¦
67 | SAND FOR FILLING | #REF! | CUM |  | 1.1 |  | EARTH WORK EXCAVATION |  |  |  |  | 4600 | NOS. | Bricks of size 22X11X5Cm | #REF! | 1000NO. | #REF! | [13 empty] | ¦
68 | STOCK BRICK-IISORT(2A)T.M OF SIZE 9"x4-1/2"X3" | #REF! | 1000 Nos |  |  |  | --------------------- |  |  |  |  | 2.5 | CUM | CEMENT MORTAR(1:5) | #REF! | CUM | #REF! | [13 empty] | ¦
69 | BRICK JELLY 40mm GAUGE | #REF! | CUM |  | 10 | CUM | EARTH WORK EXCAVATION IN SS20B | 25 | CUM | 250 |  | 3.5 | NO. | MASON I | 150 | NO. | 525 | [13 empty] | ¦
70 | BRICK JELLY 20mm GAUGE | #REF! | CUM |  | 10 | CUM | ADD 100% FOR NARROW CUTTING | 25 | CUM | 250 |  | 10.6 | NO. | MASON II | 135 | NO. | 1431 | [13 empty] | ¦
71 | PRESSED TILES 23X23X2cm | 4500 | 1000 Nos | 3550 | 10 | CUM | 1/3REFILLING CHARGES | 2.93 | CUM | 29.3 |  | 7.1 | NO. | MAZDOOR I | 95 | NO. | 674.5 | [13 empty] | ¦
72 | SLACKED LIME | 773 | CUM |  |  | L.S | SUNDRIES |  | L.S | 0 |  | 21.2 | NO. | MAZDOOR II | 85 | NO. | 1802 | [13 empty] | ¦
73 | SLACKED SHELL LIME | #REF! | CUM | [6 empty] | - |  |  | L.S | SUNDRIES |  | L.S | 0 | [13 empty] | ¦
74 | C.W.SANDLING UP TO 4M LONG | 20605 | CUM |  |  |  | TOTAL FOR 10 CUM |  |  | 529.3 | [6 empty] | - | [13 empty] | ¦
75 | C.W. PLANK 40mmT.K.UPTO30cm WIDTH | 23685 | CUM | [6 empty] | - |  |  |  | TOTAL FOR 10 CUM |  |  | #REF! | [13 empty] | ¦
76 | T.W SANDLING OVER2M,BLOW3M | 65420 | CUM |  |  |  | RATE PER CUM INCLUDING REFILLING | 0 TO 2M |  | 52.93 | [6 empty] | - | [13 empty] | ¦
77 | T.W.SCANDLING UPTO 2M | 57165 | CUM |  |  |  |  | 2 TO 3M |  | 55.53 |  |  |  | RATE PER CUM |  |  | #REF! | [13 empty] | ¦
78 | T.W. PLANK 12mm to 25mm T.K UPTO 45cmWIDTH | 63870 | CUM |  | 1.2 |  | RATE PER CUM EXCLUDING REFILLING | 0 TO 2M |  | 50 | [6 empty] | = | [13 empty] | ¦
79 | STOCK BRICK-ISORT(2B)T.M SIZE 9"x4-3/8"X2-3/4" | #REF! | 1000 Nos |  |  |  |  | 2 TO 3M |  | 52.6 | [20 empty] | ¦
[5 empty] | 1.3 |  | EARTH WORK EXCAVATION for SDR
-
[5 empty] | 10 | CUM | EARTH WORK EXCAVATION IN SDR | 37.3 | CUM | 373
[5 empty] | 10 | CUM | ADD 100% FOR NARROW CUTTING | 37.3 | CUM | 373
[5 empty] | 10 | CUM | 1/3REFILLING CHARGES | 2.93 | CUM | 29.3
[6 empty] | L.S | SUNDRIES |  | L.S | 0
-
[7 empty] | TOTAL FOR 10 CUM |  |  | 775.3
-
[7 empty] | RATE PER CUM INCLUDING REFILLING | 0 TO 2M |  | 77.53
[8 empty] | 2 TO 3M |  | 80.13
[5 empty] | 1.7 |  | RATE PER CUM EXCLUDING REFILLING IN SDR | 0 TO 2M |  | 74.6
[8 empty] | 2 TO 3M |  | 77.2
[5 empty] | 1.5 |  | EARTH WORK EXCAVATION for open foundationEXCLUDING REFILLING
[5 empty] | 10 | CUM | EARTH WORK EXCAVATION IN SS20B | 25 | CUM | 250
[5 empty] | 10 | CUM | 1/3REFILLING CHARGES | 2.93 | CUM | 29.3
[6 empty] | L.S | SUNDRIES |  | L.S | 0
-
[7 empty] | TOTAL FOR 10 CUM |  |  | 279.3
-
27.93
=
[7 empty] | RATE PER CUM EXCLUDING REFILLING | 0 TO 2M |  | 25
[8 empty] | 2 TO 3M |  | 27.6
[5 empty] | 1.8 |  | EARTH WORK EXCAVATION for open foundation IN SDR (EXCLUDING REFILLING)
[5 empty] | 10 | CUM | EARTH WORK EXCAVATION IN SDR | 37.3 | CUM | 373
[6 empty] | LS |  |  | LS | 0
-
[7 empty] | TOTAL FOR 10 CUM |  |  | 373
-
[7 empty] | RATE PER CUM EXCLUDING REFILLING IN SDR (OPEN FOUNDATION) | 0 TO 2M |  | 37.3
[8 empty] | 2 TO 3M |  | 39.9
[5 empty] | 1.6 |  | EARTH WORK EXCAVATION FOR DRAINS
[7 empty] | up to 1.25m width | 0 TO 2M |  | 37.5
[7 empty] | 1.5 times E.W | 2 TO 3M |  | 40.1
=
80 | MOSIC TILES GREY 25X25X2cm | 8240 | 13.87 |  | 2.1 | * | FILLING IN FOUNDATION AND | [5 empty] | 14a | G.F |  |  | #REF! | [13 empty] | ¦
81 | RTS/MS above 16mm dia | 26500 | M.T |  |  |  | BASEMENT WITH FILLING SAND | [5 empty] | 14b | F.F |  |  | #REF! | [13 empty] | ¦
82 | RTS/MS upto 16mm dia | 28000 | M.T |  |  |  | - | [5 empty] | 14c | S.F |  |  | #REF! | [13 empty] | ¦
83 | M.S. WIRE 3mm | 26500 | M.T |  | 1 | CUM | COST OF FILLINGSAND | #REF! | CUM | #REF! |  |  | 14d | T.F |  |  | #REF! | [13 empty] | ¦
84 | GRAVEL | 169 | CUM |  | 1 | CUM | LABOUR CHARGES FOR FILLING | 7.8 | CUM | 7.8 |  |  |  | Fourth floor |  |  | #REF! | [13 empty] | ¦
85 | BITUMEN | 12224.58 | M.T |  |  | L.S | SUNDRIES |  | L.S | 0 |  |  | * | B.W IN C.M(1:6) USING CHAMBER BURNT | [16 empty] | ¦
86 | BINDING WIRE | 30000 | M.T | [6 empty] | - |  |  |  | Bricks of size 22X11X5Cm | [16 empty] | ¦
[7 empty] | TOTAL FOR 1.0 CUM |  |  | #REF! |  |  |  | - | [16 empty] | ¦
87 | POLISHING STONE | 7.5 | L.S | [6 empty] | - |  | 4600 | NOS. | Bricks of size 22X11X5Cm | #REF! | 1000NO. | #REF! | [13 empty] | ¦
[5 empty] | 2.2 | * | PROVIDING SAND GRAVEL MIX
IN 1:1 RATIO INCLUDING
COST OF SAND,GRAVEL,STACKING,LABOUR FOR
MIXING &CONSOLIDATION ETC
COMPLETE.
-
[5 empty] | 0.7 | CUM | COST OF SAND | #REF! | CUM | #REF!
[5 empty] | 0.7 | CUM | STACKING CHARGES | 3.05 | CUM | 2.14
[5 empty] | 0.72 | CUM | COST OF gravel | 169 | CUM | 121.68
[5 empty] | 0.72 | CUM | STACKING CHARGES | 3.05 | CUM | 2.2
[5 empty] | 1 | CUM | LABOUR CHARGES FOR MIXING | 26 | CUM | 26
[5 empty] | 1 | CUM | LABOUR CHARGES FOR SPREADING | 6.05 | CUM | 6.05
WATERING&POWER ROLLING
[6 empty] | L.S | SUNDRIES |  | L.S | 0
-
[7 empty] | TOTAL FOR 1.0 CUM |  |  | #REF!
-
2.3 | SUPLLYING AND FILLING WITH 40MM Brick jelly | #REF! |  |  | 2.6 | * | SUPLLYING AND FILLING WITH 40MM HBSJ
2.4 | SUPLLYING AND FILLING WITH 20MM Brick jelly | #REF! |  |  |  |  | -
[5 empty] | 1 | CUM | COST OF 40mm HBSJ | #REF! | CUM | #REF!
[5 empty] | 1 | CUM | LABOUR CHARGES FOR FILLING | 8.8 | CUM | 8.8
[6 empty] | L.S | SUNDRIES |  | L.S | 0
-
[7 empty] | TOTAL FOR 1.0 CUM |  |  | #REF!
-
[5 empty] | 2.7 | * | SUPLLYING AND FILLING WITH 20MM HBSJ
-
[5 empty] | 1 | CUM | COST OF 20mm HBSJ | #REF! | CUM | #REF!
[5 empty] | 1 | CUM | LABOUR CHARGES FOR FILLING | 8.8 | CUM | 8.8
[6 empty] | L.S | SUNDRIES |  | L.S | 0
-
[7 empty] | TOTAL FOR 1.0 CUM |  |  | #REF!
88 | CRUDE OIL | 15.25 | Kg | [6 empty] | - |  | 2.5 | CUM | CEMENT MORTAR(1:6) | #REF! | CUM | #REF! | [13 empty] | ¦
89 | RED OXIDE | 110 | Kg | [8 empty] | 3.5 | NO. | MASON I | 150 | NO. | 525 | [13 empty] | ¦
[5 empty] | 2.5 |  | Providing GRAVEL SOLING of 150mm thick
[5 empty] | 1 | CUM | COST OF Gravel | 169 | CUM | 169
[5 empty] | 1 | CUM | STACKING CHARGES | 3.05 | CUM | 3.05
[5 empty] | 1 | CUM | LABOUR CHARGES FOR SPREADING | 6.05 | CUM | 6.05
WATERING&POWER ROLLING
-
[7 empty] | TOTAL FOR 1.0 CUM |  |  | 178.1
-
90 | WINE VERNISH | 65 | LITTER |  | 3.1 | * | CEMENT CONCRETE(1:5:10) USING |  |  |  |  | 10.6 | NO. | MASON II | 135 | NO. | 1431 | [13 empty] | ¦
91 | LINSEED OIL (BOILED) | 25 | LITTER |  |  |  | 40mm HBSTONE METEL |  |  |  |  | 7.1 | NO. | MAZDOOR I | 95 | NO. | 674.5 | [13 empty] | ¦
92 | BEST GOPALVARNISH REDY MIX | 210 | LITTER |  |  |  | - |  |  |  |  | 21.2 | NO. | MAZDOOR II | 85 | NO. | 1802 | [13 empty] | ¦
93 | READY MIX PAINT II ND/ IST for wood | 160 | 96.11 |  | 9 | CUM | H.B.STONEJELLY 40mm | #REF! | CUM | #REF! |  |  | L.S | SUNDRIES |  | L.S | 0 | [13 empty] | ¦
94 | READY MIX PRIMER PAINT | 100 | LITTER |  | 4.5 | CUM | CEMENT MORTAR(1:5) | #REF! | CUM | #REF! | [6 empty] | - | [13 empty] | ¦
95 | M.S WASHER | 0.25 | NO. |  | 1.8 | NO. | MASON II | 135 | NO. | 243 |  |  |  | TOTAL FOR 10 CUM |  |  | #REF! | [13 empty] | ¦
96 | CHICKEN MESH 10X10X10G | 22.6 | SQM |  | 17.7 | NO. | MAZDOOR I | 95 | NO. | 1681.5 | [6 empty] | - | [13 empty] | ¦
97 | WELD MESH 75X25X10G | 212 | SQM |  | 14.1 | NO. | MAZDOOR II | 85 | NO. | 1198.5 |  |  |  | RATE PER CUM |  |  | #REF! | [13 empty] | ¦
98 | WELD MESH 100X100X10G | 85 | NO |  |  | L.S | SUNDRIES |  | L.S | 0 | [6 empty] | = | [13 empty] | ¦
99 | IWC ORIYA PAN | 750 | NO | [6 empty] | - | [20 empty] | ¦
100 | S.W. SIGLE Y | 47.2 | NO | [6 empty] | #REF! |  |  | 15a | G.F |  |  | #REF! | [13 empty] | ¦
101 | S.W.TEE 100mm DIA WITH ISI MARK | 75 | NO |  |  |  | TOTAL FOR 10 CUM |  |  | - |  |  | 15b | F.F |  |  | #REF! | [13 empty] | ¦::
102 | S.W.PIPE 100mm DIAWITH ISI MARK | 40 | NO | [6 empty] | #REF! |  |  | 15c | S.F |  |  | #REF!
103 | S.W.PIPE 150mm DIAWITH ISI MARK | 65 | NO |  |  |  | RATE PER CUM |  |  | = |  |  | 15d | T.F |  |  | #REF!
104 | S.W.BEND 100mm DIAWITH ISI MARK | 65 | NO | [27 empty] | ¦
105 | READY MIX PAINT II ND/ IST for iron | 150 | LTR |  | 3.2 | * | CEMENT CONCRETE PCC (1:2:4) USING
106 | S.W.TEE 150mm DIA WITH ISI MARK | 100 | NO |  |  |  | 20mm HBSTONE METEL | [5 empty] | A. | DOOR OF SIZE 70X210Cm
[7 empty] | - | [6 empty] | -
[5 empty] | 9 | CUM | H.B.STONEJELLY 20mm | #REF! | CUM | #REF! |  | 0.01153 | CUM | T.W.SCANTLING above 2M length | 65420 | CUM | 754.29
[5 empty] | 4.5 | CUM | CEMENT MORTAR(1:2) | #REF! | CUM | #REF! |  | 0.01013 | CUM | T.W.SCANTLING below 2M length | 57165 | CUM | 579.08
[5 empty] | 1.8 | NO. | MASON II | 135 | NO. | 243 |  | 0.7778 | SQM | Phenol bonded BWR Plywood 9mm | 381.37 | SQM | 296.63
[5 empty] | 17.7 | NO. | MAZDOOR I | 95 | NO. | 1681.5 |  | 1.23 | SQM | LABOUR CHARGE | 287 | SQM | 353.01
[5 empty] | 14.1 | NO. | MAZDOOR II | 85 | NO. | 1198.5 |  | 2 | NO. | 6"X1/2"ALU.TOWER BOLT | 30 | NO. | 60
[6 empty] | L.S | SUNDRIES |  | L.S | 0 |  | 3 | NO. | 5" ALU.BUTT HINGS | 45 | NO. | 135
[10 empty] | - |  | 1 | NO. | 10"X5/8" ALU. ALDROP | 95 | NO. | 95
[10 empty] | #REF! |  | 1 | NO. | NYLON BUSH | 8 | NO. | 8
[7 empty] | TOTAL FOR 10 CUM |  |  | - |  | 1 | NO. | ALU.HANDLE WITH C.P.SCREWS | 30 | NO. | 30
[10 empty] | #REF! |  | 1 | NO. | DOOR STOPPER | 25 | NO. | 25
[7 empty] | RATE PER CUM |  |  | = | [6 empty] | -
[14 empty] | TOTAL FOR 1.23 SQM |  |  | 2336.01
[5 empty] | 3.3 | * | CEMENT CONCRETE(1:8:16) USING | [9 empty] | -
20mm brick jelly
[7 empty] | - | [6 empty] | RATE PER SQM |  |  | 1899.2
[5 empty] | 9 | CUM | 20mmbrick jelly | #REF! | CUM | #REF! |  | ¦::
[5 empty] | 4.5 | CUM | CEMENT MORTAR(1:8) | #REF! | CUM | #REF!
[5 empty] | 1.8 | NO. | MASON II | 135 | NO. | 243
[5 empty] | 17.7 | NO. | MAZDOOR I | 95 | NO. | 1681.5
[5 empty] | 14.1 | NO. | MAZDOOR II | 85 | NO. | 1198.5
[6 empty] | L.S | SUNDRIES |  | L.S | 0
-
#REF!
[7 empty] | TOTAL FOR 10 CUM |  |  | -
#REF!
[7 empty] | RATE PER CUM |  |  | =
[5 empty] | 3.6 |  | PROVIDING WBM 125mm CONSOLIDATED
THICK WITH GRAVEL BLINDAGE
=
[5 empty] | 1.25 | cum | Stacking charges | 3.05 | cum | 3.81
[5 empty] | 0.75 | cum | 63mm to 46.5mm IRC metal | #REF! | cum | #REF!
[5 empty] | 0.5 | cum | 37.5mm to 26.5mm IRC metal | #REF! | cum | #REF!
[5 empty] | 0.45 | cum | Gravel blindage 2 layers | 169 | cum | 76.05
[5 empty] | 10 | sqm | Spreading charges for 2 layers | 17.82 | sqm | 178.2
[7 empty] | (10.1+7.72) |  |  | -
[7 empty] | Total for 10 m2 |  |  | #REF!
-
[7 empty] | for 1 m2 |  |  | #REF!
=
[5 empty] | 3.7 |  | SURFACE DRESSING OVER WBM 25mm TK.
-
[5 empty] | 2.7 | cum | 11.2mm IRC metal | #REF! | cum | #REF!
[5 empty] | 0.145 | cum | Filling sand | #REF! | cum | #REF!
[5 empty] | 218.8 | kg | Bitumen | 12224.58 | kg | 2674.74
[5 empty] | 100 | sqm | Labour charges | 14.3 | sqm | 1430
-
[7 empty] | Total for 100M2 |  |  | #REF!
-
[7 empty] | for 1 m2 |  |  | #REF!
=
105 | S.W.BEND 150mm DIA | 50.5 | NO |  | 4.1 |  | REINFORCED CEMENT CONCRETE | [5 empty] | ** | PARTITION WALL OF 114mmTHICK | [16 empty] | ¦
106 | S.W.GULLY TRAP 150X100mm | 115 | NO |  |  |  | = | [6 empty] | - | [16 empty] | ¦
107 | NAHANI TRAP 63mm/PVC TYP | 63 | 90 |  |  | * | C.C(1:2:4)USING 20mm HBSTONE |  |  |  |  | 1.14 | CUM | PRATITION B.W IN C.M(1:4) | #REF! | NO. | #REF! | [13 empty] | ¦
108 | CENTERING C.W BOARDING 40mmT.K | 10705 | CUM |  |  |  | JELLY FOR ALL RCCWORK |  |  |  |  | 1 | NO | MASON I | 150 | NO. | 150 | [13 empty] | ¦
109 | CENTERING C.W. JOIST | 9395 | CUM |  |  |  | - | [5 empty] | L.S | SUNDRIES |  | L.S | 0.05 | [13 empty] | ¦
110 | CASURINA POST 10mmMTO 13mm DIA * | 15 | NO |  | 9 | CUM | 20mm HB STONE JELLY | #REF! | CUM | #REF! | [6 empty] | - | [13 empty] | ¦
111 | CEMENT PAINT | 35 | Kg | 120 | 3.231 | M.T | CEMENT | 3800 | M.T | 12277.8 |  |  |  | TOTAL FOR 10 SQM |  |  | #REF! | [13 empty] | ¦
112 | GLASS 3mmTHICK | 160 | 452.09 |  | 4.5 | CUM | SAND | #REF! | CUM | #REF! | [6 empty] | - | [13 empty] | ¦
113 | A.C. PIPE 100mm DIA | 13.5 | RMT |  | 3.5 | NO. | MASON II | 135 | NO. | 472.5 |  |  |  | RATE PER SQM |  |  | #REF! | [13 empty] | ¦
114 | A.C.BEND100mm DIA | 18.81 | NO |  | 21.2 | NO. | MAZDOOR I | 95 | NO. | 2014 | [6 empty] | = | [13 empty] | ¦
115 | A.C. SHOE 100mm DIA | 14.15 | NO |  | 35.3 | NO. | MAZDOOR II | 85 | NO. | 3000.5 |  |  | 20a | G.F |  |  | #REF! | [13 empty] | ¦
116 | C.I EVERITE CLAMOE 100mm DIA | 16.44 | NO |  |  | L.S | SUNDRIES |  | L.S | 0 |  |  | 20b | F.F |  |  | #REF! | [13 empty] | ¦
117 | CI GREATINGS 100mm DIA | 8 | 6.25 | [6 empty] | - |  |  | 20c | S.F |  |  | #REF! | [13 empty] | ¦
118 | G.I.SHEET 22G | 170.39 | SQM |  |  |  | TOTAL FOR 10CUM |  |  | #REF! |  |  | 20d | T.F |  |  | #REF! | [13 empty] | ¦
119 | ALU HINGS 5" | 45 | NO | [6 empty] | - | [20 empty] | ¦
120 | ALU HINGS 4" | 31.24 | NO |  |  |  | RATE PER CUM |  |  | #REF! |  |  | ** | DADOING WALL WITH MASAIC | [16 empty] | ¦
121 | ALU HINGS 3" | 25 | NO | [10 empty] | GRADED CHIPS | [16 empty] | ¦
122 | ALU HINGS 2" | 13 | NO |  | 1 | CUM | VIBRATING CHARGES |  |  | 20.7 |  |  |  | - | [16 empty] | ¦
123 | ALU TOWER BOLT 6"X1/2" | 30 | NO | [6 empty] | - |  | 10 | SQM | MASIC TILES LAID IN CM 1:3 | #REF! | SQM | #REF! | [13 empty] | ¦
124 | ALU TOWER BOLT 2"X5/10" | 20 | NO | 25 |  |  | for foundation and basement |  |  | #REF! |  | 1.1 | NO. | MASON II | 135 | NO. | 148.5 | [13 empty] | ¦
125 | ALU ALDROP 10"X5.8" | 95 | NO | [6 empty] | - |  | 1.1 | NO. | MAZDOOR I | 95 | NO. | 104.5 | [13 empty] | ¦
126 | ALU ALDROP 6"X1/2" | 80 | NO |  |  |  | G.F |  |  | #REF! |  | 1.1 | NO. | MAZDOOR II | 85 | NO. | 93.5 | [13 empty] | ¦
127 | NYLON BUSH FOR D | 8 | NO |  |  |  | F.F |  |  | #REF! | [6 empty] | - | [13 empty] | ¦
128 | NYLON BUSH FOR W&V | 8 | NO |  |  |  | S.F |  |  | #REF! |  |  |  | TOTAL FOR 10 SQM |  |  | #REF! | [13 empty] | ¦
129 | VENTILATER PIVET | 2.9 | PAIR |  |  |  | T.F |  |  | #REF! | [6 empty] | - | [13 empty] | ¦
130 | ALU HOOKS & EYES8" | 20.6 | PAIR |  |  |  | Forth floor |  |  | #REF! |  |  |  | RATE PER SQM |  |  | #REF! | [13 empty] | ¦
131 | ALU HOOKS & EYES6" | 15.6 | NO | [13 empty] | = | [13 empty] | ¦
132 | ALU HOOKS & EYES3" | 12.6 | NO |  | 5. | * | RANDUM RABBLE MASONRY IN CM 1:5 | [23 empty] | ¦
133 | I.O. HINGES 4" | 5.75 | NO |  |  |  | = | [5 empty] | * | PLASTERING C.M(1:3) 12mmTHICK | [16 empty] | ¦
134 | I.O. HINGES 5" | 8.5 | NO |  | 10 | CUM | ROUGH STONE | #REF! | CUM | #REF! |  |  |  | - | [16 empty] | ¦
135 | I.O SPL HING 8"LONG | 10 | NO |  | 1 | CUM | BOND STONE | #REF! | CUM | #REF! |  | 0.14 | CUM | CEMENT MORTAR(1:3) | #REF! | CUM | #REF! | [13 empty] | ¦
136 | I.O. HINGES 3" | 3.25 | NO |  | 3.4 | CUM | CEMENT MORTAR(1:5) | #REF! | CUM | #REF! |  | 1.1 | NO. | MASON I | 150 | NO. | 165 | [13 empty] | ¦
137 | I.O. HINGES 2" | 2.2 | NO |  | 7.1 | NO. | MASON I | 150 | NO. | 1065 |  | 0.5 | NO. | MAZDOOR I | 95 | NO. | 47.5 | [13 empty] | ¦
138 | I.O. TOWER BOLT 6"X1/2" | 10.5 | NO |  | 10.6 | NO. | MASON II | 135 | NO. | 1431 |  | 1.1 | NO. | MAZDOOR II | 85 | NO. | 93.5 | [13 empty] | ¦
139 | I.O. TOWER BOLT 2"X5/8" | 5.5 | NO |  | 14.1 | NO. | MAZDOOR I | 95 | NO. | 1339.5 |  |  | L.S | SUNDRIES |  | L.S | 0 | [13 empty] | ¦
140 | I.O. ALDROP 10"X5.8" | 21 | NO |  | 14.1 | NO. | MAZDOOR II | 85 | NO. | 1198.5 | [6 empty] | - | [13 empty] | ¦
141 | I.O. ALDROP 6"X1/2" | 10 | NO |  |  | L.S | SUNDRIES |  | L.S | 0 |  |  |  | TOTAL FOR 10 SQM |  |  | #REF! | [13 empty] | ¦
142 | NYLON BUSH FOR D | 4 | NO | [6 empty] | - | [6 empty] | - | [13 empty] | ¦
143 | NYLON BUSH FOR W&V | 8 | NO. |  |  |  | TOTAL FOR 10 CUM |  |  | #REF! |  |  |  | RATE PER SQM |  |  | #REF! | [13 empty] | ¦
144 | VENTILATER PIVET | 8.5 | NO | [6 empty] | - |  |  | * | PLASTERING C.M(1:2) 12mmTHICK |  |  | = | [13 empty] | ¦
145 | I.O HOOKS & EYES8" | 20.6 | NO |  |  |  | RATE PER CUM |  |  | #REF! |  |  |  | - | [16 empty] | ¦
146 | I.O HOOKS & EYES6" | 15.6 | NO | [6 empty] | = |  | 0.14 | CUM | CEMENT MORTAR(1:2) | #REF! | CUM | #REF! | [13 empty] | ¦
147 | I.O HOOKS & EYES3" | 0.9 | NO |  | 6 | * | B.W IN C.M(1:5) USING kiln Burnt Country Bricks |  |  |  |  | 1.1 | NO. | MASON I | 150 | NO. | 165 | [13 empty] | ¦
148 | C.I. SOIL PIPE | [5 empty] | Bricks of size 22x11x7 cm |  |  |  |  | 0.5 | NO. | MAZDOOR I | 95 | NO. | 47.5 | [13 empty] | ¦
149 | 50mm DIA | 66.44 | RMT |  |  |  | - |  |  |  |  | 1.1 | NO. | MAZDOOR II | 85 | NO. | 93.5 | [13 empty] | ¦
150 | 75mm DIA | 83.5 | RMT |  | 4800 | NOS. | Bricks of size 22x11x7 cm | #REF! | 1000NO. | #REF! |  |  | L.S | SUNDRIES |  | L.S | 0 | [13 empty] | ¦
151 | 100mm DIA | 102.12 | RMT |  | 2.5 | CUM | CEMENT MORTAR(1:5) | #REF! | CUM | #REF! | [6 empty] | - | [13 empty] | ¦
152 | 150mm DIA | 182.52 | RMT |  | 3.5 | NO. | MASON I | 150 | NO. | 525 |  |  |  | TOTAL FOR 10 SQM |  |  | #REF! | [13 empty] | ¦
153 | C.I. SOIL BEND |  |  |  | 10.6 | NO. | MASON II | 135 | NO. | 1431 | [6 empty] | - | [13 empty] | ¦
154 | 50mm DIA | 26.62 | NO |  | 7.1 | NO. | MAZDOOR I | 95 | NO. | 674.5 |  |  |  | RATE PER SQM |  |  | #REF! | [13 empty] | ¦
155 | 75mm DIA | 34.87 | NO |  | 21.2 | NO. | MAZDOOR II | 85 | NO. | 1802 | [6 empty] | = | [13 empty] | ¦
156 | 100mm DIA | 45 | NO |  |  | L.S | SUNDRIES |  | L.S | 0 |  |  | * | PLASTERING C.M(1:2) 10mmTHICK | [16 empty] | ¦
157 | 150mm DIA | 99.75 | NO | [6 empty] | - |  |  |  | - | [16 empty] | ¦
158 | C.I. SOIL BEND WITHDOOR | [5 empty] | TOTAL FOR 10 CUM |  |  | #REF! |  | 0.1 | CUM | CEMENT MORTAR(1:2) | #REF! | CUM | #REF! | [13 empty] | ¦
159 | 50mm DIA | 43.47 | NO | [6 empty] | - |  | 1.1 | NO. | MASON I | 150 | NO. | 165 | [13 empty] | ¦
160 | 75mm DIA | 50.34 | NO |  |  |  | RATE PER CUM |  |  | #REF! |  | 1.1 | NO. | MAZDOOR I | 95 | NO. | 104.5 | [13 empty] | ¦::
161 | 100mm DIA | 65.21 | NO | [6 empty] | = |  | 1.1 | NO. | MAZDOOR II | 85 | NO. | 93.5
162 | 150mm DIA | 145.29 | NO |  |  |  | G.F |  |  | #REF! |  |  | L.S | SUNDRIES |  | L.S | 0
163 | A.C. SOIL PIPE | [5 empty] | F.F |  |  | #REF! | [6 empty] | - | [13 empty] | ¦
164 | 50mm DIA | 14.91 | RMT |  |  |  | S.F |  |  | #REF! |  |  |  | TOTAL FOR 10 SQM |  |  | #REF! | [13 empty] | ¦
165 | 75mm DIA | 19.41 | RMT |  |  |  | T.F |  |  | #REF! | [6 empty] | - | [13 empty] | ¦
166 | 100mm DIA | 22.22 | RMT |  |  |  | Forth floor |  |  | #REF! |  |  |  | RATE PER SQM |  |  | #REF! | [13 empty] | ¦
[5 empty] | 7.2 |  | PROVIDING BITUMEN PAD FOR EXPANISION |  |  | 470/SQM
[7 empty] | JOINT |  |  | =
167 | 150mm DIA | 46.42 | RMT |  | 9 | * | B.W IN C.M(1:6) USING kiln Burnt Country Bricks | [9 empty] | = | [13 empty] | ¦
168 | A.C. SOIL BEND | [5 empty] | Bricks of size 22x11x7 cm | [23 empty] | ¦
169 | 50mm DIA | 8.58 | NO |  |  |  | - | [5 empty] | * | PLASTERING C.M(1:5) 20mmTHICK | [16 empty] | ¦
170 | 75mm DIA | 12.26 | NO |  | 4800 | NOS. | Bricks of size 22x11x7 cm | #REF! | 1000NO. | #REF! |  |  |  | - | [16 empty] | ¦
171 | 100mm DIA | 13.89 | NO |  | 2.5 | CUM | CEMENT MORTAR(1:6) | #REF! | CUM | #REF! |  | 0.22 | CUM | CEMENT MORTAR(1:5) | #REF! | CUM | #REF! | [13 empty] | ¦
172 | 150mm DIA | 36.25 | NO |  | 3.5 | NO. | MASON I | 150 | NO. | 525 |  | 2.2 | NO. | MASON I | 150 | NO. | 330 | [13 empty] | ¦
173 | A.C. SOIL BEND WITHDOOR |  |  |  | 10.6 | NO. | MASON II | 135 | NO. | 1431 |  | 0.5 | NO. | MAZDOOR I | 95 | NO. | 47.5 | [13 empty] | ¦
174 | 50mm DIA | 15.7 | NO |  | 7.1 | NO. | MAZDOOR I | 95 | NO. | 674.5 |  | 3.2 | NO. | MAZDOOR II | 85 | NO. | 272 | [13 empty] | ¦
175 | 75mm DIA | 22.31 | NO |  | 21.2 | NO. | MAZDOOR II | 85 | NO. | 1802 |  |  | L.S | SUNDRIES |  | L.S | 0 | [13 empty] | ¦
176 | 100mm DIA | 25.24 | NO |  |  | L.S | SUNDRIES |  | L.S | 0 | [6 empty] | - | [13 empty] | ¦
177 | 150mm DIA | 52.34 | NO | [6 empty] | - |  |  |  | TOTAL FOR 10 SQM |  |  | #REF! | [13 empty] | ¦
178 | A.C. SOIL TEE | [5 empty] | TOTAL FOR 10 CUM |  |  | #REF! | [6 empty] | - | [13 empty] | ¦
179 | 50mm DIA | 13.73 | NO | [6 empty] | - |  |  |  | RATE PER SQM |  |  | #REF! | [13 empty] | ¦
180 | 75mm DIA | 20.16 | NO |  |  |  | RATE PER CUM |  |  | #REF! | [6 empty] | = | [13 empty] | ¦
181 | 100mm DIA | 22.73 | NO | [6 empty] | = |  |  | * | PLASTERING C.M(1:3) 20mmTHICK | [16 empty] | ¦
182 | 150mm DIA | 46.98 |  |  |  |  | G.F |  |  | #REF! |  |  |  | - | [16 empty] | ¦
183 | A.C. SOIL TEE WITH DOOR | [5 empty] | F.F |  |  | #REF! |  | 0.22 | CUM | CEMENT MORTAR(1:3) | #REF! | CUM | #REF! | [13 empty] | ¦
184 | 50mm DIA | 19.3 | NO |  |  |  | S.F |  |  | #REF! |  | 2.2 | NO. | MASON I | 150 | NO. | 330 | [13 empty] | ¦
185 | 100mm DIA | 33.46 | NO |  |  |  | T.F |  |  | #REF! |  | 0.5 | NO. | MAZDOOR I | 95 | NO. | 47.5 | [13 empty] | ¦
186 | 150mm DIA | 53.62 | NO |  |  |  | Forth floor |  |  | #REF! |  | 3.2 | NO. | MAZDOOR II | 85 | NO. | 272 | [13 empty] | ¦
187 | A.C. SOIL SINGLE YEE |  |  |  | 27 | * | B.W IN C.M(1:4) USING kiln Burnt Country Bricks | [5 empty] | L.S | SUNDRIES |  | L.S | 0 | [13 empty] | ¦
188 | 50mm DIA | 13.73 | NO |  |  |  | Bricks of size 22x11x7 cm | [9 empty] | - | [13 empty] | ¦
189 | 75mm DIA | 20.16 | NO |  |  |  | - | [6 empty] | TOTAL FOR 10 SQM |  |  | #REF! | [13 empty] | ¦
190 | 100mm DIA | 22.73 | NO |  | 4800 | NOS. | Bricks of size 22x11x7 cm | #REF! | 1000NO. | #REF! | [6 empty] | - | [13 empty] | ¦
191 | 150mm DIA | 46.98 | NO |  | 2.5 | CUM | CEMENT MORTAR(1:4) | #REF! | CUM | #REF! |  |  |  | RATE PER SQM |  |  | #REF! | [13 empty] | ¦
192 | A.C. SOIL SINGLE YEE WITHDOOR |  |  |  | 3.5 | NO. | MASON I | 150 | NO. | 525 | [6 empty] | = | [13 empty] | ¦
193 | 50mm DIA | 19.3 | NO |  | 10.6 | NO. | MASON II | 135 | NO. | 1431 |  |  | * | PLASTERING C.M(1:4) 20mmTHICK | [16 empty] | ¦
194 | 75mm DIA | 25.74 | NO |  | 7.1 | NO. | MAZDOOR I | 95 | NO. | 674.5 |  |  |  | MIXEDWITH RED OXIDE @9.8 | [16 empty] | ¦
195 | 100mm DIA | 33.46 | NO |  | 21.2 | NO. | MAZDOOR II | 85 | NO. | 1802 |  |  |  | Kg/10 SQM | [16 empty] | ¦
196 | 150mm DIA | 53.62 |  |  |  | L.S | SUNDRIES |  | L.S | 0 |  |  |  | - | [16 empty] | ¦
197 | A.C. SOIL DOUBLE YEE WITHDOOR | [8 empty] | - |  | 0.22 | CUM | CEMENT MORTAR(1:4) | #REF! | CUM | #REF! | [13 empty] | ¦
198 | 50mm DIA | 26.16 | NO |  |  |  | TOTAL FOR 10 CUM |  |  | #REF! |  | 2.2 | NO. | MASON I | 150 | NO. | 330 | [13 empty] | ¦
199 | 75mm DIA | 34.32 | NO | [6 empty] | - |  | 0.5 | NO. | MAZDOOR I | 95 | NO. | 47.5 | [13 empty] | ¦
200 | 100mm DIA | 40.33 | NO |  |  |  | RATE PER CUM |  |  | #REF! |  | 1.1 | no. | mason for polishing | 150 | NO. | 165 | [13 empty] | ¦
201 | A.C. SOIL DOUBLE YEE | [8 empty] | = |  | 3.2 | NO. | MAZDOOR II | 85 | NO. | 272 | [13 empty] | ¦
202 | 50mm DIA | 20.33 | NO |  |  |  | G.F |  |  | #REF! |  | 9.8 | Kg | RED OXIDE | 110 | Kg | 1078 | [13 empty] | ¦
203 | 75mm DIA | 26.6 | NO |  |  |  | F.F |  |  | #REF! |  |  | L.S | SUNDRIES |  | L.S | 0 | [13 empty] | ¦
204 | 100mm DIA | 33.89 | NO |  |  |  | S.F |  |  | #REF! | [6 empty] | - | [13 empty] | ¦
205 | A.C. SOIL COWL | [5 empty] | T.F |  |  | #REF! |  |  |  | TOTAL FOR 10 SQM |  |  | #REF! | [13 empty] | ¦
206 | 50mm DIA | 13.29 | NO |  |  |  | Forth floor |  |  | #REF! | [6 empty] | - | [13 empty] | ¦
207 | 75mm DIA | 18.02 | NO |  |  |  | Average rate for staircase steps |  |  | #REF! |  |  |  | RATE PER SQM |  |  | #REF! | [13 empty] | ¦
208 | 100mm DIA | 23.17 | NO | [13 empty] | = | [13 empty] | ¦
209 | A.C. SOIL SHOE | [5 empty] | PARTITION WALL | [5 empty] | * | WHITE WASHING ONE COAT | [16 empty] | ¦
210 | 50mm DIA | 9 | NO |  |  |  | - | [6 empty] | - | [16 empty] | ¦
211 | 75mm DIA | 11.58 | NO |  | 10 | * | B.W IN C.M(1:4) USING kiln Burnt Country Bricks |  |  |  |  | 0.05 | CUM | SLACKED SHELL LIME | 773 | CUM | 38.65 | [13 empty] | ¦
212 | 100mm DIA | 14.15 | NO |  |  |  | Bricks of size 22x11x7 cm |  |  |  |  | 1.1 | NO. | MASON II | 135 | NO. | 148.5 | [13 empty] | ¦
213 | A.C. SOIL SOCKETS | [5 empty] | - |  |  |  |  | 0.3 | NO. | MAZDOOR I | 95 | NO. | 28.5 | [13 empty] | ¦
214 | 50mm DIA | 4.29 | NO |  | 4800 | NOS. | Bricks of size 22x11x7 cm | #REF! | 1000NO. | #REF! |  | 1.9 | NO. | MAZDOOR II | 85 | NO. | 161.5 | [13 empty] | ¦
215 | 75mm DIA | 6.01 | NO |  | 1.59 | CUM | CEMENT MORTAR(1:4) | #REF! | CUM | #REF! |  |  | L.S | SUNDRIES FOR BRUSH ETC |  | L.S | 1.46 | [13 empty] | ¦
216 | 100mm DIA | 6.86 | NO |  | 7 | NO. | MASON I | 150 | NO. | 1050 | [6 empty] | - | [13 empty] | ¦
217 | A.C.DRAIN SPOUT 18" LONG |  |  |  | 7.1 | NO. | MASON II | 135 | NO. | 958.5 |  |  |  | TOTAL FOR 100 SQM |  |  | 378.61 | [13 empty] | ¦
218 | 50mm DIA | 14.91 | NO |  | 7.1 | NO. | MAZDOOR I | 95 | NO. | 674.5 | [6 empty] | - | [13 empty] | ¦
219 | 75mm DIA | 17.58 | NO |  | 21.2 | NO. | MAZDOOR II | 85 | NO. | 1802 |  |  |  | RATE PER SQM |  |  | 3.79 | [13 empty] | ¦
220 | 100mm DIA | 19.3 | NO |  |  | L.S | SUNDRIES |  | L.S | 0 | [6 empty] | = | [13 empty] | ¦
221 | A.C.DRAIN SPOUT 24" LONG | [8 empty] | - | [20 empty] | ¦::
222 | 50mm DIA | 15.87 | NO |  |  |  | TOTAL FOR 10 CUM |  |  | #REF!
223 | 75mm DIA | 20.16 | NO | [6 empty] | - |  |  | ** | WHITE WASHING TWO COAT
224 | 100mm DIA | 22.31 | NO |  |  |  | RATE PER CUM |  |  | #REF! |  |  |  | - | [16 empty] | ¦
225 | G.I. PIPE A CLASS | [8 empty] | = |  | 0.07 | CUM | SLACKED SHELL LIME | 773 | CUM | 54.11 | [13 empty] | ¦
226 | 15mmDIA | 26.4 | RMT | [8 empty] | 1.6 | NO. | MASON II | 135 | NO. | 216 | [13 empty] | ¦
227 | 20mm DIA | 35.26 | RMT |  |  | ** | PARTITION WALL OF 110 mm thick |  |  |  |  | 0.5 | NO. | MAZDOOR I | 95 | NO. | 47.5 | [13 empty] | ¦
228 | 25mm DIA | 48.71 | RMT |  |  |  | - |  |  |  |  | 2.7 | NO. | MAZDOOR II | 85 | NO. | 229.5 | [13 empty] | ¦
229 | 32mm DIA | 58.75 | RMT |  | 1.1 | CUM | PARATITION B.W IN C.M(1:4) | #REF! | NO. | #REF! |  |  | L.S | SUNDRIES FOR BRUSH ETC |  | L.S | 2.09 | [13 empty] | ¦
230 | 40mm DIA | 70.2 | RMT |  | 1 | NO | MASON I | 150 | NO. | 150 | [6 empty] | - | [13 empty] | ¦
231 | 50mm DIA | 91.85 | RMT |  |  | L.S | SUNDRIES |  | L.S | 0 |  |  |  | TOTAL FOR 100 SQM |  |  | 549.2 | [13 empty] | ¦
232 | 65mm DIA | 128 | RMT | [6 empty] | - | [6 empty] | - | [13 empty] | ¦
233 | G.I. BEND | [5 empty] | TOTAL FOR 10 SQM |  |  | #REF! |  |  |  | RATE PER SQM |  |  | 5.49 | [13 empty] | ¦
234 | 15mmDIA | 9 | NO. | [6 empty] | - | [6 empty] | = | [13 empty] | ¦
235 | 20mm DIA | 11 | NO. |  |  |  | RATE PER SQM |  |  | #REF! |  |  | ** | COLOUR WASHING TWO COATS | [16 empty] | ¦
236 | 25mm DIA | 18 | NO. | [6 empty] | = |  |  |  | - | [16 empty] | ¦
237 | 32mm DIA | 24.6 | NO. |  |  |  | G.F |  |  | #REF! |  | 10 | SQM | WHITE WASHING TWO COAT | 5.49 | SQM | 54.9 | [13 empty] | ¦
238 | 40mm DIA | 31.46 | NO. |  |  |  | F.F |  |  | #REF! |  | 10 | SQM | ADD 50% EXYRA FOR COLOURING | 2.75 | SQM | 27.5 | [13 empty] | ¦
239 | 50mm DIA | 53.2 | NO. |  |  |  | S.F |  |  | #REF! |  |  |  | MAATERIAL |  |  | - | [13 empty] | ¦
240 | 65mm DIA | 76.36 | NO. |  |  |  | T.F |  |  | #REF! | [6 empty] | 82.4 | [13 empty] | ¦
241 | G.I.COUPLER | [5 empty] | Fourth Floor |  |  | #REF! |  |  |  | TOTAL FOR 10 SQM |  |  | - | [13 empty] | ¦
242 | 15mmDIA | 5.5 | NO. |  | 11 | * | B.W IN C.M(1:4) USING kiln Burnt Country Bricks | [9 empty] | 8.24 | [13 empty] | ¦
243 | 20mm DIA | 8 | NO. |  |  |  | Bricks of size 22x11x7 cm | [6 empty] | RATE PER SQM |  |  | = | [13 empty] | ¦
244 | 25mm DIA | 10.4 | NO. |  |  |  | - | [23 empty] | ¦
245 | 32mm DIA | 22.06 | NO. |  | 4800 | NOS. | Bricks of size 22x11x7 cm | #REF! | 1000NO. | #REF! |  |  | * | COLOUR WASHING TWO COATS OVER | [16 empty] | ¦
246 | 40mm DIA | 27.91 | NO. |  | 1.59 | CUM | CEMENT MORTAR(1:4) | #REF! | CUM | #REF! |  |  |  | ONE COAT OF WHITE WASHING. | [16 empty] | ¦
247 | 50mm DIA | 49.42 | NO. |  | 7 | NO. | MASON I | 150 | NO. | 1050 |  |  |  | - | [16 empty] | ¦
248 | 65mm DIA | 86.94 | NO. |  | 7.1 | NO. | MASON II | 135 | NO. | 958.5 |  | 10 | SQM | WHITE WASHING ONE COAT | 3.79 | SQM | 37.9 | [13 empty] | ¦
249 | G.I. ELBOW |  |  |  | 7.1 | NO. | MAZDOOR I | 95 | NO. | 674.5 |  | 10 | SQM | COLOUR WASHING TWO COATS | 8.24 | SQM | 82.4 | [13 empty] | ¦
250 | 15mmDIA | 5.75 | NO. |  | 21.2 | NO. | MAZDOOR II | 85 | NO. | 1802 | [6 empty] | - | [13 empty] | ¦
251 | 20mm DIA | 8.5 | NO. |  |  | L.S | SUNDRIES |  | L.S | 0 | [6 empty] | 120.3 | [13 empty] | ¦
252 | 25mm DIA | 14 | NO. | [6 empty] | - |  |  |  | TOTAL FOR 10 SQM |  |  | - | [13 empty] | ¦
253 | 32mm DIA | 30.11 | NO. |  |  |  | TOTAL FOR 10 CUM |  |  | #REF! | [6 empty] | 12.03 | [13 empty] | ¦
254 | 40mm DIA | 47.25 | NO. | [6 empty] | - |  |  |  | RATE PER SQM |  |  | = | [13 empty] | ¦
255 | 50mm DIA | 71.16 | NO. |  |  |  | RATE PER CUM |  |  | #REF! | [20 empty] | ¦
256 | 65mm DIA | 125.84 | NO. | [6 empty] | = | [20 empty] | ¦
257 | G.I. UNION | [12 empty] | WATER SUPPLY | [16 empty] | ¦
258 | 15mmDIA | 17 | NO. |  |  | *** | PARTITION WALL OF 70mm thick | [6 empty] | - | [16 empty] | ¦
259 | 20mm DIA | 23.4 | NO. |  |  |  | - | [5 empty] | * | LABOUR CHARGE FOR LAYING | [16 empty] | ¦
260 | 25mm DIA | 33 | NO. |  | 0.7 | CUM | PRATITION B.W IN C.M(1:4) | #REF! | NO. | #REF! |  |  |  | JOINTING GI PIPE AND SPECIALS | [16 empty] | ¦
261 | 32mm DIA | 34.22 | NO. |  | 1 | NO | MASON I | 150 | NO. | 150 |  |  |  | BELOW G.L | [16 empty] | ¦
262 | 40mm DIA | 75.28 | NO. |  |  | L.S | SUNDRIES |  | L.S | 0 |  |  |  | - | [16 empty] | ¦
263 | 50mm DIA | 92.66 | NO. | [6 empty] | - |  |  | A | 15mm DIA GI PIPE BELOW G.L | [16 empty] | ¦
264 | 65mm DIA | 141.86 | NO. |  |  |  | TOTAL FOR 10 SQM |  |  | #REF! |  |  |  | - | [16 empty] | ¦
265 | G.I. PLUG | [8 empty] | - |  | 8.1 | CUM | E.W EXCLUDING REFILLING | 50 | CUM | 405 | [13 empty] | ¦
266 | 15mmDIA | 1.8 | NO. |  |  |  | RATE PER SQM |  |  | #REF! |  | 8.1 | CUM | REFILLING CHARGE | 8.8 | CUM | 71.28 | [13 empty] | ¦
267 | 20mm DIA | 2.9 | NO. | [6 empty] | = |  | 30 | RMT | CONVEYING,LOWERING ANDLAYING | 1.75 | RMT | 52.5 | [13 empty] | ¦
268 | 25mm DIA | 4 | NO. |  |  |  | G.F |  |  | #REF! |  |  |  | TO PROPER GRADEAND | [16 empty] | ¦
269 | 32mm DIA | 6.86 | NO. |  |  |  | F.F |  |  | #REF! |  |  |  | ALIGNMENT,JOINTING | [16 empty] | ¦
270 | 40mm DIA | 9.15 | NO. |  |  |  | S.F |  |  | #REF! |  |  |  | ETC BUT EXCLUDING COST OF | [16 empty] | ¦
271 | 50mm DIA | 14.59 | NO. |  |  |  | T.F |  |  | #REF! |  |  |  | JOINTING MATERIALS. | [16 empty] | ¦
[7 empty] | Forth Floor |  |  | #REF!
272 | 65mm DIA | 21.74 | NO. |  |  |  | PARTITION WALL |  |  |  |  | 8 | NO | CUTTING CHARGES | 2.2 | NO | 17.6 | [13 empty] | ¦
273 | G.I. TEE | [5 empty] | ============== |  |  |  |  | 8 | NO | THREADING CHARGES | 3.2 | NO | 25.6 | [13 empty] | ¦
274 | 15mmDIA | 8.85 | NO. |  | 12 | * | B.W IN C.M(1:4) USING 4-A Categery |  |  |  |  | 1 | L.S | COST OF JOINTING MATERIALS | 12.1 | L.S | 12.1 | [13 empty] | ¦
275 | 20mm DIA | 14 | NO. |  |  |  | Bricks of size 22X11X5Cm |  |  |  |  | 1 | L.S | SUNDRIES |  | L.S | 0 | [13 empty] | ¦
276 | 25mm DIA | 20.7 | NO. |  |  |  | - | [9 empty] | - | [13 empty] | ¦
277 | 32mm DIA | 41.82 | NO. |  | 6570 | NOS. | Bricks of size 22X11X5 cm | #REF! | 1000NO. | #REF! |  |  |  | TOTAL FOR 30M |  |  | 584.08 | [13 empty] | ¦::
278 | 40mm DIA | 61.78 | NO. |  | 1.91 | CUM | CEMENT MORTAR(1:4) | #REF! | CUM | #REF! | [6 empty] | -
279 | 50mm DIA | 97.93 | NO. |  | 7 | NO. | MASON I | 150 | NO. | 1050 |  |  |  | RATE PER RMT |  |  | 19.47
280 | 65mm DIA | 156.5 | NO. |  | 3.6 | NO. | MASON II | 135 | NO. | 486 | [6 empty] | - | [13 empty] | ¦
281 | G.I.HEX NIPPLE |  |  |  | 7.1 | NO. | MAZDOOR I | 95 | NO. | 674.5 |  |  | B | 20mm DIA GI PIPE BELOW G.L | [16 empty] | ¦
282 | 15mmDIA | 3.2 | NO. |  | 14.1 | NO. | MAZDOOR II | 85 | NO. | 1198.5 |  |  |  | - | [16 empty] | ¦
283 | 20mm DIA | 4.7 | NO. |  |  | L.S | SUNDRIES |  | L.S | 0 |  | 8.1 | CUM | E.W EXCLUDING REFILLING | 50 | CUM | 405 | [13 empty] | ¦
284 | 25mm DIA | 7.65 | NO. | [6 empty] | - |  | 8.1 | CUM | REFILLING CHARGE | 8.8 | CUM | 71.28 | [13 empty] | ¦
285 | 32mm DIA | 30.93 | NO. |  |  |  | TOTAL FOR 10 CUM |  |  | #REF! |  | 30 | RMT | CONVEYING,LOWERING ANDLAYING | 1.75 | RMT | 52.5 | [13 empty] | ¦
286 | 40mm DIA | 39.63 | NO. | [6 empty] | - |  |  |  | TO PROPER GRADEAND | [16 empty] | ¦
287 | 50mm DIA | 70.47 | NO. |  |  |  | RATE PER CUM |  |  | #REF! |  |  |  | ALIGNMENT,JOINTING | [16 empty] | ¦
288 | 65mm DIA | 70.47 | NO. | [6 empty] | = |  |  |  | ETC BUT EXCLUDING COST OF | [16 empty] | ¦
289 | G.M. FERRULE | [12 empty] | JOINTING MATERIALS. | [16 empty] | ¦
290 | 15mmDIA | 158.92 | NO. |  |  | * | PARTITION WALL OF 50mmTHICK |  |  |  |  | 8 | NO | CUTTING CHARGES | 2.2 | NO | 17.6 | [13 empty] | ¦
291 | 20mm DIA | 263.04 | NO. |  |  |  | - |  |  |  |  | 8 | NO | THREADING CHARGES | 3.2 | NO | 25.6 | [13 empty] | ¦
292 | 25mm DIA |  |  |  | 0.5 | CUM | PRATITION B.W IN C.M(1:4) | #REF! | NO. | #REF! |  | 1 | L.S | COST OF JOINTING MATERIALS | 12.1 | L.S | 12.1 | [13 empty] | ¦
293 | SCRAPING THE OLD PLASTER SURFACE * | 1.2 | NO. |  | 1 | NO | MASON I | 150 | NO. | 150 |  | 1 | L.S | SUNDRIES |  | L.S | 0 | [13 empty] | ¦
294 | WASHING PLASTERED AREA WITH SOAP&SODA WATER * | 0.85 | NO. |  |  | L.S | SUNDRIES |  | L.S | 0 | [6 empty] | - | [13 empty] | ¦
295 | PILE DRIVING CHARGES FOR 330mmDIA/375mm DIA | 350 | 375 | [6 empty] | - |  |  |  | TOTAL FOR 30M |  |  | 584.08 | [13 empty] | ¦
296 | PILE DRIVING CHARGES FOR 400mmDIA/450mm DIA | 400 | 425 |  |  |  | TOTAL FOR 10 SQM |  |  | #REF! | [6 empty] | - | [13 empty] | ¦
297 | PILE DRIVING CHARGES FOR 500mmDIA/600mm DIA | 450 | 500 | [6 empty] | - |  |  |  | RATE PER RMT |  |  | 19.47 | [13 empty] | ¦
298 | 15mmDIA G.M.CHEKVALUE | 77.82 | NO. |  |  |  | RATE PER SQM |  |  | #REF! | [6 empty] | - | [13 empty] | ¦
299 | 20mm DIA G.M.CHEKVALUE | 99.74 | NO. | [6 empty] | = |  |  | C | 25mm DIA GI PIPE BELOW G.L | [16 empty] | ¦
300 | 25mm DIA | 165 | NO. |  |  |  | G.F |  |  | #REF! |  |  |  | - | [16 empty] | ¦
301 | 32mm DIA | 258 | NO. |  |  |  | F.F |  |  | #REF! |  | 8.1 | CUM | E.W EXCLUDING REFILLING | 50 | CUM | 405 | [13 empty] | ¦
302 | 40mm DIA | 298 | NO. |  |  |  | S.F |  |  | #REF! |  | 8.1 | CUM | REFILLING CHARGE | 8.8 | CUM | 71.28 | [13 empty] | ¦
303 | 50mm DIA | 398 | NO. |  |  |  | T.F |  |  | #REF! |  | 30 | RMT | CONVEYING,LOWERING ANDLAYING | 1.75 | RMT | 52.5 | [13 empty] | ¦
304 | 65mm DIA |  | NO. |  |  |  | Fourth Floor |  |  | #REF! |  |  |  | TO PROPER GRADEAND | [16 empty] | ¦
305 | G.M.GATE VALUE |  | NO. |  | 13.1 | * | FILLING IN BASEMENT WITH | [6 empty] | ALIGNMENT,JOINTING | [16 empty] | ¦
306 | 15mmDIA | 130 | NO. |  |  |  | EXCAVATED EARTH | [6 empty] | ETC BUT EXCLUDING COST OF | [16 empty] | ¦
307 | 20mm DIA | 178 | NO. |  |  |  | - | [6 empty] | JOINTING MATERIALS. | [16 empty] | ¦
308 | 25mm DIA | 279 | NO. |  | 1 | CUM | AS PER SR 85 | 8.8 | CUM | 8.8 |  | 8 | NO | CUTTING CHARGES | 2.7 | NO | 21.6 | [13 empty] | ¦
309 | 32mm DIA | 394 | NO. | [6 empty] | = |  | 8 | NO | THREADING CHARGES | 6.4 | NO | 51.2 | [13 empty] | ¦
310 | 40mm DIA | 508 | NO. |  | 7.3 | * | DAMP PROOF COURSE IN C.M(1:4),12mm thick |  |  |  |  | 1 | L.S | COST OF JOINTING MATERIALS | 12.1 | L.S | 12.1 | [13 empty] | ¦
311 | 50mm DIA | 709 | NO. |  |  |  | mixed with Water Proof Compound at 1KG per Bag of Cement |  |  |  |  | 1 | L.S | SUNDRIES |  | L.S | 0 | [13 empty] | ¦
312 | 65mm DIA |  | NO. |  |  |  | - | [9 empty] | - | [13 empty] | ¦
313 | G.M.WHEELVALUE |  | NO. |  | 0.13 | CUM | CEMENT MORTAR(1:4) | #REF! | CUM | #REF! |  |  |  | TOTAL FOR 30M |  |  | 613.68 | [13 empty] | ¦
314 | 15mmDIA | 77 | NO. |  | 0.7 | NO | MASON I | 150 | NO | 105 | [6 empty] | - | [13 empty] | ¦
315 | 20mm DIA | 119 | NO. |  | 0.7 | NO | MASON II | 135 | NO | 94.5 |  |  |  | RATE PER RMT |  |  | 20.46 | [13 empty] | ¦
316 | 25mm DIA | 175 | NO. |  | 1.5 | NO | MAZDOOR I | 95 | NO | 142.5 | [6 empty] | - | [13 empty] | ¦
317 | 32mm DIA | 277 | NO. |  | 0.5 | NO | MAZDOOR II | 85 | NO | 42.5 | [20 empty] | ¦
318 | 40mm DIA | 353 | NO. |  | 0.94 | Kg | Water Proof Compound | 30 | Kg | 28.2 |  |  | * | LABOUR CHARGE FOR LAYING | [16 empty] | ¦
319 | 50mm DIA | 584 | NO. |  |  |  | SUNDRIES |  | L.S | 0 |  |  |  | JOINTING GI PIPE AND SPECIALS | [16 empty] | ¦
320 | 65mm DIA |  | NO. | [6 empty] | - |  |  |  | ABOVE G.L | [16 empty] | ¦
321 | G.I.REDUCER |  | NO. |  |  |  | TOTAL FOR 10 CUM |  |  | #REF! |  |  |  | - | [16 empty] | ¦
322 | 15mmDIAX20mmDIA | 8.75 | NO. | [6 empty] | - |  |  | A | 15mm DIA G.I PIPE ABOVE G.L | [16 empty] | ¦
323 | 15mmDIAX25mmDIA | 11.5 | NO. |  |  |  | RATE PER CUM |  |  | #REF! |  |  |  | - | [16 empty] | ¦
324 | 25mmDIAX20mmDIA | 11.5 | NO. | [6 empty] | = |  | 30 | RMT | LAYING JOINTING INCLUDING | 1.75 | RMT | 52.5 | [13 empty] | ¦
325 | 50mmDIAX25mmDIA | 56.74 | NO. |  |  | * | C.C(1:2:4)USING 3mm-10mm HBSTONE | [6 empty] | ALIGNING | [16 empty] | ¦
326 | 50mmDIAX32mmDIA | 56.74 | NO. |  |  |  | JELLY FOR ALL RCCWORK |  |  |  |  | 8 | NO. | CUTTING CHARGES | 2.2 | NO. | 17.6 | [13 empty] | ¦
327 | G.I.REDUCER TEE | [5 empty] | - |  |  |  |  | 8 | NO. | THREADING CHARGES | 3.2 | NO. | 25.6 | [13 empty] | ¦
328 | 15mmDIAX20mmDIA | 15.6 | NO. |  | 9 | CUM | 3mm-10mm HB STONE JELLY | #REF! | CUM | #REF! |  | 3 | NO. | STONE CUTTER II | 110 | NO. | 330 | [13 empty] | ¦
329 | 15mmDIAX25mmDIA | 15.6 | NO. |  | 3.231 | M.T | CEMENT | 3800 | M.T | 12277.8 |  | 1 | NO. | MADON I | 150 | NO. | 150 | [13 empty] | ¦
330 | 25mmDIAX20mmDIA | 15.6 | NO. |  | 4.5 | CUM | SAND | #REF! | CUM | #REF! |  | 2 | NO. | MAZDOOR I | 95 | NO. | 190 | [13 empty] | ¦
331 | 50mmDIAX25mmDIA | 100.3 | NO. |  | 3.5 | NO. | MASON II | 135 | NO. | 472.5 |  | 1 | NO. | MAZDOOR II | 85 | NO. | 85 | [13 empty] | ¦::
332 | 50mmDIAX32mmDIA | 100.3 | NO. |  | 21.2 | NO. | MAZDOOR I | 95 | NO. | 2014 |  |  | L.S | COST OF CLAMPS PLUGS PAINTING |  | L.S | 12.1
333 | G.I.REDUCER ELBOW |  |  |  | 35.3 | NO. | MAZDOOR II | 85 | NO. | 3000.5 |  |  |  | REDOING WORKS ETC
334 | 15mmDIAX20mmDIA | 9.45 | NO. |  |  | L.S | SUNDRIES |  | L.S | 0 |  |  | L.S | SUNDRIES |  | L.S | 0 | [13 empty] | ¦
335 | 15mmDIAX25mmDIA | 15.6 | NO. | [6 empty] | - | [6 empty] | - | [13 empty] | ¦
336 | 25mmDIAX20mmDIA | 15.6 | NO. |  |  |  | TOTAL FOR 10CUM |  |  | #REF! |  |  |  | TOTAL FOR 30 M |  |  | 862.8 | [13 empty] | ¦
337 | 32mmX15mmDIA | 36.61 | NO. | [6 empty] | - | [6 empty] | - | [13 empty] | ¦
338 | 50mmDIAX25mmDIA | 78.71 | NO. |  |  |  | RATE PER CUM |  |  | #REF! |  |  |  | RATE PER RMT |  |  | 28.76 | [13 empty] | ¦
339 | 50mmDIAX32mmDIA | 78.71 | NO. | [13 empty] | - | [13 empty] | ¦
340 | P.V.C.PIPE |  | 4KG/SQ.CM |  | 1 | CUM | VIBRATING CHARGES |  |  | 20.7 |  |  | B | 20mm DIA G.I PIPE ABOVE G.L | [16 empty] | ¦
341 | 15mmDIA OF WALL THICK 2.8mm A.S.T.M | 20.55 | RMT | [6 empty] | - |  |  |  | - | [16 empty] | ¦
342 | 20mm DIA----DO----2.9mm | 32.9 | RMT | 70 |  |  | RATE PER CUM with vibrating |  |  | #REF! |  | 30 | RMT | LAYING JOINTING INCLUDING | 1.75 | RMT | 52.5 | [13 empty] | ¦
343 | 25mm DIA----DO-----3.4mm | 48.8 | RMT | [6 empty] | - |  |  |  | ALIGNING | [16 empty] | ¦
344 | 32mm DIA-----DO----3.6mm | 65.7 | RMT |  |  | 25a | G.F |  |  | #REF! |  | 8 | NO. | CUTTING CHARGES | 2.2 | NO. | 17.6 | [13 empty] | ¦
345 | 40mm DIA----DO----3.7mm | 69.1 | 21 |  |  | 25b | F.F |  |  | #REF! |  | 8 | NO. | THREADING CHARGES | 3.2 | NO. | 25.6 | [13 empty] | ¦
346 | 50mm DIA----DO----3.9mm | 94.12 | 37.15 |  |  | 25c | S.F |  |  | #REF! |  | 3 | NO. | STONE CUTTER II | 110 | NO. | 330 | [13 empty] | ¦
347 | P.V.C.SOCKET |  |  |  |  | 25d | T.F |  |  | #REF! |  | 1 | NO. | MADON I | 150 | NO. | 150 | [13 empty] | ¦
348 | 15mmDIA | 4.19 | NO. | [8 empty] | 2 | NO. | MAZDOOR I | 95 | NO. | 190 | [13 empty] | ¦
349 | 20mm DIA | 5 | NO. |  | 14.I | * | P.C.C,R.C.C SLAB OF20mm THICK |  |  |  |  | 1 | NO. | MAZDOOR II | 85 | NO. | 85 | [13 empty] | ¦
350 | 25mm DIA | 8.06 | NO. |  |  |  | - | [5 empty] | L.S | COST OF CLAMPS PLUGS PAINTING |  | L.S | 12.1 | [13 empty] | ¦
351 | 32mm DIA | 11.86 | NO. |  | 0.015 | CUM | C.C(1:2:4)USING3mm-10mm HBG | #REF! | CUM | #REF! |  |  |  | REDOING WORKS ETC | [16 empty] | ¦
352 | 40mm DIA | 18.88 | NO. |  | 0.5 | NO | MASON I | 150 | NO | 75 |  |  | L.S | SUNDRIES |  | L.S | 0 | [13 empty] | ¦
353 | 50mm DIA | 26 | NO. |  | 0.75 | NO | MAZDOOR I | 95 | NO | 71.25 | [6 empty] | - | [13 empty] | ¦
354 | P.V.C.ELBOW |  |  |  |  | L.S | SUNDRIES |  | L.S | 0 |  |  |  | TOTAL FOR 30 M |  |  | 862.8 | [13 empty] | ¦
355 | 15mmDIA | 4.62 | NO. | [6 empty] | - | [6 empty] | - | [13 empty] | ¦
356 | 20mm DIA | 7.83 | NO. |  |  |  | TOTAL FOR 0.743 SQM |  |  | #REF! |  |  |  | RATE PER RMT |  |  | 28.76 | [13 empty] | ¦
357 | 25mm DIA | 11.38 | NO. | [6 empty] | - | [6 empty] | - | [13 empty] | ¦
358 | 32mm DIA | 18.75 | NO. |  |  |  | RATE PER SQM |  |  | #REF! | [20 empty] | ¦
359 | 40mm DIA | 35.1 | NO. | [6 empty] | = | [20 empty] | ¦
360 | 50mm DIA | 45.57 | NO. |  |  |  | G.F | #REF! | 0.53 | #REF! |  |  | C | 25mm DIA G.I PIPE ABOVE G.L | [16 empty] | ¦
361 | P.V.C.TEE | [5 empty] | F.F | #REF! | 1.06 | #REF! |  |  |  | - | [16 empty] | ¦
362 | 15mmDIA | 7.8 | NO. |  |  |  | S.F | #REF! | 1.06 | #REF! |  | 30 | RMT | LAYING JOINTING INCLUDING | 1.75 | RMT | 52.5 | [13 empty] | ¦
363 | 20mm DIA | 9.49 | NO. |  |  |  | T.F | #REF! | 1.06 | #REF! |  |  |  | ALIGNING | [16 empty] | ¦
364 | 25mm DIA | 13.91 | NO. |  |  |  | F.F | #REF! | 1.06 | #REF! |  | 8 | NO. | CUTTING CHARGES | 2.7 | NO. | 21.6 | [13 empty] | ¦
365 | 32mm DIA | 26.59 | NO. |  | 14.II | * | P.C.C,R.C.C SLAB OF40mm THICK |  |  |  |  | 8 | NO. | THREADING CHARGES | 6.4 | NO. | 51.2 | [13 empty] | ¦
366 | 40mm DIA | 39.91 | NO. |  |  |  | - |  |  |  |  | 3 | NO. | STONE CUTTER II | 110 | NO. | 330 | [13 empty] | ¦
367 | 50mm DIA | 66 | NO. |  | 0.03 | CUM | C.C(1:2:4)USING3mm-10mm HBG | #REF! | CUM | #REF! |  | 1 | NO. | MADON I | 150 | NO. | 150 | [13 empty] | ¦
368 | P.V.C.REDUCER SOCKET |  |  |  | 0.5 | NO | MASON I | 150 | NO | 75 |  | 2 | NO. | MAZDOOR I | 95 | NO. | 190 | [13 empty] | ¦
369 | 15mmDIAX20mmDIA | 4.75 | NO. |  | 0.75 | NO | MAZDOOR I | 95 | NO | 71.25 |  | 1 | NO. | MAZDOOR II | 85 | NO. | 85 | [13 empty] | ¦
370 | 15mmDIAX25mmDIA | 6.89 | NO. |  |  | L.S | SUNDRIES |  | L.S | 0 |  |  | L.S | COST OF CLAMPS PLUGS PAINTING |  | L.S | 12.1 | [13 empty] | ¦
371 | 25mmDIAX20mmDIA | 6.18 | NO. | [6 empty] | - |  |  |  | REDOING WORKS ETC | [16 empty] | ¦
372 | 12mmDIAX25mmDIA | 13.29 | NO. |  |  |  | TOTAL FOR 0.743 SQM |  |  | #REF! |  |  | L.S | SUNDRIES |  | L.S | 0 | [13 empty] | ¦
373 | 40mmDIAX25mmDIA | 14.11 | NO. | [6 empty] | - | [6 empty] | - | [13 empty] | ¦
374 | 32mmDIAX40mmDIA | 14.69 | NO. |  |  |  | RATE PER SQM |  |  | #REF! |  |  |  | TOTAL FOR 30 M |  |  | 892.4 | [13 empty] | ¦
375 | P.V.C.REDUCER TEE | [8 empty] | = | [6 empty] | - | [13 empty] | ¦
376 | 15mmDIAX20mmDIA | 10.3 | NO. |  |  |  | G.F | #REF! | 1.06 | #REF! |  |  |  | RATE PER RMT |  |  | 29.75 | [13 empty] | ¦
377 | 15mmDIAX25mmDIA | 19.05 | NO. |  |  |  | F.F | #REF! | 2.11 | #REF! | [6 empty] | - | [13 empty] | ¦
378 | 25mmDIAX20mmDIA | 15.34 | NO. |  |  |  | S.F | #REF! | 2.11 | #REF! |  |  | * | LABOUR CHARGE FOR LAYING | [16 empty] | ¦
379 | 32mmDIAX25mmDIA | 29.41 | NO. |  |  |  | T.F | #REF! | 2.11 | #REF! |  |  |  | JOINTING P.V.C PIPE AND SPECIALS | [16 empty] | ¦
[7 empty] | F.F | #REF! | 2.11 | #REF!
380 | 40mmDIAX25mmDIA | 38.35 | NO. | [10 empty] | BELOW G.L | [16 empty] | ¦
381 | 32mmDIAX40mmDIA | 37.96 | NO. |  |  |  | Providing CUDDAPPAH SLAB for cupboard | [6 empty] | - | [16 empty] | ¦
382 | P.V.C.REDUCER ELBOW | [5 empty] | wardrobe, shelves, kitchen sinks, | [23 empty] | ¦
383 | 15mmDIAX20mmDIA | 6.68 | NO. |  |  |  | hearth slab and sunshade etc., for the | [5 empty] | A | UP 40MM PVC PIPE | [16 empty] | ¦
384 | 15mmDIAX25mmDIA | 9.45 | NO. |  |  |  | following thickness including cost of | [6 empty] | - | [16 empty] | ¦
385 | 25mmDIAX20mmDIA | 33.04 | NO. |  |  |  | Cuddappah slab and labour charges for |  |  |  |  | 8.1 | CUM | E.W EXCLUDING REFILLING | 50 | CUM | 405 | [13 empty] | ¦
386 | 32mmDIAX25mmDIA | 33.04 | NO. |  |  |  | fixing in position etc., all complete |  |  |  |  | 8.1 | CUM | REFILLING CHARGE | 8.8 | CUM | 71.28 | [13 empty] | ¦
387 | 40mmDIAX32mmDIA | 33.04 | NO. |  |  |  | (Both sides polished)FOR COASTAL AREAS |  |  |  |  | 30 | RMT | CONVEYING,LOWERING ANDLAYING | 3 | RMT | 90 | [13 empty] | ¦::
388 | 50mmDIAX40mmDIA | 33.04 | NO. |  |  |  | - | - | [5 empty] | TO PROPER GRADE AND
389 | C.I.COVER SLAB 18"X18"X56LBS(25Kg) | 538 | NO. |  |  | A. | 20mm Thick slab:- | [6 empty] | ALIGNMENT,JOINTING
390 | C.I.COVER SLAB 18"X18"X36LBS(16Kg) | 340 | NO. |  |  |  | ================== | [6 empty] | ETC BUT EXCLUDING COST OF | [16 empty] | ¦
391 | C.I.COVER SLAB 24"X24"X112LBS(50Kg) | 1039 | NO. |  | 10 | Sqm | Cuddappah slab | 227 | Sqm | 2270 |  |  |  | JOINTING MATERIALS. | [16 empty] | ¦
392 | C.I.STEEPS(5Kg) | 100.44 | NO. |  | 1 | No. | Mason Ist | 150 | Each | 150 |  | 8 | NO | CUTTING CHARGES | 2.2 | NO | 17.6 | [13 empty] | ¦
393 | C.I..BRACKET FOR W.B. | 31 | PAIR |  | 1 | No. | Mazdoor Ist | 95 | Each | 95 |  | 8 | NO | THREADING CHARGES | 3.2 | NO | 25.6 | [13 empty] | ¦
394 | BRASS TAP 15mm(HEAVY) | 71.24 | NO. |  |  | L.S | Packing with C.M., Scaffolding |  | L.S | 120 |  | 1 | L.S | COST OF JOINTING MATERIALS | 4 | L.S | 4 | [13 empty] | ¦
395 | C.P.TAP15mm DIA | 82.2 | NO. |  |  |  | and Polishing etc., |  |  | - |  | 1 | L.S | SUNDRIES |  | L.S | 0 | [13 empty] | ¦
396 | C.P.WASTE PLUGE WITH ALU CHAIN 32mm DIA | 57.51 | NO. |  |  |  | Total for Ten sqm |  |  | 2635 | [6 empty] | - | [13 empty] | ¦
397 | P.V.C. WASTE PIPE32mmDIA 2.5'LONG | 28.5 | NO. | [6 empty] | - |  |  |  | TOTAL FOR 30M |  |  | 613.48 | [13 empty] | ¦
398 | P.V.C.FLUSHING PIPE 32mm DIA 6'LONG | 57.51 | NO. |  |  |  | Rate for one SQM |  |  | 263.5 | [6 empty] | - | [13 empty] | ¦
399 | P.V.C. CONECTION 1/2"X15" | 20 | NO. |  |  |  | G.F | 263.5 | 0.53 | 264.03 |  |  |  | RATE PER RMT |  |  | 20.45 | [13 empty] | ¦
400 | ALU TOWEL RAIL 12mm ,2'LONG | 21.92 | NO. |  |  |  | F.F | 264.03 | 1.06 | 265.09 |  |  | * | CONSTRN. OF INSPECTION | [16 empty] | ¦
401 | ALU TOWEL RAIL 20mm ,2'LONG | 28.5 | NO. |  |  |  | S.F | 265.09 | 1.06 | 266.15 |  |  |  | CHAMBER OF SIZE 60X60X60cm | [16 empty] | ¦
402 | P.V.C. LOW LEVEL CISTERN 10 LITCAPACITY | 535 | NO. |  |  |  | T.F | 266.15 | 1.06 | 267.21 |  |  |  | - | [16 empty] | ¦
[7 empty] | FOURTH FLOOR | 267.21 | 1.06 | 268.27
403 | P.V.C. S.D TAP 15mm DIA | 21 | NO. |  | 15.2 | A. | 40mm Thick slab:- for sun shade only |  |  |  |  | 1.08 | CUM | E.W AND REFILLING | 52.93 | CUM | 57.16 | [13 empty] | ¦
404 | E.W.C./SEAT COVER BLACK(H) | 150 | NO. |  |  |  | ================== |  |  |  |  | 0.216 | CUM | C.C(1:8:16)USING 40mmB.J METEL | #REF! | CUM | #REF! | [13 empty] | ¦
405 | EVERITE CLAMP IRON CLAMP | 16.44 | NO. |  | 1 | Sqm | Cuddappah slab | 247 | Sqm | 247 |  | 0.487 | CUM | B.W IN C.M(1:5) | #REF! | CUM | #REF! | [13 empty] | ¦
406 | AL.HANDLE WITH CP SCREWS/DOOR STOPPER | 30 | 25 |  | 0.75 | No. | Mason Ist | 150 | Each | 112.5 |  | 5.36 | SQM | PLASTERING IN C.M(1:3) 12 mmT.K | #REF! | SQM | #REF! | [13 empty] | ¦
407 | C.P.STOPCOCK 20mM DIA 500 gm | 208.5 | NO. |  | 0.75 | No. | Mazdoor Ist | 95 | Each | 71.25 |  | 0.032 | CUM | R.C.C(1:2:4) PETTY WORKS | #REF! | CUM | #REF! | [13 empty] | ¦
408 | C.P.STOPCOCK 15mM DIA 300gm | 95 | NO. |  | 0.5 | No. | StonecutterII | 110 | Each | 55 |  |  |  | (50mmT.K PCC SLAB) | [16 empty] | ¦
409 | CERAMIC-FLOOR TILES WHITE/PLAINCOLOUR-6MM T.K | 301 | SQM |  |  | L.S | Packing with C.M., Scaffolding |  | L.S | 53.5 |  |  | L.S | SUNDRIES FOR MOULDIN ETC |  | L.S | 2.92 | [13 empty] | ¦
410 | Glazed-WALL TILES WHITE/PLAINCOLOUR-6MM T.K | 325 | SQM |  |  |  | and Polishing etc., |  |  | - | [6 empty] | - | [13 empty] | ¦
411 | G.M.VALUE WITH POLYTHENE BALL OF 15mmDIA | 75 | NO. |  |  |  | Total for one sqm |  |  | 539.25 |  |  |  | TOTAL FOR ONE NUMBER |  |  | #REF! | [13 empty] | ¦
412 | G.M.VALUE WITH POLYTHENE BALL OF 20mmDIA | 125 | NO. | [6 empty] | - | [6 empty] | - | [13 empty] | ¦
413 | G.M.VALUE WITH POLYTHENE BALL OF 25mmDIA | 190 | NO. |  |  |  | G.F | 539.25 | 1.06 | 540.31 |  |  | * | CONSTRN. OF INSPECTION | [16 empty] | ¦
414 | C.P. SHOWER ROSE 1/2"X4" | 16 | NO. |  |  |  | F.F | 540.31 | 2.11 | 542.42 |  |  |  | CHAMBER OF SIZE 60X60X75cm | [16 empty] | ¦
415 | TARRED HEMP YARN | 7 | Kg |  |  |  | S.F | 542.42 | 2.11 | 544.53 |  |  |  | - | [16 empty] | ¦
416 | WHITE CEMENT | 19 | Kg |  |  |  | T.F | 544.53 | 2.11 | 546.64 |  | 1.3 | CUM | E.W AND REFILLING | 52.93 | CUM | 68.81 | [13 empty] | ¦
[7 empty] | FOURTH FLOOR | 546.64 | 2.11 | 547.47
417 | COLOUR CEMENT | 20 | Kg |  | 15.1 | C. | 20mm Thick slab:- For kitchen arrangements only |  |  |  |  | 0.216 | CUM | C.C(1:8:16)USING 40mmB.J METEL | #REF! | CUM | #REF! | [13 empty] | ¦
418 | BROSS HEX NIPPLE15mm DIA | 7.5 | NO |  |  |  | ================== |  |  |  |  | 0.601 | CUM | B.W IN C.M(1:5) | #REF! | CUM | #REF! | [13 empty] | ¦
419 | BROSS HEX NIPPLE 20mm DIA | 16 | NO | COLOUR | 10 | Sqm | Cuddappah slab | 227 | Sqm | 2270 |  | 6.35 | SQM | PLASTERING IN C.M(1:3) 12 mmT.K | #REF! | SQM | #REF! | [13 empty] | ¦
420 | E.W.C. WITH S TRAP | 1700 | SET | 2000 | 0.12 | CUM | C.M 1:3 | #REF! | CUM | #REF! |  | 0.032 | CUM | R.C.C(1:2:4) PETTY WORKS | #REF! | CUM | #REF! | [13 empty] | ¦
421 | ANGLO INDIAN WATER CLOSET WITH P OR S TRAP | 805 | SET |  | 1 | No. | Mason Ist | 150 | Each | 150 |  |  |  | (50mmT.K PCC SLAB) | [16 empty] | ¦
422 | I.W.C. 18" WITH P OR S TRAP WITH FOOT REST | 257 | SET |  | 1 | No. | Mazdoor Ist | 95 | Each | 95 |  |  | L.S | SUNDRIES FOR MOULDIN ETC |  | L.S | 2.1 | [13 empty] | ¦
423 | PORCELIN FOOT REAT | 53 | NO |  |  | L.S | Packing with C.M., Scaffolding |  | L.S | 0.33 | [6 empty] | - | [13 empty] | ¦
424 | WASH BASIN 480x400mm | 1050 | NO |  |  |  | and Polishing etc., |  |  | - |  |  |  | TOTAL FOR ONE NUMBER |  |  | #REF! | [13 empty] | ¦
425 | FLATE BACK URINAL FOR MEN | 196 | NO |  |  |  | Total for TEN sqm |  |  | #REF! | [6 empty] | - | [13 empty] | ¦
426 | FLATE BACK URINAL FOR WOMEN | 206.9 | NO | [6 empty] | - |  |  | * | CONSTRUCTION OF LEACH PIT AS | [16 empty] | ¦
427 | P.V.C. SOIL PIPE 110mm DIA | 120 | RMT |  |  |  | RATE for one sqm |  |  | #REF! |  |  |  | PER SD NO 49/77 | [16 empty] | ¦
428 | P.V.C. SOIL PIPE 75mm DIA | 80 | RMT |  |  |  | G.F |  |  | #REF! |  |  |  | - | [16 empty] | ¦
429 | P.V.C. SOIL PIPE 50mm DIA |  | RMT |  |  |  | F.F |  |  | #REF! |  | 10.37 | CUM | E.W ONLY | 50 | CUM | 518.5 | [13 empty] | ¦
430 | P.V.C. SOIL BENDWITH DOOR 110mm DIA | 65 | NO. |  |  |  | S.F |  |  | #REF! |  | 0.65 | CUM | C.C(1:8:16)USING 40mm HBS | #REF! | CUM | #REF! | [13 empty] | ¦
431 | P.V.C. SOIL BENDWITH DOOR 75mm DIA | 40 | NO. |  |  |  | T.F |  |  | #REF! |  | 1.14 | CUM | B.W. IN C.M(1:6) USING COUNTRY BRICK | #REF! | CUM | #REF! | [13 empty] | ¦
432 | P.V.C. SOIL BENDWITH DOOR 50mm DIA |  | NO. |  |  |  | FOURTH FLOOR |  |  | #REF! |  | 0.85 | CUM | DRY BRICK WORK | #REF! | CUM | #REF! | [13 empty] | ¦
433 | P.V.C. SOIL SHOE 110mm DIA | 45 | NO. |  | 16.1 | * | CEMENT CONCRETE(1:2:4) FOR |  |  |  |  | 0.98 | CUM | 40mm HBS JELLY | #REF! | CUM | #REF! | [13 empty] | ¦
434 | P.V.C. SOIL SHOE 75mm DIA | 36.52 | NO. |  |  |  | PETTY WORKS EXCLUDING COST |  |  |  |  | 2.68 | CUM | SAND FOR FILLING | #REF! | CUM | #REF! | [13 empty] | ¦
435 | P.V.C. SOIL SHOE 50mm DIA |  | NO. |  |  |  | OF STEEL |  |  |  |  | 7.24 | SQM | PLASTERING IN C.M(1:5)12mm T.K | #REF! | SQM | #REF! | [13 empty] | ¦
436 | P.V.C. SOIL BEND W.O.D 110mm DIA | 73.48 | 93.72 |  |  |  | - |  |  |  |  | 1 | NO. | SUPPLY OF 100mmS.W TEE | 75 | NO. | 75 | [13 empty] | ¦
437 | P.V.C. SOIL BEND 75mm DIA | 43.12 | NO. |  | 0.01 | CUM | C.C(1:2:4)USING 20mmHB JELLY | #REF! | CUM | #REF! |  | 0.136 | CUM | R.C.C.(1:2:4) FOR PETTY WORK | #REF! | CUM | #REF! | [13 empty] | ¦
438 | P.V.C. SOIL BEND 50mm DIA |  | NO. |  | 0.01 | CUM | SUNDRIES FOR MOULDING |  | L.S | 1.15 |  |  |  | PCC-75MM T.K SLAB | [16 empty] | ¦
439 | P.V.C. SOIL YEE 110mm DIA | 121.88 | NO. |  |  |  | FINISHING,OIL ETC | [5 empty] | L.S | SUNDRIES FOR MOULDIN ETC |  | L.S | 1.5 | [13 empty] | ¦
440 | P.V.C. SOIL YEE 75mm DIA | 66 | NO. | [6 empty] | - | [6 empty] | - | [13 empty] | ¦
441 | P.V.C. SOIL YEE 50mm DIA |  | NO. |  |  |  | TOTAL FOR .01 CUM |  |  | #REF! |  |  |  | TOTAL FOR ONE NUMBER |  |  | #REF! | [13 empty] | ¦::
442 | P.V.C. SOIL YEEWITH DOOR 110mm DIA | 149.16 | NO. | [6 empty] | - | [6 empty] | -
443 | P.V.C. SOIL YEEWITH DOOR 75mm DIA | 84.92 | NO. |  |  |  | RATE PER CUM |  |  | #REF! |  |  | * | CONSTRUCTION OF DISPERSION
444 | P.V.C. SOIL YEEWITH DOOR 50mm DIA |  | NO. | [6 empty] | = |  |  |  | TRENCH OF SIZE 3MX1MX1M | [16 empty] | ¦
445 | P.V.C. SOIL DOUBLE YEE WITH DOOR 110mm | 195.36 | NO. |  |  | ** | CC(1:2:4) USING 20mmHB | [6 empty] | - | [16 empty] | ¦
446 | P.V.C. SOIL DOUBLE YEE WITH DOOR 75mm | 137.28 | NO. |  |  |  | JALLY-50mm THICK |  |  |  |  | 3 | CUM | E.W EXCAVATION | 50 | CUM | 150 | [13 empty] | ¦
447 | P.V.C. SOIL DOUBLE YEE WITH DOOR 50mm |  | NO. |  |  |  | - |  |  |  |  | 2.4 | CUM | SUPPLY OF 40mmB.J. METEL | #REF! | CUM | #REF! | [13 empty] | ¦
448 | P.V.C. SOIL TEE 110mm DIA | 97.68 | NO. |  | 0.014 | CUM | C.C(1:2:4)USING 20mmJELLY | #REF! | CUM | #REF! |  | 5 | NO. | 100mm DIA S.W.PIPE | 40 | NO. | 200 | [13 empty] | ¦
449 | P.V.C. SOIL TEE 75mm DIA | 54.12 | NO. |  |  |  | FOR PETTY WORKS | [6 empty] | SUNDRIES |  | L.S | 0.08 | [13 empty] | ¦
450 | P.V.C. SOIL TEE 50mm DIA |  | NO. |  | 0.5 | NO | MASON I | 150 | NO | 75 | [6 empty] | - | [13 empty] | ¦
451 | P.V.C. SOIL TEE WITH DOOR 110mm DIA | 110 | NO. |  | 0.75 | NO | MAZDOOR I | 95 | NO | 71.25 |  |  |  | TOTAL FOR ONE NUMBER |  |  | #REF! | [13 empty] | ¦
452 | P.V.C. SOIL TEE WITH DOOR 75mm DIA | 70 | NO. |  |  | L.S | SUNDRIES |  | L.S | 0 | [6 empty] | - | [13 empty] | ¦
453 | P.V.C. SOIL TEE WITH DOOR 50mm DIA |  | NO. | [6 empty] | - | [20 empty] | ¦
454 | P.V.C. SOIL SLOTTED COWL 110mm DIA | 12 | NO. |  |  |  | TOTAL FOR0.372 SQM |  |  | #REF! |  |  | * | CONSTRUCTION OF SEPTIC TANK | [16 empty] | ¦
455 | P.V.C. SOIL SLOTTED COWL PIPE 75mm DIA | 7.5 | NO. | [6 empty] | - |  |  |  | OF SIZE 150X75X100cm( BER NO | [16 empty] | ¦
456 | P.V.C. SOIL SLOTTEDCOWL 50mm DIA |  | NO. |  |  |  | RATE PER SQM |  |  | #REF! |  |  |  | 6/91-92) | [16 empty] | ¦
457 | P.V.C. SOIL DOUBLE YEEE 110mm DIA | 155.32 | NO. | [6 empty] | = |  |  |  | - | [16 empty] | ¦
458 | P.V.C. SOIL DOUBLE YEE 75mm DIA | 91.08 | NO. |  |  |  | G.F |  |  | #REF! |  | 9.5 | CUM | E.W EXCAVATION | 50 | CUM | 475 | [13 empty] | ¦
459 | WATER PROOF COMPOUND | 30 | Kg |  |  |  | F.F |  |  | #REF! |  | 0.47 | CUM | CC(1:2:4)IN20mmmHBS(PLAIN) | #REF! | CUM | #REF! | [13 empty] | ¦
460 | ROUND RING | 0.3 | NO. |  |  |  | S.F |  |  | #REF! |  | 1.62 | CUM | B.W IN C.M(1:5) | #REF! | CUM | #REF! | [13 empty] | ¦
461 | A.C. SHEETFULLY CORRUGATED 6mmT.K | 99 | SQM |  |  |  | T.F |  |  | #REF! |  | 15.22 | SQM | PLASTERING IN C.M(1:3)12mmT.K | #REF! | SQM | #REF! | [13 empty] | ¦
462 | A.C. SHEET SEMI CORRUGATED 6mmT.K | 97.31 | SQM |  |  |  | FOURTH FLOOR |  |  | #REF! |  | 0.18 | CUM | R.C.C(1:2:4)USING 20mmHBS | #REF! | CUM | #REF! | [13 empty] | ¦
463 | A.C. RIDGE FOR FULLYCORRUGATED AC SHEET | 105.28 | PAIR |  | 16.2 |  | SUPPLYING & FIXING OF TERRACOTTA |  |  |  |  | 0.36 | SQM | PCC SLAB 50mm T.K | #REF! | SQM | #REF! | [13 empty] | ¦
464 | A.C. RIDGE FOR SEMI CORRUGATED AC SHEET | 106.75 | PAIR |  |  |  | JALLY(NOT BELOW 50MM THICK) OF BEST |  |  |  |  | 1 | NO. | S/F OF S.W. TEE 1000mmmDIA | 75 | NO. | 75 | [13 empty] | ¦
465 | U ORJ BOLT ANDBITUMENWASHERS | 1 | NO. | GI HOT |  |  | QUALITY AND FIXING IN POSITION WITH |  |  |  |  | 1.8 | MTS | S/F OF 50mmDIA A.C PIPE | 14.91 | MTS | 26.84 | [13 empty] | ¦
466 | M.S.WINDOW GRILLS * | 37 | Kg |  |  |  | CEMENT PASTE AND REDOXIDE PUTTY INCLUDING |  |  |  |  | 1 | NO. | S/F OF 50mmDIA A.C COWL | 13.29 | NO. | 13.29 | [13 empty] | ¦
467 | CONVEY,ALAIGN,JIONT ETC UP TO40mmPVC PIPE | 3 | RMT | 5 |  |  | COST OF ALL FLOOR(THE TERRA COTTA JALLY | [5 empty] | L.S | SUNDRIES FOR MOULDIN ETC |  | L.S | 1.6 | [13 empty] | ¦
468 | CONVEY,ALAIGN,JIONT ETC OVER TO40mmPVC PIPE | 2.2 | RMT |  |  |  | QUALITY AND DESIGN SHALL BE GOT APPROVED | [23 empty] | ¦
469 | CUTTING CHARGE OF PVC pipe | 2.2 | 2.7 | 2 |  |  | BY THE DEPARTMENTAL OFFICERS | [9 empty] | - | [13 empty] | ¦
470 | THREADING CHARGES FOR PVC 20mm/25mm | 3.2 | 3.2 |  |  |  | - | - | [5 empty] | TOTAL FOR ONE NUMBER |  |  | #REF! | [13 empty] | ¦
471 | COST OFPVC PIPE JOINTING MATERIALS UPTO 40mm | 4 | L.S |  | 1 | SQM | COST OF TERRACOTTA JALLY OF50mm | 240 | SQM | 240 | [6 empty] | - | [13 empty] | ¦
472 | COST OFPVC PIPE JOINTING MATERIALS OVER 40mm | 5 | L.S |  | 1 | SQM | LABOUR FOR FIXING JALLY | 20 | SQM | 20 |  |  |  | MISCELLANCEOUS ITEMS | [16 empty] | ¦
473 | C.I.DOUBLE YEE JUNCTION WITH DOOR 100mmDIA | 96 | NO. |  | 1 | L.S | FOR PLASTERING & REDOXIDE PUTTY | 15 | L.S | 15 |  |  | * | S.F OF A.C.SPOUT PIPE OF50 mm DIA | [16 empty] | ¦
474 | C.I.DOUBLE YEE JUNCTION WITH DOOR 75mmDIA | 75 | NO. | [6 empty] | - |  |  |  | 18" LONG | [16 empty] | ¦
475 | THREADING CHARGES FOR PVC 32mm/63mm | 6.4 | 12.65 | 3 |  |  | RATE PER SQM |  |  | 275 |  |  |  | - | [16 empty] | ¦
476 | C.I.DOUBLE YEE JUNCTION WITHOUT DOOR 100mmDIA | 80 | NO. | [6 empty] | = |  | 1 | NO. | SPOUT PIPE OF 50mm DIA | 14.91 | NO. | 14.91 | [13 empty] | ¦
477 | C.I.DOUBLE YEE JUNCTION WITHOUT DOOR 75mmDIA | 64 | NO. |  |  |  | G.F |  |  | 275.88 |  |  | L.S | LABOUR FOR FIXING INCLUDING |  | L.S | 2.09 | [13 empty] | ¦
478 | C.I.DOUBLE YEE JUNCTION WITHOUT DOOR 50mmDIA | 40.5 | NO. |  |  |  | F.F |  |  | 277.64 |  |  |  | CLAMP ETC | [16 empty] | ¦
479 | C.I. YEE JUNCTION WITH DOOR 100mmDIA | 92 | NO. |  |  |  | S.F |  |  | 279.4 | [6 empty] | - | [13 empty] | ¦
480 | C.I. YEE JUNCTION WITH DOOR 75mmDIA | 60 | NO. |  |  |  | T.F |  |  | 281.16 |  |  |  | TOTAL FOR ONE NOS. |  |  | 17 | [13 empty] | ¦
481 | C.I. YEE JUNCTION WITH DOOR 50mmDIA | 49.87 | NO. |  |  |  | FOURTH FLOOR |  |  | 282.92 | [6 empty] | - | [13 empty] | ¦
482 | C.I. YEE JUNCTION WITHOUT DOOR 100mmDIA | 80 | NO. |  | 16.3 |  | SUPPLYING & FIXING OF TERRACOTTA | [23 empty] | ¦
483 | C.I. YEE JUNCTION WITHOUT DOOR 75mmDIA | 52 | NO. |  |  |  | JALLY(NOT BELOW 110MM THICK) OF BEST | [5 empty] | * | S.F OF A.C.SPOUT PIPE OF75 mm DIA | [16 empty] | ¦
484 | C.I. YEE JUNCTION WITH OUT DOOR 50mmDIA | 39 | NO. |  |  |  | QUALITY AND FIXING IN POSITION WITH | [6 empty] | 18" LONG | [16 empty] | ¦
485 | C.I. TEE JUNCTION WITH DOOR 100mmDIA | 90 | NO. |  |  |  | CEMENT PASTE AND REDOXIDE PUTTY INCLUDING | [6 empty] | - | [16 empty] | ¦
486 | C.I. TEE JUNCTION WITH DOOR 75mmDIA | 60 | NO. |  |  |  | COST OF ALL FLOOR(THE TERRA COTTA JALLY |  |  |  |  | 1 | NO. | SPOUT PIPE OF 75mm DIA | 17.58 | NO. | 17.58 | [13 empty] | ¦
487 | C.I. TEE JUNCTION WITH DOOR 50mmDIA | 43.5 | NO. |  |  |  | QUALITY AND DESIGN SHALL BE GOT APPROVED | [5 empty] | L.S | LABOUR FOR FIXING INCLUDING |  | L.S | 2.09 | [13 empty] | ¦
488 | C.I. TEE JUNCTION WITHOUT DOOR 100mmDIA | 75 | NO. |  |  |  | BY THE DEPARTMENTAL OFFICERS) | [6 empty] | CLAMP ETC | [16 empty] | ¦
489 | C.I. TEE JUNCTION WITHOUT DOOR 75mmDIA | 52 | NO. |  |  |  | - | - | [8 empty] | - | [13 empty] | ¦
490 | C.I. YEE JUNCTION WITH OUT DOOR 50mmDIA | 35.25 | NO. |  | 1 | SQM | COST OF TERRACOTTA JALLY OF 110mm | 514.62 | SQM | 514.62 |  |  |  | TOTAL FOR ONE NOS. |  |  | 19.67 | [13 empty] | ¦
491 | C.I.SLOTTED COWL 100mmDIA | 37.5 | NO. |  | 1 | SQM | LABOUR FOR FIXING JALLY | 20 | SQM | 20 | [6 empty] | - | [13 empty] | ¦
492 | C.I.SLOTTED COWL 75mmDIA | 24 | NO. |  | 1 | L.S | FOR PLASTERING & REDOXIDE PUTTY | 15 | L.S | 15 | [20 empty] | ¦
493 | C.I.SLOTTED COWL 50mmDIA | 16 | NO. |  |  |  | SUNDRIES |  | L.S | 0 |  |  | * | S.F OF A.C.SPOUT PIPE OF100mm DIA | [16 empty] | ¦
494 | C.I. GREATING 100mmDIA | 18 | NO. | [6 empty] | - |  |  |  | 18" LONG | [16 empty] | ¦
495 | C.I. GREATING 75mmDIA | 6 | NO. |  |  |  | RATE PER SQM |  |  | 549.62 |  |  |  | - | [16 empty] | ¦
496 | G.I PIPE "A"CLASS 80mmDIA | 152.5 | RMT | [6 empty] | = |  | 1 | NO. | SPOUT PIPE OF 100mm DIA | 19.3 | NO. | 19.3 | [13 empty] | ¦
497 | G.I. 80MM DIA BEND | 108.68 | NO. |  |  |  | G.F |  |  | 551.56 |  |  | L.S | LABOUR FOR FIXING INCLUDING |  | L.S | 2.09 | [13 empty] | ¦
498 | G.I. 80MM DIA CUPPLER | 119.89 | NO. |  |  |  | F.F |  |  | 555.43 |  |  |  | CLAMP ETC | [16 empty] | ¦
499 | G.I. 80MM DIA UNION | 297.44 | NO. |  |  |  | S.F |  |  | 559.3 | [6 empty] | - | [13 empty] | ¦::
500 | G.I. 80MM DIA PLUG | 28.6 | NO. |  |  |  | T.F |  |  | 563.17 |  |  |  | TOTAL FOR ONE NOS. |  |  | 21.39
501 | G.I. 80MM DIA TEE | 228.86 | NO. |  |  |  | FOURTH FLOOR |  |  | 567.04 | [6 empty] | -
502 | G.I. 80MM DIA HEX.NIPPLE | 70.47 | NO. | [27 empty] | ¦
503 | G.I. 80MM X50mm REDUCER | 133.62 | NO. |  | 17. |  | PROVIDING FORM WORK AND CENTERING FOR | [5 empty] | * | S.F OF G.I OUT LET PIPE OF 25mm DIA | [16 empty] | ¦
504 | G.I. 80MM X65mm REDUCER | 133.62 | NO. |  |  |  | PLAIN CONCRETE SURFACES FOR ALL R.C.C | [6 empty] | 30cm LONG | [16 empty] | ¦
505 | G.I. 80MM X50mm REDUCER TEE | 215 | NO. |  |  |  | WORKS(beams & lintels) | [6 empty] | - | [16 empty] | ¦
506 | G.I. 80MM X65mm REDUCER TEE | 215 | NO. |  |  |  | - |  |  |  |  | 1 | NO. | PIPE COST 25mm DIA | 14.61 | NO. | 14.61 | [13 empty] | ¦
507 | PLAIN GLASS | 107.64 | SQM |  | 0.4 | CUM | C.W BOARDING 40mm T.K | 10705 | CUM | 4282 |  |  | L.S | LABOUR FOR FIXING INCLUDING |  | L.S | 1.65 | [13 empty] | ¦
508 | P.V.C BEND |  |  |  | 0.12 | CUM | C.W JOIST(AVE.SIZE 100X6.5mm | 9395 | CUM | 1127.4 |  |  |  | CLAMP ETC | [16 empty] | ¦
509 | 15mm DIA | 11.55 | NO. |  |  |  | @90cm C/C) | [9 empty] | - | [13 empty] | ¦
510 | 20mm DIA | 16.4 | NO. |  | 98.5 | RMT | CASURNA POST 10TO 13cmDIA | 15 | RMT | 1477.5 |  |  |  | TOTAL FOR ONE NOS. |  |  | 16.26 | [13 empty] | ¦
511 | 25mm DIA | 27.85 | NO. |  |  |  | AT75cm CENTERS | [9 empty] | - | [13 empty] | ¦
512 | 32mm DIA | 49.9 | NO. | [6 empty] | - |  |  |  | COUNTRY WOOD ITEM | [16 empty] | ¦
513 | 40mm DIA | 69.25 | NO. |  |  |  | TOTAL FOR 5 Operations for 10 sqm |  |  | 6886.9 |  |  |  | ================= | [16 empty] | ¦
514 | P.V.C. COUPLER | [8 empty] | - |  | *** | a. | DOOR OF SIZE 100X200Cm | [16 empty] | ¦
515 | 75mm DIA | 20 | NO. |  | 10 | SQM | COST OF ONE OPERATION | 137.74 | SQM | 1377.4 |  |  |  | - | [16 empty] | ¦
516 | 100mm DIA | 45 | NO. |  | 3.8 | NO | CARPENTER I | 150 | NO | 570 |  | 0.0269 | CUM | C.W.SCANTLING(PLLLI,KARIMURUTH) | 23105 | CUM | 621.52 | [13 empty] | ¦
517 | P.V.C ELBOW |  |  |  | 5.4 | NO | MAZDOOR I | 95 | NO | 513 |  | 1.295 | SQM | MARINE PLYWOOD 12mm THICK | 381.37 | SQM | 493.87 | [13 empty] | ¦
518 | 75mm DIA | 19.09 | NO. |  |  | L.S | SUNDRIES FOR WEDGES,NAILS,COIR |  | L.S | 5 |  | 1.815 | SQM | LABOUR CHARGE | 342 | SQM | 620.73 | [13 empty] | ¦
519 | 100mm DIA | 50.66 | NO. | [6 empty] | - |  | 2 | NO. | 6"X1/2" I.O.TOWER BOLT | 10.5 | NO. | 21 | [13 empty] | ¦
520 | PLYWOOD FLUSH DOOR 30mm T.K FOR ALL SIZE | 1183.82 | SQM |  |  |  | TOTAL FOR 10 SQM |  |  | 2465.4 |  | 3 | NO. | 5" I.O.BUTT HINGS | 8.5 | NO. | 25.5 | [13 empty] | ¦
521 | P.V.C.FLUSH D/F & D/S 20mm T.K FOR 75X200cm | 1605 | SQM | [6 empty] | - |  | 1 | NO. | 10"X5/8" I.O ALDROP | 21 | NO. | 21 | [13 empty] | ¦
522 | SINTEX WATER TANK OF 750 LIT | 3.25/lit | EACH |  |  |  | RATE PER SQM |  |  | 246.54 |  | 1 | NO. | NYLON BUSH | 4 | NO. | 4 | [13 empty] | ¦
523 | STEEL DOOR FRAMEOF SIZE 100X200 | 147.6 | RMT | [6 empty] | = |  |  | L.S | SUNDRIES |  | L.S | 0 | [13 empty] | ¦
524 | STEEL DOOR FRAMEOF SIZE 90X200 | 147.6 | RMT | [13 empty] | - | [13 empty] | ¦
525 | STEEL DOOR FRAMEOF SIZE 75X200 | 147.6 | RMT |  | 18. | * | Centering for soffits for R.C.C.Slabs or | [6 empty] | TOTAL FOR 1.815 SQM |  |  | 1807.62 | [13 empty] | ¦
526 | STEEL WINDOW FRAME&SHUTTER WITHOUT GLASS | 1250 | SQM |  |  |  | plane surfaces including shuttering up to 3m | [9 empty] | - | [13 empty] | ¦
527 | " OF SIZE 132.5X120cm | 1250 | SQM |  |  |  | height using M.S sheets of size 90mmx60mm and | [6 empty] | RATE PER SQM |  |  | 1395.85 | [13 empty] | ¦
528 | " OF SIZE 90X120cm | 1250 | SQM |  |  |  | HP 10G stiffened with welded M.S angle of | [9 empty] | = | [13 empty] | ¦
529 | " OF SIZE 47.5X120cm | 1250 | SQM |  |  |  | size 25x25x3mm laid over silver oak (C.W) |  |  |  |  | *** | b. | DOOR OF SIZE 90X200Cm | [16 empty] | ¦
530 | " OF SIZE 90X105cm | 1250 | SQM |  |  |  | joist 10cmx6.5cm spaced at75cm c/c complying | [6 empty] | - | [16 empty] | ¦
531 | " OF SIZE 47.5X105cm | 1250 | SQM |  |  |  | with standard specification |  |  |  |  | 0.0255 | CUM | C.W.SCANTLING(PLLLI,KARIMURUTH) | 23105 | CUM | 589.18 | [13 empty] | ¦
532 | " OF SIZE 90X90cm | 1250 | SQM |  |  |  | - | - | - |  |  | 1.13 | SQM | MARINE PLYWOOD 12mm THICK | 381.37 | SQM | 430.95 | [13 empty] | ¦
533 | " OF SIZE 47.5X90cm | 1250 | SQM |  | 13.46 | Kg. | Cost of M.S sheet of size | 30 | Kg. | 403.8 |  | 1.6191 | SQM | LABOUR CHARGE | 342 | SQM | 553.73 | [13 empty] | ¦
534 | STEEL VENTILATTER FRAME&SHUTTER WITHOUT GLASS | 1250 | SQM |  |  |  | 90x60cm of 10 gauge |  |  |  |  | 2 | NO. | 6"X1/2" I.O.TOWER BOLT | 10.5 | NO. | 21 | [13 empty] | ¦
535 | " OF SIZE 75X47.5cm | 1250 | SQM |  | 4 | Kg. | Cost of M.S angle of size | 30 | Kg. | 120 |  | 3 | NO. | 5" I.O.BUTT HINGS | 8.5 | NO. | 25.5 | [13 empty] | ¦
536 | " OF SIZE 90X47.5cm | 1250 | SQM |  |  |  | 25x25x3mm |  |  |  |  | 1 | NO. | 10"X5/8" I.O ALDROP | 21 | NO. | 21 | [13 empty] | ¦
537 | " OF SIZE 90X90cm | 1250 | SQM |  |  | L.S | Add for cutting, bending, |  | L.S | 40 |  | 1 | NO. | NYLON BUSH | 4 | NO. | 4 | [13 empty] | ¦
538 | P.V.C REDUCER ELBOW | [5 empty] | welding charges etc. |  |  | - |  |  | L.S | SUNDRIES |  | L.S | 0 | [13 empty] | ¦
539 | 50X25MM | 65 | EACH |  |  |  | Total for 40 operations |  |  | 563.8 | [6 empty] | - | [13 empty] | ¦
540 | 50X40MM | 64.55 | EACH | [6 empty] | - |  |  |  | TOTAL FOR 1.6191 SQM |  |  | 1645.36 | [13 empty] | ¦
541 | PORCELINE WHITE GLASED SOAP DISH 200X100mm | 110.95 | EACH |  |  |  | Cost of one operation |  |  | 14.1 | [6 empty] | - | [13 empty] | ¦
542 | PORCEINE WASH BASIN OVAL SHAPE 480X400mm | 399 | EACH | [6 empty] | - |  |  |  | RATE PER SQM |  |  | 1016.22 | [13 empty] | ¦
543 | END CAP SULATED P.V.C. MANHOLE STEP | 92 | EACH |  |  |  | Adopting 40 uses for steel sheet and | [9 empty] | = | [13 empty] | ¦
544 | P.V.C. DOUBLE TEE WITH DOOR 75mm DIA | 174.24 | EACH |  |  |  | angles and 5 uses for C.W.joist and | [23 empty] | ¦
545 | P.V.C. DOUBLE TEE WITH DOOR 100mm DIA | 215.06 | EACH |  |  |  | casurina props |  |  |  |  | *** | c. | DOOR OF SIZE 75X200Cm | [16 empty] | ¦
546 | P.V.C. DOUBLE TEE WITH OUT DOOR 75mm DIA | 97.24 | EACH | [10 empty] | - | [16 empty] | ¦
547 | P.V.C. DOUBLE TEE WITH OUT DOOR 100mm DIA | 168.96 | EACH |  | 19 | Nos | Cost of M.S Sheet and Angles | 14.1 | 1Use | 267.9 |  | 0.0235 | CUM | C.W.SCANTLING(PLLLI,KARIMURUTH) | 23105 | CUM | 542.97 | [13 empty] | ¦
548 | POISHED CUDDAPAH SLAB 20mmTHICK WELL POISHED | 227 | 247 |  |  |  | for one operation |  |  |  |  | 0.872 | SQM | MARINE PLYWOOD 12mm THICK | 381.37 | SQM | 332.55 | [13 empty] | ¦
549 | CUDDAPAH SLAB SINK 60X45cm,20mmT.K | 250 | EACH |  | 0.12 | Cum | Cost of silver oak | 1879 | 1Use | 225.48 |  | 1.3247 | SQM | LABOUR CHARGE | 342 | SQM | 453.05 | [13 empty] | ¦
550 | CUDDAPAH SLAB SINK 45X45cm,20mmT.K | 210 | EACH |  | 98.5 | Rmt | Casurnia props 10 to 13cm dia | 3 | 1Use | 295.5 |  | 1 | NO. | 6"X1/2" I.O.TOWER BOLT | 10.5 | NO. | 10.5 | [13 empty] | ¦
551 | GRANITE SLAB 20mm THICK OF BEST QUALITY | 1022.58 | SQM |  | 1 | L.S | Add for Silver oak planks | 11 | L.S | 11 |  | 3 | NO. | 4" I.O.BUTT HINGS | 5.75 | NO. | 17.25 | [13 empty] | ¦
552 | ELECTRICAL ARRANGEMENT:- BOARD APPROVED RATES |  |  |  | 3.8 | No | Carpenter Ist | 150 | Each | 570 |  | 1 | NO. | 6"X1/2" I.O ALDROP | 10 | NO. | 10 | [13 empty] | ¦
553 | WRING WITH 1.5SQMM COPPER WIRE CONCELLED |  |  |  | 5.4 | No | Mazdoor Ist | 95 | Each | 513 |  | 1 | NO. | NYLON BUSH | 4 | NO. | 4 | [13 empty] | ¦
554 | TYPE FOR LIGHT POINT WITH CEILING ROSE | 300 | POINT |  | 1 | No | Fitter IInd | 120 | Each | 120 |  |  | L.S | SUNDRIES |  | L.S | 0 | [13 empty] | ¦
555 | ---DO---FOR LIGHT POINT WITH BATTERN HODER | 302 | POINT |  | 1 | L.S | Add for nails, wedges,oils etc | 10 | L.S | 10 | [6 empty] | - | [13 empty] | ¦
556 | ---DO---FOR FAN POINT | 382 | POINT |  | 19 | Nos | Add for periodical cleaning, | 2 | Nos | 38 |  |  |  | TOTAL FOR 1.3247 SQM |  |  | 1370.32 | [13 empty] | ¦
557 | --DO--FOR 5AMP 5PIN PLUG AT SWITCH BOARD | 140 | POINT |  |  |  | painting etc for M.S. Sheet |  |  | - | [6 empty] | - | [13 empty] | ¦::
558 | --DO--FOR 5AMP 5PIN PLUG AT CONVENTENT PLACE | 222 | POINT |  |  |  | TOTAL FOR 10 SQM |  |  | 2050.88 |  |  |  | RATE PER SQM |  |  | 1034.44
559 | ---DO---FOR STAIR CASE LIGHT POINT | 505 | POINT | [6 empty] | - | [6 empty] | =
560 | S/F OF BULKHEAD FITTING SUITABLE FOR 100/60W | 75 | EACH |  |  |  | RATE PER SQM |  |  | 205.09 |  |  | * | FLUSH SHUTTER P.V.C. 30mm THICK | [16 empty] | ¦
561 | RUN OF MAINS 2-1.5 SQMM COPPER CONCELLED TYPE | 43.3 | RMT | [6 empty] | = |  |  |  | SOLIDCORE OF BLACKBOARD | [16 empty] | ¦
562 | S/F OF 16 AMP DPIC MAIN SWITCH | 218 | EACH |  | 19. | * | PROVIDING FORMWORK AND | [6 empty] | TYPE WITH COMMERCIAL TYPE | [16 empty] | ¦
563 | EARTHING STATION ASPER IS3043 | 926 | EACH |  |  |  | CENTERING FOR PLAIN CONCRETE | [6 empty] | LIPPING BOTH SIDES | [16 empty] | ¦
564 | S/L OF 8SWG G.I WIRE FOREARTH TO MAIN | 5.15 | RMT |  |  |  | SURFACES FOR SMALL QTY such as sunshade etc | [6 empty] | - | [16 empty] | ¦
565 | SUPPLY OF 5-10AMP/10-20AMP ELE. ENERGY METER | 550 | EACH |  |  |  | - | [23 empty] | ¦
566 | S/F OF CONSUMER UNIT OF 4NO OF 16AMP WAY | 286 | EACH |  | 10 | SQM | MS angles & sheets for one | 321.48 | 1Use | 321.48 |  |  |  | FOR ALL SIZE OF DOORS/SQM |  |  | 1183.82 | [13 empty] | ¦
567 | RUN OF MAINS 4-4 SQMM COPPER CONCELLED TYPE | 96.3 | RMT |  |  |  | use (1.2 times of operation | [9 empty] | = | [13 empty] | ¦
568 | LABOUR FOR FIXING CEIING FAN OF AL SWEEP | 51 | EACH |  |  |  | for plain surface) | [23 empty] | ¦
569 | S/F OF S.C TW BOARD,3-30AMPFUSE, EARTHPLATE | 181 | SET |  | 10 | SQM | C.W Joist for one use (1.2 | 270.58 | 1Use | 270.58 |  |  | * | STEEL DOOR FRAMES AND WINDOW FRAMES WITH SHUTTER | [16 empty] | ¦
570 | RUN OF S.C WIRING WITH 2-4 SQMM COPPER ,7/20 GI | 36.2 | RMT |  |  |  | times of operation for plain | [6 empty] | = | = | = | ==== | [13 empty] | ¦
571 | S/F OF AERI FUSE UNIT 30AMP 500V AT E.B POLE | 98 | EACH |  |  |  | surface) | [6 empty] | ITEM NO 1:-MANUFACTURING AND |  | Rmt | 147.6 | [13 empty] | ¦
572 | S/F OF 40mmDIA B-CASS G.I PIPE | 92 | RMT |  | 98.5 | Rmt | Casurnia props 10 to 13cm dia | 3 | 1Use | 295.5 |  |  |  | SUPPLYING OF STEEL DOOR frame OF | [16 empty] | ¦
573 | S/F OF 40mmDIA B-CASS G.I COUPLER | 49.42 | EACH |  | 3.8 | NO | CARPENTER I | 150 | NO | 570 |  |  |  | ALL SIZES WITH OUT SHUTTER | [16 empty] | ¦
574 | S/F OF 40mmDIA B-CASS G.I BEND | 53.2 | EACH |  | 5.4 | NO | MAZDOOR I | 95 | NO | 513 |  |  |  | MADE OF 100X50 18GAUGE CRCA | [16 empty] | ¦
575 | S/F OF 40X40X6mmANGLE TO SUPPORT G.I.PIPE. | 59 | EACH |  | 1 | NO | Fitter IInd | 120 | Each | 120 |  |  |  | STELL WITH ALL FOURNITURE AND | [16 empty] | ¦
576 | S/F OF 15AMP 3PIN POWER PLUG WITH SWITCH | 100 | EACH |  | 1 | L.S | ADD FOR SILVER OKE PLANKS | 11 | Each | 11 |  |  |  | FITTINGS. | [16 empty] | ¦
577 | RUN OF MAINS 2-2.5 SQMM COPPER CONCELLED TYPE | 49.52 | RMT |  | 1 | L.S | SUNDRIES FOR WEDGES,NAILS,COIR | 10 | L.S | 10 | [20 empty] | ¦
578 | S/F OF SINGE PHASE ELCB OF CONCEAED TYPE | 1080 | EACH |  | 19 | Nos | Add for periodical cleaning | 2 | Nos | 38 | [20 empty] | ¦
579 | MARINE PLYWOOD OF 12mm THICK OF BWR GRADE L.R | 381.37 | SQM |  |  |  | and painting etc for M.S. Sheet | [5 empty] | * | Manufacturing and supplying of |  | Sqm | 1250 | [13 empty] | ¦
#REF! | WRING WITH 1.5SQMM COPPER WIRE CONCELLED | [8 empty] | - |  |  |  | m.s.angle window shutter and | [16 empty] | ¦
| TYPE FOR LIGHT POINT WITH CEILING ROSE | 300 |  |  |  |  | TOTAL FOR 10 SQM |  |  | 2149.56 |  |  |  | m.s grills with out glass of | [16 empty] | ¦
| ---DO---FOR LIGHT POINT WITH BATTERN HODER | 302 | [7 empty] | - |  |  |  | all sizes of windows,ventilaters. | [16 empty] | ¦
| ---DO---FOR CALLING BELL POINT | 324 |  |  |  |  | RATE PER SQM |  |  | 214.96 | [20 empty] | ¦
| ---DO---FOR FAN POINT | 382 | [7 empty] | = |  |  | * | Supply and fixing of window | [16 empty] | ¦
| ---DO---FOR STAIR CASE LIGHT POINT | 505 | [11 empty] | glass panels of 3mm thick for | [16 empty] | ¦
| --DO--FOR 5AMP 5PIN PLUG AT SWITCH BOARD | 140 |  |  | 20. | * | PROVIDING FORMWORK AND | [6 empty] | steel window and ventilaters. | [16 empty] | ¦
| --DO--FOR 5AMP 5PIN PLUG AT CONVENTENT PLACE | 222 |  |  |  |  | CENTERING FOR PLAIN CONCRETE | [6 empty] | - | [16 empty] | ¦
| --DO--FOR 15AMP OWER PLUG | 100 |  |  |  |  | SURFACES FOR PLINTH BEAM ETC. | [5 empty] | sqm | Cost of 3mm window glass | 160 | sqm | #VALUE! | [13 empty] | ¦
| S/F OF BULK HEAD FITTING | 75 |  |  |  |  | - | [23 empty] | ¦
| S/F OF DOUBLE POLE MAIN SWITCH | 218 |  |  |  |  | HALF THE RATE OF F.W USING C.W.PLANKS |  |  | 123.27 |  |  | nos. | Carpenter I class | 150 | nos. | #VALUE! | [13 empty] | ¦
| S/F OF 6 WAY D.B | 1854 |  |  |  |  | FOR LINTEL & BEAMS |  |  | = | [20 empty] | ¦
| LABOUR CHARGE FOR FIXING FAN | 51 |  |  | 4.2 | * | R.C.C 1:1.5:3 USING 20mmHBG | [6 empty] | Cost of binding meterials etc., | L.S |  | 0.64 | [13 empty] | ¦
| SUPPLY AND DELIVERY OF FAN 48"SWEEP | 915 |  |  |  |  | JELLY FOR ALL WATER RETAINING | [9 empty] | - | [13 empty] | ¦
| SUPPLY AND DELIVERY OF FAN 42"SWEEP | 890 |  |  |  |  | STRUCTURES AND R.C.C DOOR FRAMES | [6 empty] | total for 0.4sqm |  |  | #VALUE! | [13 empty] | ¦
| S/F OF 8SWG G.I WIRE | 5.15 |  |  |  |  | - | [9 empty] | - | [13 empty] | ¦
| RUN OFF MAIN WITH 2NO OF 1.50sq.mm WIRE | 43.3 |  |  | 9 | CUM | 20mmH.B.JELLY | #REF! | CUM | #REF! |  |  |  | Rate for one sqm |  |  | #VALUE! | [13 empty] | ¦
| EARTHING STATION AS PER ISI | 920 |  |  | 4.308 | M.T | CEMENT | 3800 | M.T | 16370.4 | [6 empty] | = | [13 empty] | ¦
| S/F OF 1 NO OF 30 AMP FUSE UNIT. | 98 |  |  | 4.5 | CUM | SAND | #REF! | CUM | #REF! |  |  | * | Manufactoring and supplying of | [16 empty] | ¦
| S/F OF 375mmX300mmX20mmT.W.PLANK FOR S.C. | 181 |  |  | 3.5 | NO. | MASON II | 135 | NO. | 472.5 |  |  |  | steel window, confirming to | [16 empty] | ¦
| S/F OF METRE CUPBOARD | 1148.76 |  |  | 21.2 | NO. | MAZDOOR I | 95 | NO. | 2014 |  |  |  | IS 1038/1983. | [16 empty] | ¦
| S/F OF STREET LIGHTS. | 967 |  |  | 35.3 | NO. | MAZDOOR II | 85 | NO. | 3000.5 |  |  |  | - | [16 empty] | ¦
| PROVIDING ANTI-TERMITE TREATMENT | 30 |  |  | L.S |  | SUNDRIES |  | L.S | 0 |  |  | a. | Window size 90x120cm | [16 empty] | ¦
| PROVIDING ELCB WITH MCB IN MS BOX | 2107 | [7 empty] | - |  |  |  | --------------------- | [16 empty] | ¦
| Flat back urinal WITH ALL ACCESSORIES | 650 |  |  |  |  | TOTAL FOR 10 CUM |  |  | #REF! |  |  | Kg. | Steel window with 10mm square | 43 |  | #VALUE! | [13 empty] | ¦
| WIRE MAN GR-I | 160 | [7 empty] | = |  |  |  | horizontal with one coat of | [16 empty] | ¦
| HELPER | 110 |  |  |  |  | RATE PER CUM |  |  | #REF! |  |  |  | red oxide primer paint. | [16 empty] | ¦
[13 empty] | SQM | Frosted glass 3mmthick | 160 |  | #VALUE! | [13 empty] | ¦
|  | 3.05 |  |  | 1 | CUM | VIBRATING CHARGES | 20.7 |  | 20.7 |  |  | NO. | Iron hinge special type | 5 |  | #VALUE! | [13 empty] | ¦
|  | 30 | [7 empty] | - |  |  | NO. | Stays and pegs | 10 |  | #VALUE! | [13 empty] | ¦
|  | 35 | [7 empty] | #REF! |  |  | NO. | Locking arrangements | 8 |  | #VALUE! | [13 empty] | ¦
|  | 125 | [7 empty] | - |  |  | Rmt | 12x12mm thick alu.beedings | 13.66 |  | #VALUE! | [13 empty] | ¦
| Mason II / I | 162 | 179
| MAISTRY | 185 |  |  |  |  | G.F |  |  | #REF! |  |  | SQM | Labour Charges for fixing | 25.46 |  | #VALUE! | [13 empty] | ¦
| WIREMEN GRADE I | 170 |  |  |  |  | F.F |  |  | #REF! |  |  | NO. | Alu. bolt and nuts | 0.5 |  | #VALUE! | [13 empty] | ¦
| WIREMEN GRADE Ii | 160 |  |  |  |  | S.F |  |  | #REF! | [6 empty] | 0.54 | [13 empty] | ¦::
| HELPER | 121 |  |  |  |  | T.F |  |  | #REF! | [6 empty] | -
| GI PIPE 40 MM DIA | 120 |  |  |  |  | Fourth Floor |  |  | #REF! |  |  |  | Total for 1No |  |  | #VALUE!
| GI PIPE 20 MM DIA | 70
| 15 mm dia GI pipe | 35 |  |  |  | * | R.C.C DOOR FRAME | [9 empty] | - | [13 empty] | ¦
| GI PIPE 25 MM | 90 |  |  |  |  | = | [23 empty] | ¦
| GI PIPE 40 MM | 140 | [10 empty] | b. | Window size 90x105cm | [16 empty] | ¦
1 | INCANDESCENT BULBS 230 V / 250 V GRADE B.C / E.S WITH ISI |  |  |  | 21.1 | * | SUPPLYING AND FIXING MONOLITHIC RCC DOOR | [6 empty] | --------------------- | [16 empty] | ¦
| 15 Watts | 11 |  |  |  |  | FRAME OF SIZEM 100MMX75MM WITH ONE EDGE | [5 empty] | Kg. | Steel window with 10mm square | 43 |  | #VALUE! | [13 empty] | ¦
| 25 Watts | 11 |  |  |  |  | GROOVE OF SIZE 30MMX20MM IN RCC(1:1.5:3)USING | [6 empty] | horizontal with one coat of | [16 empty] | ¦
| 40 Watts | 11 |  |  |  |  | 20MM HBS JELLY INCLUDING COST OF STEEL AND | [6 empty] | red oxide primer paint. | [16 empty] | ¦
| 60 Watts | 11 |  |  |  |  | FABRICATION OF REINFORCEMENT WITH -6MM M.S | [5 empty] | SQM | Frosted glass 3mmthick | 160 |  | #VALUE! | [13 empty] | ¦
| 100 Watts | 12 |  |  |  |  | ROD AROUND AND 3MM STEEL STIRRUP AT 30CM C/C | [5 empty] | NO. | Iron hinge special type | 5 |  | #VALUE! | [13 empty] | ¦
| 150 Watts | Deleted |  |  |  |  | INCLUDING FIXING OF 3NOS OF IRON BRACKET OF | [5 empty] | NO. | Stays and pegs | 10 |  | #VALUE! | [13 empty] | ¦
| 200 Watts | 25 |  |  |  |  | SIZE 100MMX100MMX5MM, 6NOS OF HOLDFAST | [5 empty] | NO. | Locking arrangements | 8 |  | #VALUE! | [13 empty] | ¦
| 300 Watts | Deleted |  |  |  |  | CHECKNUTS AND ALUMINIUM SLEEVES AND 2 NOS OF | [5 empty] | Rmt | 12x12mm thick alu.beedings | 13.66 |  | #VALUE! | [13 empty] | ¦
| 500 Watts | Deleted |  |  |  |  | I.O.TOWER BOLT RECEIVER ALL AS PER DRAWING | [5 empty] | SQM | Labour Charges for fixing | 25.46 |  | #VALUE! | [13 empty] | ¦
| 1000 Watts | Deleted |  |  |  |  | INCLUDING MOULDING INSTEEL MOULD PRECASTING | [5 empty] | NO. | Alu. bolt and nuts | 0.5 |  | #VALUE! | [13 empty] | ¦
2 | INCANDESCENT BULBS 230 V / 250 V GRADE B.C / E.S | [5 empty] | WITH SMOOTH SURFACE AND FINE EDGES, CURING, | [9 empty] | 0.7 | [13 empty] | ¦
| Colour 15 Watts | 12.5 |  |  |  |  | TRANSPORTING ETC., ALL COMPLETE, AS DIRECTED | [9 empty] | - | [13 empty] | ¦
3 | Blended Lamp 160 Watts | 242 |  |  |  |  | BY DEPT.OFFICERS. | [6 empty] | Total for 1No |  |  | #VALUE! | [13 empty] | ¦
3a | PLLAMP ( PHILIPS/ OSRAM) | [15 empty] | - | [13 empty] | ¦
| 9 Watts | 75
| 11 Watts | 80 |  |  |  | c. | 1000MMX2100MM SIZE OF DOOR FRAME
4 | FLUORESCENT TUBULAR LAMPS WITH ISI MARK | [5 empty] | -------------------------------
| Cool Day light 2 Ft 20 Watts | 42 |  |  | 0.0388 | CUM | R.C.C.IN C.C 1:1.5:3 | #REF! | CUM | #REF!
| Cool Day light and 4 Ft 40 Watts | 46 |  |  | 5.01 | Kg | FAB OF M.S STEEL | 33174.4 | M.T | 166.2
| Cool Day light and 4 Ft 36 Watts | 42 |  |  | 3 | NO. | HANGER BRACKET | 16.5 | NO. | 49.5
5 | MERCURY VAPOUR DISCHARGE LAMP 230 V GRADE 3 PIN BC |  |  |  | 12 | NO. | ALU.SLEEVES | 3.85 | NO. | 46.2
| 80 Watts | 174 |  |  | 2 | NO. | TOWER BOLT RECEIVER | 5 | NO. | 10
| 125 Watts | 182 |  |  | 6 | NO. | TAILNUT FOR BOLT | 3.85 | NO. | 23.1
| 250 Watts | 444 |  |  | 1 | NO. | MASON Ist | 150 | NO. | 150
| 400 Watts | 626 |  |  | 1 | NO. | MAZDOOR Ist | 95 | NO. | 95
6 | BOX TYPE SINGLE FLUORESCENT FITTING WITH COPPER CHOKE AND CONDENSOR COMPLETE WITH ISI MARK |  |  |  | 1 | NO. | MOULDING CHARGES | 25 | NO. | 25
| 2 Ft 20 Watts | Deleted |  |  | 0.5 | NO. | HANDLING CHARGES MAZDOOR-II | 85 | NO. | 42.5
| 4 Ft 40 Watts | 306 |  |  |  | L.S | ADD FOR OIL,CONVEYANCE ETC., |  | L.S | 0.5
| 4 Ft 40 Watts Box type of ( Philips, Crompton,Wipro ) without Ballast | 450 | [7 empty] | -
7 | BOX TYPE TWIN FLUORESCENT FITTING WITH COPPER CHOKE AND CONDENSOR COMPLETE WITH ISI MARK | [5 empty] | TOTAL FOR 1 NO |  |  | #REF!
| 4 Ft 40 Watts | 575 | [7 empty] | -
| 4 Ft 40 Watts Box type of ( Philips, Crompton,Wipro ) without Ballast | 750
8 | INDUSTRIAL TYPE FLUORESCENTFITTING STOVE ENAMELLED WITH COPPER CHOKE AND CONDENSOR (HPF)
| 4 Ft 40 W single type suitable for 1 No tube | 850 |  |  |  | a. | 900MMX2100MM SIZE OF DOOR FRAME | [23 empty] | ¦
| 4 Ft 40 W Twin type suitable for 2 Nos tube | 1050 |  |  |  |  | ------------------------------- | [5 empty] | c. | Window size 60x120cm | [16 empty] | ¦
9 | DECORATIVE & SINGLE FLUORESCENT TYPE FITTING WITH COPPER CHOKE & CONDENSOR (HPF)COMPLETE SUITABLE FOR 2 NOS FLUORESCENT TUBES. |  |  |  | 0.0376 | CUM | R.C.C.IN C.C 1:1.5:3 | #REF! | CUM | #REF! |  |  |  | --------------------- | [16 empty] | ¦
| 2 Ft 20 Watts with perspex | Deleted |  |  | 4.87 | Kg | FAB OF M.S STEEL | 33174.4 | M.T | 161.56 |  |  | Kg. | Steel window with 10mm square | 43 |  | #VALUE! | [13 empty] | ¦
| 4 Ft 40 Watts with perspex | Deleted |  |  | 3 | NO. | HANGER BRACKET | 16.5 | NO. | 49.5 |  |  |  | horizontal with one coat of | [16 empty] | ¦
10 | DECORATIVE TWIN FLUORESCENT TYPE FITTING WITH COPPER CHOKE & CONDENSOR COMPLETE SUITABLE FOR 2 NOS FLUORESCENT TUBES. |  |  |  | 12 | NO. | ALU.SLEEVES | 3.85 | NO. | 46.2 |  |  |  | red oxide primer paint. | [16 empty] | ¦
| 4 Ft 40 Watts with louvers | Deleted |  |  | 2 | NO. | TOWER BOLT RECEIVER | 5 | NO. | 10 |  |  | SQM | Frosted glass 3mmthick | 160 |  | #VALUE! | [13 empty] | ¦
| 4 Ft 40 Watts with perspex | Deleted |  |  | 6 | NO. | TAILNUT FOR BOLT | 3.85 | NO. | 23.1 |  |  | NO. | Iron hinge special type | 5 |  | #VALUE! | [13 empty] | ¦
| 4 Ft 40 Watts ( philip, Crompton, Wipro ) | Deleted |  |  | 1 | NO. | MASON Ist | 150 | NO. | 150 |  |  | NO. | Stays and pegs | 10 |  | #VALUE! | [13 empty] | ¦
| 4'40" Wtwin Recessed mounting fitting with perpex cover | Deleted |  |  | 1 | NO. | MAZDOOR Ist | 95 | NO. | 95 |  |  | NO. | Locking arrangements | 8 |  | #VALUE! | [13 empty] | ¦
| 4'40 W Twin mirror optic Recessed mounting fitting | 1459 |  |  | 1 | NO. | MOULDING CHARGES | 25 | NO. | 25 |  |  | Rmt | 12x12mm thick alu.beedings | 13.66 |  | #VALUE! | [13 empty] | ¦
| 4'40 W Twin mirror optic Recessed mounting fitting(Philips, Crompton,Wipro) | 1930
| 4'40 W Twin mirror optic Recessed Suspension type fitting ( Philips, Crompton, Wipro ). | 2630 |  |  | 0.5 | NO. | HANDLING CHARGES MAZDOOR-II | 85 | NO. | 42.5 |  |  | SQM | Labour Charges for fixing | 25.46 |  | #VALUE! | [13 empty] | ¦
11 | SINGLE TYPE STREET LIGHT FLUORESCENT FITTING SUITABLE FOR THE ONE NO FLUORSCENT TUBES WITH COPPER CHOKE & CONDENSOR COMPLETE. |  |  |  |  | L.S | ADD FOR OIL,CONVEYANCE ETC., |  | L.S | 0.5 |  |  | NO. | Alu. bolt and nuts | 0.5 |  | #VALUE! | [13 empty] | ¦
| 4 Ft 40 Watts type | 642 | [7 empty] | - | [6 empty] | 0.97 | [13 empty] | ¦
12 | TWIN TYPE STREET LIGHT FLUORESCENT FITTING SUITABLE FOR THE 2 NOS FLUORSCENT TUBES WITH COPPER CHOKE & CONDENSOR COMPLETE. | [5 empty] | TOTAL FOR 1 NO |  |  | #REF! | [6 empty] | - | [13 empty] | ¦
| 4 Ft 40 Watts type | 864 | [7 empty] | - |  |  |  | Total for 1No |  |  | #VALUE! | [13 empty] | ¦
13 | POST TOP LANTHERN FITTING OF ( INTEGRAL TYPE ) WITH COPPER CHOKE & CONDENSOR & NECESSARY ACCESSORIES (PHILIPS/CROMPTONGREAVES). (SPHERICAL,RIBBED,CONICALACRYLIC COVER) |  |  |  |  | b. | 700MMX2100MM SIZE OF DOOR FRAME | [9 empty] | - | [13 empty] | ¦
| Suitable for 125 Watts M.V.Lamp | 3100 |  |  |  |  | -------------------------------
| Suitable for 70 Watts S.V.Lamp | 3267 |  |  | 0.0353 | CUM | R.C.C.IN C.C 1:1.5:3 | #REF! | CUM | #REF! |  | 21.2 | * | SUPPLING AND FIXING OF BEST T.W.WROUGHT AND
| Post top lanthern fitting with S.C holder suitable for 160 W blended lamp/ incandescent lamp. | 1790 |  |  | 4.59 | Kg | FAB OF M.S STEEL | 33174.4 | M.T | 152.27 |  |  |  | PUTUP FOR DOORS, WINDOWS AND VENTILATERS ETC
14 | CUT OFF TYPE STREET LIGHT LANTHERN COMPLETE WITH COPPER CHOKE AND CONDENSOR.
| Suitable for 1 No 400 W HP MV lamp | Deleted |  |  | 3 | NO. | HANGER BRACKET | 16.5 | NO. | 49.5 |  |  |  | - | -
| Suitable for 1 No 250 W HPMV lamp | Deleted |  |  | 12 | NO. | ALU.SLEEVES | 3.85 | NO. | 46.2 |  |  |  | LABOUR CHARGES:-
| Siuiitable for 1 No 125 W HPMV lamp | Deleted |  |  | 2 | NO. | TOWER BOLT RECEIVER | 5 | NO. | 10 |  | 0.5 | NO | CARPENTER-I | 150 | EACH | 75
15 | SEMI CUT OFF TYPE STREET LIGHT LANTHERN COMPLETE WITH COPPER CHOKE AND CONDENSOR. |  |  |  | 6 | NO. | TAILNUT FOR BOLT | 3.85 | NO. | 23.1 |  | 0.25 | NO | MAZDOOR-I | 85 | EACH | 21.25
| Siuiitable for 1 No 125 W MV lamp | Deleted |  |  | 1 | NO. | MASON Ist | 150 | NO. | 150 | [6 empty] | -
| Suitable for 1 No 250 W MV lamp | Deleted |  |  | 1 | NO. | MAZDOOR Ist | 95 | NO. | 95 |  |  |  | TOTAL FOR .0283 CUM |  |  | 96.25
| Suitable for 1 No 400 W MV lamp | Deleted |  |  | 1 | NO. | MOULDING CHARGES | 25 | NO. | 25 | [6 empty] | -
16 | STARTERS FOR FLUORESCENT TUBES |  |  |  | 0.5 | NO. | HANDLING CHARGES MAZDOOR-II | 85 | NO. | 42.5 |  |  |  | TOTAL FOR ONE CUM |  |  | 3401.06
| Starter capacity 20 Watts | 10 |  |  |  | L.S | ADD FOR OIL,CONVEYANCE ETC., |  | L.S | 0.5 | [6 empty] | -
| Starter capacity 40 Watts | 10 | [7 empty] | -
17 | POLYSTER FILLED COPPER CHOKE 250 V/50 HZ GRADE SUITABLE FOR | [5 empty] | TOTAL FOR 1 NO |  |  | #REF!
| 20 Watts fluorescent tube | 170 | [7 empty] | -
| 40 Watts fluorescent tube | 170
| 36/40w Electronic Ballast for Flu.tube(Phylips/Crompton) | 295
| 36/40w Electronic Ballast for Flu.tube(Indo Asean/Equivalent) | 240
[5 empty] | 21.3 | * | S&F P.V.C. 20mmTHICK DOOR SHUTTER WITH DOOR FRAME OF SIZE 40mmX57mm FOR OUTER FRAME AND THE SINGLE LEAF SHUTTER MADEOF PLASTIC SHEET 20mmX200mm FOR SHUTTER PANNEL AND SHUTTER FRAME OF PLASTIC 24mmX59mm WITH 8 NOS OF 3 HINGS ALU,2N0S OFAL. HANDLES | [23 empty] | ¦
| HP 80 Watts MV Lamp | Deletd |  |  |  |  | FOR DOORS OF ALL SIZE |  |  |  |  | 11.64 | Rmt | 12x12mm thick alu.beedings | 13.66 |  | 159 | [13 empty] | ¦
| HP 125 Watts MV Lamp | Deletd |  |  |  |  | - |  |  |  |  | 1.62 | SQM | Labour Charges for fixing | 25.46 |  | 41.25 | [13 empty] | ¦
| HP 250 Watts MV Lamp | Deletd | [9 empty] | 48 | NO. | Alu. bolt and nuts | 0.5 |  | 24 | [13 empty] | ¦
| HP 400 Watts MV Lamp | Deletd |  |  |  |  | FOR DOORS OF ALL SIZE |  | SQM | 1450 | [6 empty] | 0.23 | [13 empty] | ¦
18 | CONDENSOR FOR SV/MV LAMP
| 8 Mfd for 80 Watts bulb | 113 |  |  |  |  | TEAK WOODS |  |  | = | [6 empty] | - | [13 empty] | ¦
| 10 Mfd for 125 Watts bulb | 135 |  |  |  |  | ========= | [6 empty] | Total for 1No |  |  | 224.48 | [13 empty] | ¦
| 15 Mfd for 250 Watts bulb | 180 |  |  | 21.2 |  | TEAK WOOD WROUGHT & PUT UP | [23 empty] | ¦
| 20 Mfd for 400 Watts | 248 |  |  |  |  | -
19 | Vitreous EI Conical Lamp Holder 250 x 90 mm | Deletd |  |  |  | A | T.W.SCANTLING 2M-3M LONG | [23 empty] | ¦
| Vitreous EI Conical Lamp Holder 280 x 120 mm | Deletd |  |  |  |  | - | [23 empty] | ¦
20 | C.G. Lamp Holder 40 mm size | Deletd |  |  | 1 | CUM | LABOUR CHARGE FOR WROUGHT & PUTUP | 3035 | CUM | 3035 | [20 empty] | ¦
21 | Pendent type Brass Holder | Deletd |  |  | 1 | CUM | T.W.SCANTLING 2M-3M LONG | 65420 | CUM | 65420 | [20 empty] | ¦
22 | Battern type Brass Holder | Deletd | [7 empty] | = | [20 empty] | ¦
23 | S.L. BRACKET | [5 empty] | RATE FOR T.W.SCANDLING 2M-3M LONG |  |  | 68455 | [20 empty] | ¦
| 225 mm Size | Deletd | [7 empty] | = | [20 empty] | ¦
| 300 mm size | Deletd |  |  |  | B | T.W.SCANTLING UP TO 2M LONG | [23 empty] | ¦
24 | Battern type Backelite Holder for lamp | 18 |  |  |  |  | - | [23 empty] | ¦
25 | Water tight bulk head fitting suitable for 100/ 600 Watts lamp with guard heavy type ( PHILIPS/BAJAJ/CROMPTON GREAVES | 300 |  |  | 1 | CUM | LABOUR CHARGE FOR WROUGHT & PUTUP | 3035 | CUM | 3035 | [20 empty] | ¦
26 | Ceiling Rose | 15 |  |  | 1 | CUM | T.W.SCANTLING 2M-3M LONG | 57165 | CUM | 57165 | [20 empty] | ¦
27 | Ceiling fixtures 250 / 300 mm complete with Gallery etc.,clear glass opal/ crystal suitable for 40/60 Watts bulb | 178 | [7 empty] | = | [20 empty] | ¦
| Ceiling luminaire with mirror optics suitable for 2 Nos. 9 Watts/11 Watts ( Philips/ Crompton/Bajaj) | 1120 |  |  |  |  | RATE FOR T.W.SCANTLING 2M LONG |  |  | 60200 | [20 empty] | ¦
| (For items 6 to 15, 25 & 27 the rates are exclusive of cost of tubes and lamps) | [8 empty] | = | [20 empty] | ¦
| Lamp lock screw type | Deletd | [28 empty] | ¦
| Lamp lock mesh type | Deletd |  |  | 22.1 (a) | * | T.W.SINGLY LEAF FULLY PANELLED | [23 empty] | ¦
| Fan clamp Fasteners complete | Deletd |  |  |  |  | DOOR SHUTTER FOR DOOR OF SIZE | [23 empty] | ¦
| Fan clamp (12mm dia) with 6mm side plates & 45 cm cross arm | 120 |  |  |  |  | 1000 X 2100MM | [23 empty] | ¦
| Call Bells | [5 empty] | - | [23 empty] | ¦
| Call bell / Buzzer 6 mm suitable for AC/DC | 45 |  |  |  |  | SHUTTER SIZE-.9X2.025 =1.823M2
| Push bell | 18 |  |  |  |  | STYLES(OVER 2M) -1X2X2.025X0.075X0.0375=0.0114
| Gang bell 9" size suitable for 250 V | 450 | [6 empty] | -
| Gang bell 12" size suitable for 250 V | 650 |  |  |  |  | RAILS(BELOW 2M)- 1X4X0.9X0.15X0.0375= 0.0203
| Automatic Electrical water Heater with copper container with Glass wool/ Puf insulation with MS powder coated cell suitable for 25 litres capacity 230 V/ 1000 W | 5000 |  |  |  |  | - 1X2X0.70625X0.075X0.0375 =0.0040 |  |  | 0.0243
| Automatic Electrical water Heater with copper container with Glass wool/ Puf insulation with MS powder coated cell suitable for 25 litres capacity 230 V/ 1500 W (Venus/Racold) | 6750 | [7 empty] | -
| Automatic Electrical water Heater with copper container with Glass Wool /Puf insulation with MS powder coated cell suitable for 35 litres capacity,230V/1000W | 5800 |  |  |  |  | PLANKS -1X4X0.58125X0.3375X0.01875= |  |  | 0.0147
| FANS - CONFORMING TO ISS 374 / 1979 | [5 empty] | -1X1X0.725X0.3375X0.01875= |  |  | 0.0046
| A.C Ceiling fan complete 1200 mm (48") sweep ( with steped electronic 300W regulator ) with 300mm down rod. | [8 empty] | -
| A.C Ceiling fan complete 1200 mm (48") sweep ( with steped electronic 300W regulator ) with 300mm down rod. | [8 empty] | 0.0193
| A.C Ceiling fan complete 1400 mm (56") sweep ( with steped electronic 300W regulator ) with 300mm down rod. | [8 empty] | -
EXHAUST FAN S
A.C Exaust Fan 225 mm (9") sweep (light duty)
| A.C Exaust Fan 300 mm (12") sweep (light duty) |  |  |  | 0.0114 | CUM | T.W SCANTLING ABOVE 2M LONG | 65420 | CUM | 745.79 | [20 empty] | ¦
| A.C Exaust Fan 375 mm (15") sweep (light duty) |  |  |  | 0.0243 | CUM | T.W SCANTLING BELOW 2M LONG | 57165 | CUM | 1389.11 | [20 empty] | ¦
| A.C Exaust Fan 450 mm (18") sweep (light duty) |  |  |  | 0.0193 | CUM | T.W PLANKS OVER 15TO 30cm | 63870 | CUM | 1232.69 | [20 empty] | ¦
| A.C Exaust Fan 375 mm (15") sweep (Heavy duty) | [5 empty] | WIDE&12TO15mm T.K | [23 empty] | ¦
| A.C Exaust Fan 450 mm (18") sweep (Heavy duty) |  |  |  | 1.823 | SQM | LABOUR FOR WROUGHT&PUTUP | 342 | SQM | 623.47 | [20 empty] | ¦
| LOUVER SHUTTERS ARRANGEMENTS |  |  |  | 1 | NO | DOOR HANDLE WITH CP SCREWS | 30 | NO. | 30 | [20 empty] | ¦
| MS/Fibre Louvers shutters arrangements for 300mm A.C Exaust Fan |  |  |  | 3 | NO. | 5"BUTT HINGS | 45 | NO. | 135 | [20 empty] | ¦
| MS/Fibre Louvers shutters arrangements for 375mm A.C Exaust Fan |  |  |  | 2 | NO. | 6"X1/2"TOWER BOLT | 30 | NO. | 60 | [20 empty] | ¦
| MS/Fibre Louvers shutters arrangements for 450mm A.C Exaust Fan |  |  |  | 1 | NO. | 10"X5/8"ALDROP | 95 | NO. | 95 | [20 empty] | ¦
| TABLE FANS |  |  |  | 1 | NO. | NYLONBUSH | 8 | NO. | 8 | [20 empty] | ¦
| Cabin Fan 400mm (16") osillating type |  |  |  | 1 | NO. | DOOR STOPPER | 25 | NO. | 25 | [20 empty] | ¦
| Pedestal Fan 400mm (16")Sweep osillating type | [8 empty] | - | [20 empty] | ¦
| Air circulators, 600mm (24") sweep (Domestic purpose) with speed regulators (2 blades) pedestal type | [5 empty] | TOTAL FOR 1.8230SQM |  |  | 4344.06 | [20 empty] | ¦
| 400mm Wall mounted oscillating type fan | [8 empty] | - | [20 empty] | ¦
| SWITCHES | [5 empty] | RATE PER SQM |  |  | 2382.92 | [20 empty] | ¦
5 Amps SP switches with porcelain base
| 5 Amps (flush type) | [8 empty] | = | [20 empty] | ¦
5 Amps (staircase) with porcelain base
5 Amps (flush type stair case)
| DOUBLE SWITCHES |  |  |  | 22.1 (b) | * | T.W.SINGLY LEAF FULLY PANELLED | [23 empty] | ¦
| 16 Amps DPIC switch with fuse and neutral (side Handle) | [5 empty] | DOOR SHUTTER FOR DOOR OF SIZE | [23 empty] | ¦
| 32 Amps DPIC switch with fuse and neutral (side Handle) | [5 empty] | 900 X 2100MM | [23 empty] | ¦
| 16 Amps DP switch with metal clade (Front Handle) | [5 empty] | - | [23 empty] | ¦
32 Amps DP switch with metal clade (Front Handle)
| 16 Amps DP switch with metal clade (side Handle) | [5 empty] | SHUTTER SIZE0-.8X2.05 =1.64M2
| 32 Amps DP switch with metal clade (side Handle) | [5 empty] | STYLES(OVER 2M) -1X2X2.05X0.075X0.0375=0.0115
| TRIPLE POLE SWITCHES (SIDE HANDLE) | [7 empty] | -
| 16 Amps TPIC switch with fuse and neutral (500 V) | [5 empty] | RAILS(BELOW 2M)- 1X4X0.8X0.15X0.0375= 0.018
| 32 Amps TPIC switch with fuse and neutral (500 V) | [5 empty] | - 1X2X0.73125X0.075X0.0375 =0.0040 |  |  | 0.022
| 63 Amps TPIC switch with fuse and neutral (500 V) | [8 empty] | -
| 100 Amps TPN switch with HRC fuses sheet steel double break | [5 empty] | PLANKS -1X4X0.60625X0.2875X0.01875= |  |  | 0.0131
| 200 Amps TPN switch with HRC fuses sheet steel double break | [5 empty] | -1X1X0.625X0.2875X0.01875= |  |  | 0.0034
| 315 Amps TPN switch with HRC fuses sheet steel double break | [8 empty] | -
| 400 Amps TPN switch with HRC fuses sheet steel double break | [8 empty] | 0.0165
| 16 Amps TPN metal clad switch | [8 empty] | -
| 32 Amps TPN metal clad switch |  |  |  | 0.0115 | CUM | T.W SCANTLING ABOVE 2M LONG | 65420 | CUM | 752.33 | [20 empty] | ¦
| 63 Amps TPN metal clad switch |  |  |  | 0.022 | CUM | T.W SCANTLING BELOW 2M LONG | 57165 | CUM | 1257.63 | [20 empty] | ¦
| 100 Amps metal clad switch |  |  |  | 0.0165 | CUM | T.W PLANKS OVER 15TO 30cm | 63870 | CUM | 1053.86 | [20 empty] | ¦
| SWITCH DISCONNECTOR FUSE (SDF)(L&T/SIEMENS) | [5 empty] | WIDE&12TO15mm T.K | [23 empty] | ¦
| 63A TPN switch disconnector fuse in sheet steel enclosure with HRC fuses |  |  |  | 1.64 | SQM | LABOUR FOR WROUGHT&PUTUP | 342 | SQM | 560.88 | [20 empty] | ¦
| 63A TPN switch disconnector fuse interior only with HRC fuses |  |  |  | 1 | NO | DOOR HANDLE WITH CP SCREWS | 30 | NO. | 30 | [20 empty] | ¦
| 100A TPN switch disconnector fuse in sheet steel enclosure with HRC fuses |  |  |  | 3 | NO. | 5"BUTT HINGS | 45 | NO. | 135 | [20 empty] | ¦
| 100A TPN switch disconnector fuse interior only with HRC fuses |  |  |  | 2 | NO. | 6"X1/2"TOWER BOLT | 30 | NO. | 60 | [20 empty] | ¦::
| 125A TPN switch disconnector fuse in sheet steel enclosure with HRC fuses |  |  |  | 1 | NO. | 10"X5/8"ALDROP | 95 | NO. | 95
| 125A TPN switch disconnector fuse interior only with HRC fuses |  |  |  | 1 | NO. | NYLONBUSH | 8 | NO. | 8
| 200A TPN switch disconnector fuse in sheet steel enclosure with HRC fuses |  |  |  | 1 | NO. | DOOR STOPPER | 25 | NO. | 25 | [20 empty] | ¦
| 200A TPN switch disconnector fuse interior only with HRC fuses | [8 empty] | - | [20 empty] | ¦
| 250A TPN switch disconnector fuse in sheet steel enclosure with HRC fuses | [5 empty] | TOTAL FOR 1.6400SQM |  |  | 3977.7 | [20 empty] | ¦
| 250A TPN switch disconnector fuse interior only with HRC fuses | [8 empty] | - | [20 empty] | ¦
| 315A TPN switch disconnector fuse in sheet steel enclosure with HRC fuses | [5 empty] | RATE PER SQM |  |  | 2425.43 | [20 empty] | ¦
| 315A TPN switch disconnector fuse interior only with HRC fuses | [8 empty] | = | [20 empty] | ¦
| 400A TPN switch disconnector fuse in sheet steel enclosure with HRC fuses |  |  |  | 22.1 (c) | * | T.W.SINGLY LEAF FULLY PANELLED
| 400A TPN switch disconnector fuse interior only with HRC fuses | [5 empty] | DOOR SHUTTER FOR DOOR OF SIZE
| FUSE UNITS | [5 empty] | 700 X 2100MM
| 16Amps porcelin Fuse unit (250V) | [5 empty] | -
| 16Amps porcelin Fuse unit (500V) | [5 empty] | SHUTTER SIZE0-.6X2.025 =1.215M2
| 32Amps porcelin Fuse unit (500V) | [5 empty] | STYLES(OVER 2M) -1X2X2.025X0.075X0.0375=0.0114
| 63Amps porcelin Fuse unit (500V) | [7 empty] | -
| 100Amps porcelin Fuse unit (500V) | [5 empty] | RAILS(BELOW 2M)- 1X2X0.6X0.15X0.0375= 0.0068
| SINGLE PHASE DBS | [5 empty] | - 1X3X0.6X0.075X0.0375 =0.0051 |  |  | 0.0119
| 4 way DB 16Amps / ways with fuse & Neutral each (250V) | [8 empty] | -
| 6 way DB 16Amps / ways with fuse & Neutral each (250V) | [5 empty] | PLANKS -1X5X0.425X0.295X0.01875= |  |  | 0.0118
| 8 way DB 16Amps / ways with fuse & Neutral each (250V) | [8 empty] | -
THREE PHASE DBS
| 4 way TPDB 16A / ways with fuse & Neutral link |  |  |  | 0.0114 | CUM | T.W SCANTLING ABOVE 2M LONG | 65420 | CUM | 745.79
| 6 way TPDB 16A / ways with fuse & Neutral link |  |  |  | 0.0119 | CUM | T.W SCANTLING BELOW 2M LONG | 57165 | CUM | 680.26
| 8 way TPDB 16A / ways with fuse & Neutral link |  |  |  | 0.0118 | CUM | T.W PLANKS OVER 15TO 30cm | 63870 | CUM | 753.67
| 4 way TPDB 32A / ways with fuse & Neutral link | [5 empty] | WIDE&12TO15mm T.K
| 6 way TPDB 32A / ways with fuse & Neutral link |  |  |  | 1.215 | SQM | LABOUR FOR WROUGHT&PUTUP | 342 | SQM | 415.53
| 8 way TPDB 32A / ways with fuse & Neutral link |  |  |  | 1 | NO | DOOR HANDLE WITH CP SCREWS | 30 | NO. | 30
| 12 way TPDB 32A / ways with fuse & Neutral link |  |  |  | 3 | NO. | 5"BUTT HINGS | 45 | NO. | 135
| 4 way TPDB 63A / ways with fuse & Neutral link |  |  |  | 2 | NO. | 6"X1/2"TOWER BOLT | 30 | NO. | 60
| 6 way TPDB 63A / ways with fuse & Neutral link |  |  |  | 1 | NO. | 10"X5/8"ALDROP | 95 | NO. | 95
| CHANGE OVER SWITCHES (GEM HAVELLS /STANDARD /EQUIVALENT) |  |  |  | 1 | NO. | NYLONBUSH | 8 | NO. | 8
| 16 Amps three phase 500V 4 pole change over switch |  |  |  | 1 | NO. | DOOR STOPPER | 25 | NO. | 25
| 32 Amps three phase 500V 4 pole change over switch | [8 empty] | -
| 63 Amps three phase 500V 4 pole change over switch | [5 empty] | TOTAL FOR 1.215SQM |  |  | 2948.25
| 100 Amps three phase 500V 4 pole change over switch | [8 empty] | -
| 200 Amps three phase 500V 4 pole change over switch | [5 empty] | RATE PER SQM |  |  | 2426.54
| 5Amps /15Amps 3 pin combined flush type wall sacket only | [8 empty] | =
5Amps 3 pin top
| 15Amps 3 pin top |  |  |  | 23.1. | * | S/F OF BWR PLYWOOD DOOR | [23 empty] | ¦
| 15Amps flush type switch | [5 empty] | SHUTTER WITH VERTICALS AND | [23 empty] | ¦
| 10Amps M.C plug with 3 pin top | [5 empty] | TOP RAIL AND BOTTOM RAILS | [23 empty] | ¦
| 20Amps M.C plug with 3 pin top | [5 empty] | WITH 9mm THICK MARINE GRADE | [23 empty] | ¦
| METERS | [5 empty] | BWR PLYWOOD WITH | [23 empty] | ¦
| A.C single phase 230V/250V/50HZ 5Amps Meter | [5 empty] | I.O FITTINGS AS PER SCHEDULE E | [23 empty] | ¦
| A.C single phase 230V/250V/50HZ 10Amps Meter | [5 empty] | - | [23 empty] | ¦
| A.C single phase 230V/250V/50HZ 20Amps Meter | [5 empty] | SHUTTER SIZE0-.8X2.05 =1.64M2 | [23 empty] | ¦
| A.C 3 phase 400V 50HZ unbalanced load 4 wire 10 Amps watt hour meter | [5 empty] | STYLES(OVER 2M) -1X2X2.05X0.075X0.0375=0.01153 | [23 empty] | ¦
| A.C 3 phase 400V 50HZ unbalanced load 4 wire 25 Amps watt hour meter | [7 empty] | - | [21 empty] | ¦
| A.C 3 phase 400V 50HZ unbalanced load 4 wire 50 Amps watt hour meter | [5 empty] | RAILS(BELOW 2M)- 1X3X0.8X0.15X0.0375= 0.0135 | [23 empty] | ¦
| SERVICE CONNECTION ACCESSORIES L.T 1100V PVC ARMOURED UNDER GROUND CABLE WITH ISI MARK | [29 empty] | ¦
| 1 core 4 sq mm pvc armoured UG cable | [29 empty] | ¦
| 2 core 6 sq mm pvc armoured UG cable | [5 empty] | PLANKS -1X1X0.625X0.64=0.40 | [23 empty] | ¦
| 2 core 10 sq mm pvc armoured UG cable | [5 empty] | PLANKS -1X1X0.985X0.625=0.616 |  |  | 1.016M2 | [20 empty] | ¦
| 2 core 16 sq mm pvc armoured UG cable | [29 empty] | ¦
| 2 core 25 sq mm pvc armoured UG cable | [29 empty] | ¦
| 3 1/2 core 25 sq mm pvc armoured UG cable | [29 empty] | ¦
| 3 1/2 core 35 sq mm pvc armoured UG cable |  |  |  | (a) |  | DOOR OF SIZE 900 X2100 MM | [23 empty] | ¦
| 3 1/2 core 50 sq mm pvc armoured UG cable | [5 empty] | - | [23 empty] | ¦
| 3 1/2 core 70 sq mm pvc armoured UG cable |  |  |  | 0.01153 | CUM | T.W.SCANTLING above 2M length | 65420 | CUM | 754.29 | [20 empty] | ¦
| 3 1/2 core 95 sq mm pvc armoured UG cable |  |  |  | 0.0135 | CUM | T.W.SCANTLING below 2M length | 57165 | CUM | 771.73 | [20 empty] | ¦
| 3 1/2 core 120 sq mm pvc armoured UG cable |  |  |  | 1.016 | SQM | Phenol bonded BWR Plywood 9mm | 381.37 | SQM | 387.47 | [20 empty] | ¦
| 3 1/2 core 150 sq mm pvc armoured UG cable |  |  |  | 1.64 | SQM | LABOUR CHARGE | 287 | SQM | 470.68 | [20 empty] | ¦
| 3 1/2 core 185 sq mm pvc armoured UG cable |  |  |  | 2 | NO. | 6"X1/2"ALU.TOWER BOLT | 30 | NO. | 60 | [20 empty] | ¦
| 3 1/2 core 225 sq mm pvc armoured UG cable |  |  |  | 3 | NO. | 5" ALU BUTT HINGES | 45 | NO. | 135 | [20 empty] | ¦
| 3 1/2 core 240 sq mm pvc armoured UG cable |  |  |  | 1 | NO. | 10"X5/8" ALU. ALDROP | 95 | NO. | 95 | [20 empty] | ¦
| 3 1/2 core 300 sq mm pvc armoured UG cable |  |  |  | 1 | NO. | NYLON BUSH | 8 | NO. | 8 | [20 empty] | ¦
| 3 1/2 core 400 sq mm pvc armoured UG cable |  |  |  | 1 | NO. | ALU.HANDLE WITH C.P.SCREWS | 30 | NO. | 30 | [20 empty] | ¦
| 4 core 6 sq mm pvc armoured UG cable |  |  |  | 1 | NO. | DOOR STOPPER | 25 | NO. | 25 | [20 empty] | ¦
| 4 core 10 sq mm pvc armoured UG cable | [8 empty] | - | [20 empty] | ¦
| 4 core 16 sq mm pvc armoured UG cable | [5 empty] | TOTAL FOR 1.64 SQM |  |  | 2737.17 | [20 empty] | ¦
| PVC SHEATHED CABLE ALUMINIUM SC CONDUCTOR | [8 empty] | - | [20 empty] | ¦
| 1.5 sq mm (1/1.4) cable 250V Grade | [5 empty] | RATE PER SQM |  |  | 1669.01 | [20 empty] | ¦
| 2.5 sq mm (1/1.8) cable 1100V Grade | [8 empty] | = | [20 empty] | ¦
| 4 sq mm (1/2.24) cable 1100V Grade |  |  |  | 22.2(a) |  | TW single leaf glazed window
| 6 sq mm (1/2.8) cable 1100V Grade | [5 empty] | shutter for frame of overall height 135cm
| 10 sq mm (1/3.5) cable 1100V Grade | [5 empty] | -
| 16 sq mm (7/1.7) cable 1100V Grade |  |  |  | 0.00665 | cum | TW scantling below 2m length | 57165 | CUM | 380.15
| 25 sq mm (7/2.14) cable 1100V Grade |  |  |  | 0.32346 | SQM | frosted glass 3mmthick | 160 | CUM | 51.75
| PVC SHEATHED CABLE SC ALUMINIUM CONDUCTOR |  |  |  | 0.4766 | SQM | LABOUR CHARGE | 320 | SQM | 152.51
| 1.5 sq mm 1/1.4 or equivalent multi core cable 1100V Grade |  |  |  | 3 | NO. | 3" ALU BUTT HINGES | 25 | NO. | 75
| 2.5 sq mm 1/1.8 or equivalent multi core cable 1100V Grade |  |  |  | 2 | NO. | 2"X5/16" ALU. TOWERBOLT | 20 | NO. | 40
| 4 sq mm 1/2.24 or equivalent multi core cable 1100V Grade |  |  |  | 1 | NO. | NYLON BUSH with screws | 8 | NO. | 8
| 6 sq mm 1/2.8 or equivalent multi core cable 1100V Grade |  |  |  | 1 | NO. | 6" hooks and eyes | 15.6 | NO. | 15.6
| 10 sq mm 1/2.8 or equivalent multi core cable 1100V Grade | [8 empty] | -
| 16 sq mm 1/1.7 or equivalent multi core cable 1100V Grade | [5 empty] | TOTAL FOR .4766 SQM |  |  | 723.01
| 25 sq mm 7/2.14 or equivalent multi core cable 1100V Grade | [8 empty] | -
| 25 sq mm 7/2.14 or equivalent multi core cable 1100V Grade | [5 empty] | RATE PER SQM |  |  | 1517.02
| 35 sq mm 7/2.5 or equivalent multi core cable 1100V Grade | [8 empty] | =
| 50 sq mm 7/3.06 or equivalent multi core cable 1100V Grade |  |  |  | 22.2(c) | * | TW single leaf glazed window
shutter for frame of overall height 105cm
-
[5 empty] | 0.0054 | cum | TW scantling below 2m length | 57165 | CUM | 308.69
[5 empty] | 0.23871 | SQM | frosted glass 3mmthick | 160 | CUM | 38.19
[5 empty] | 0.362 | SQM | LABOUR CHARGE | 320 | SQM | 115.84
[5 empty] | 3 | NO. | 3" ALU BUTT HINGES | 25 | NO. | 75
[5 empty] | 2 | NO. | 2"X5/16" ALU. TOWERBOLT | 20 | NO. | 40
[5 empty] | 1 | NO. | NYLON BUSH with screws | 8 | NO. | 8
[5 empty] | 1 | NO. | 6" hooks and eyes | 15.6 | NO. | 15.6
-
[7 empty] | TOTAL FOR .362 SQM |  |  | 601.32
-
[7 empty] | RATE PER SQM |  |  | 1661.1
=
[5 empty] | 22.2(d) | * | TW Swing type ventilater
of size 90x 60cm
-
[5 empty] | 0.0053 | cum | TW scantling below 2m length | 57165 | CUM | 302.97
[5 empty] | 0.2745 | SQM | frosted glass 3mmthick | 160 | CUM | 43.92
[5 empty] | 0.4 | SQM | LABOUR CHARGE | 267 | SQM | 106.8
[5 empty] | 2 | pair | pivoted hinges with screw | 8.5 | pair | 17
[5 empty] | 1 | NO. | 3" hooks and eyes | 12.6 | NO. | 12.6
[5 empty] | 1 | NO. | 8" hooks and eyes | 20.6 | NO. | 20.6
-
[7 empty] | TOTAL FOR .362 SQM |  |  | 503.89
-
[7 empty] | RATE PER SQM |  |  | 1259.73
=
[5 empty] | 22.3 |  | TW double leaf shutter for ward robe / cup board
[7 empty] | - | - | -
SHUTTER SIZE 1.2X2.1 =2.52M2
TW scantling(OVER 2M) -1X2X2.1X0.075X0.0375=0.0118
TW scantling(below 2M) -1X2X1.2X0.075X0.0375=0.00675
Shutter styles(vertical) -1X4X1.95X0.075X0.0375=0.02194
Shutter styles(Horizantal) -2X2X0.4X0.075X0.0375=0.0045
0.0332
Shutter(OSL Board) -1X2X1.825X0.4=1.46m2
Shutter area -1X1X1.05X1.95=2.05 m2
[5 empty] | 0.0118 | CUM | T.W.SCANTLING above 2M length | 65420 | CUM | 771.96
[5 empty] | 0.0332 | CUM | T.W.SCANTLING below 2M length | 57165 | CUM | 1897.88
[5 empty] | 0.01855 | CUM | LABOUR FOR WROUGHT &PUTUP | 3035 | CUM | 56.3
[5 empty] | 1.46 | SQM | BISON PANEL 8MMTK. OSL | 385.89 | SQM | 563.4
[5 empty] | 2.05 | SQM | LABOUR CHARGE FOR SHUTTER | 287 | SQM | 588.35
[5 empty] | 2 | NO. | 3"X5/8"ALU.TOWER BOLT | 7.5 | NO. | 15
[5 empty] | 6 | NO. | 3" ALU BUTT HINGES | 25 | NO. | 150
[5 empty] | 2 | NO. | ORNAMENTAL; HANDLE WITH SCREWS | 50 | NO. | 100
[5 empty] | 1 | NO. | LOCKS &KEY | 50 | NO. | 50
[5 empty] | 2.52 | SQM | VARNISH TWO COATS | 51.25 | SQM | 129.15
[7 empty] | SUNDRIES FOR NAILS,PLUGS ETC. | L.S |  | 0.21
-
[7 empty] | TOTAL FOR 2.52 SQM |  |  | 4322.25
-
[7 empty] | RATE PER SQM |  |  | 1715.18
=
[6 empty] | * | BEST VARNISHING ONE COAT OVER WOOD WORK
[7 empty] | - | -
[5 empty] | 0.77 | Lit. | BEST VARNISH | 210 | Lit. | 161.7
[5 empty] | 0.61 | Lit. | LINSEED OIL BOILED | 25 | Lit. | 15.25
[5 empty] | 0.7 | No. | PAINTER-I | 120 | EACH | 84
[5 empty] | 0.7 | No. | MAZDOOR-I | 95 | EACH | 66.5
[6 empty] | L.S | SUNDRIES FOR BRUSHES,ETC |  | L.S | 1.5
-
[7 empty] | TOTAL FOR TEN SQM |  |  | 328.95
-
[7 empty] | RATE PER SQM |  |  | 32.9
=
[6 empty] | * | BEST VARNISHING TWO COAT OVER WOOD WORK
[7 empty] | - | -
[5 empty] | 1.2 | Lit. | BEST VARNISH | 210 | Lit. | 252
[5 empty] | 0.9 | Lit. | LINSEED OIL BOILED | 25 | Lit. | 22.5
[5 empty] | 1.1 | No. | PAINTER-I | 120 | EACH | 132
[5 empty] | 1.1 | No. | MAZDOOR-I | 95 | EACH | 104.5
[6 empty] | L.S | SUNDRIES FOR BRUSHES,ETC |  | L.S | 1.5
-
[7 empty] | TOTAL FOR TEN SQM |  |  | 512.5
-
[7 empty] | RATE PER SQM |  |  | 51.25
=
[5 empty] | 23.3 |  | Supplying and fixing of Magnetic Door Catches |  |  | 35
[5 empty] | 23.2 | * | Supplying and fixing 3mm thick pin | [23 empty] | ¦
[7 empty] | headed glass panels 450x1350 | [23 empty] | ¦
[7 empty] | - | - | [22 empty] | ¦
[5 empty] | 0.5334 | Sqm | 3mm glass frosted | 160 | Sqm | 85.34 | [20 empty] | ¦
[5 empty] | 4.24 | Rmt | 12x12mm Alu.Beedings | 13.66 | Rmt | 57.92 | [20 empty] | ¦
[5 empty] | 16 | No. | Alu. bolts and nuts | 0.5 | Each | 8 | [20 empty] | ¦::
[5 empty] | 0.5334 | Sqm | Labour for fixing glass paneles | 31.25 | Sqm | 16.67
[6 empty] | L.S | Sundries |  | L.S | 0
[7 empty] | (1.08SQM LABOUR =.25CARPENTER-II) | [23 empty] | ¦
[10 empty] | - | [20 empty] | ¦
[7 empty] | Total for 0.5334 Sqm |  |  | 167.93 | [20 empty] | ¦
[10 empty] | - | [20 empty] | ¦
[7 empty] | Rate for one Sqm. |  |  | 314.8 | [20 empty] | ¦
=
[5 empty] | 24. | * | STEEL GRILLS FOR WINDOWS & VENTILATER | [23 empty] | ¦
[7 empty] | WITH SUITABLE LEDGES | [23 empty] | ¦
[7 empty] | - | [23 empty] | ¦
[5 empty] | 1 | Kg | RATE AS PER SR | 37 | Kg | 37 | [20 empty] | ¦
[10 empty] | = | [20 empty] | ¦
¦
[5 empty] | 25. | * | Supplying and fixing M.S.Hold |  | EACH | 3.7 | [20 empty] | ¦
[7 empty] | fast with screws |  |  | = | [20 empty] | ¦
¦
[5 empty] | 28. | * | FINISHING THE TOP OF FLOORING | [23 empty] | ¦
[7 empty] | WITH C.M(1:4)20mm THICK | [23 empty] | ¦
[7 empty] | - | [23 empty] | ¦
[5 empty] | 0.22 | CUM | CEMENT MORTAR(1:4) | #REF! | CUM | #REF! | [20 empty] | ¦
[5 empty] | 2.2 | NO | MASON I | 150 | NO | 330 | [20 empty] | ¦
[5 empty] | 0.5 | NO | MAZDOOR I | 95 | NO | 47.5 | [20 empty] | ¦
[5 empty] | 3.2 | NO | MAZDOOR II | 85 | NO | 272 | [20 empty] | ¦
[6 empty] | L.S | SUNDRIES |  | L.S | 0 | [20 empty] | ¦
[10 empty] | - | [20 empty] | ¦
[7 empty] | TOTAL FOR 10 SQM |  |  | #REF! | [20 empty] | ¦
[10 empty] | - | [20 empty] | ¦
[7 empty] | RATE PER SQM |  |  | #REF! | [20 empty] | ¦
[10 empty] | = | [20 empty] | ¦
[5 empty] | 29.2 | * | MOSAIC FLOORING IN C.M(1:3) | [23 empty] | ¦
[7 empty] | USING GREY COLOUR TILES | [23 empty] | ¦
[7 empty] | - | [23 empty] | ¦
[5 empty] | 160 | NOS | COST OF GRAY COLOUR TILES | 8240 | 1000 Nos | 1318.4 | [20 empty] | ¦::
25X25X2cm
[5 empty] | 0.21 | CUM | C.M(1:3) | #REF! | CUM | #REF!
[7 empty] | LABOUR FOR LAYING & POINTING | [23 empty] | ¦
[5 empty] | 1.1 | NO | MASON I | 150 | NO | 165 | [20 empty] | ¦
[5 empty] | 1.1 | NO | MASON II | 135 | NO | 148.5 | [20 empty] | ¦
[5 empty] | 2.2 | NO | MAZDOOR I | 95 | NO | 209 | [20 empty] | ¦
[5 empty] | 2.2 | NO | MAZDOOR II | 85 | NO | 187 | [20 empty] | ¦
[5 empty] | 22 | Kg | CEMENT | 3800 | M.T | 83.6 | [20 empty] | ¦
[5 empty] | 1.6 | NO | MASON II | 135 | NO | 216 | [20 empty] | ¦
[5 empty] | 0.5 | NO | MAZDOOR I | 95 | NO | 47.5 | [20 empty] | ¦
[5 empty] | 1.1 | NO | MAZDOOR II | 85 | NO | 93.5 | [20 empty] | ¦
[7 empty] | POLISHING | [23 empty] | ¦
[5 empty] | 1 | L.S | HIRE CHARGES FOR POWER POLISH | 35 | L.S | 35 | [20 empty] | ¦
[5 empty] | 1 | L.S | ELCT.CHARGES | 15 | L.S | 15 | [20 empty] | ¦
[5 empty] | 1 | L.S | COST OF POLISHING STONE | 58.33 | L.S | 58.33 | [20 empty] | ¦
[5 empty] | 1.1 | NO | MOSAIC POLISHER FOR POLISHING | 120 | NO | 132 | [20 empty] | ¦
[5 empty] | 2.2 | NO | MAZDOORII FOR WATER,WASHING ETC | 85 | NO | 187 | [20 empty] | ¦
[6 empty] | L.S | SUNDRIES |  | L.S | 0 | [20 empty] | ¦
[10 empty] | - | [20 empty] | ¦
[7 empty] | TOTAL FOR 10 SQM |  |  | #REF! | [20 empty] | ¦
[10 empty] | - | [20 empty] | ¦
[7 empty] | RATE PER SQM |  |  | #REF! | [20 empty] | ¦
[10 empty] | = | [20 empty] | ¦
[5 empty] | 29.5 | * | Providing White/Color ceramic floor tiles (Anti-skid)of | [23 empty] | ¦
[7 empty] | any size 0f 6mm T.K including pointing etc., | [23 empty] | ¦
[7 empty] | as directed by the Dept.Officers. | [23 empty] | ¦
[7 empty] | - | - | [22 empty] | ¦
[5 empty] | 10 | SQM | COST OF CERAMIC FLOOR TILES | 301 | SQM | 3010 | [20 empty] | ¦
[5 empty] | 0.21 | CUM | C.M(1:3) | #REF! | CUM | #REF! | [20 empty] | ¦
[7 empty] | LABOUR FOR LAYING & POINTING | [23 empty] | ¦
[5 empty] | 1.1 | NO | MASON I | 150 | NO | 165 | [20 empty] | ¦
[5 empty] | 1.1 | NO | MASON II | 135 | NO | 148.5 | [20 empty] | ¦
[5 empty] | 2.2 | NO | MAZDOOR I | 95 | NO | 209 | [20 empty] | ¦
[5 empty] | 2.2 | NO | MAZDOOR II | 85 | NO | 187
[5 empty] | 20 | Kg | CEMENT | 3800 | M.T | 76
[5 empty] | 2 | Kg | WHITE CEMENT/COLOUR CEMENT | 19 | Kg | 38
[5 empty] | 1.6 | NO | MASON II | 135 | NO | 216
[5 empty] | 0.5 | NO | MAZDOOR I | 95 | NO | 47.5
[5 empty] | 1.1 | NO | MAZDOOR II | 85 | NO | 93.5
[6 empty] | L.S | SUNDRIES |  | L.S | 0
-
[7 empty] | TOTAL FOR 10 SQM |  |  | #REF!
-
[7 empty] | RATE PER SQM |  |  | #REF!
=
[5 empty] | 29.4 | * | Suppling and laying White/Plain colour
Glazed tiles in C.M(1:2)
-
[5 empty] | 1.86 | SQM | COST OF GLAZED TILES | 325 | SQM | 604.5
[5 empty] | 0.4 | Kg | White Cement / Colour cement | 19 | Kg | 7.6
[5 empty] | 0.02 | CUM | C.M(1:2) | #REF! | CUM | #REF!
[5 empty] | 1 | NO | MASON I | 150 | NO | 150
[5 empty] | 1 | NO | Mazdoor-I | 95 | NO | 95
[6 empty] | L.S | SUNDRIES |  | L.S | 0
-
[7 empty] | TOTAL FOR 1.860 SQM |  |  | #REF!
-
[7 empty] | RATE PER SQM |  |  | #REF!
=
[5 empty] | 30. | * | FINISHING THE TOP OF FLOORING
WITH C.M(1:4)20mm THICK
(NO SAND)USING GRANITECHIPS
OF 10mm&BELOW (ELLISPATTERN)
-
[5 empty] | 0.24 | CUM | STONE JELLY 3mm to 10mm | #REF! | CUM | #REF!
[5 empty] | 0.117 | M.T | CEMENT | 3800 | M.T | 444.6
[5 empty] | 0.5 | NO | MASON I | 150 | NO | 75
[5 empty] | 1.1 | NO | MAZDOOR I | 95 | NO | 104.5
[5 empty] | 4.3 | NO | MAZDOOR II | 85 | NO | 365.5
[6 empty] | L.S | SUNDRIES |  | L.S | 0
-
[7 empty] | TOTAL FOR 10 SQM |  |  | #REF!
-
[7 empty] | RATE PER SQM |  |  | #REF!
=
[5 empty] | 31. | * | WEATHERING COURSE WITH BRICK
JELLY LIME IN RATIO 32:121/2
BY VOLUMN WELL WATERING
CONSOLIDATED WITH WOODEN
BEATERS TO REQUIRED SLOP
-
[5 empty] | 12.8 | CUM | BROKEN BRICKJELLY2OmmGAUGE | #REF! | CUM | #REF!
[5 empty] | 5 | CUM | COST OF LIME STONE | #REF! | CUM | #REF!
[5 empty] | 1.8 | NO | MASON I | 150 | NO | 270
[5 empty] | 17.7 | NO | MAZDOOR I | 95 | NO | 1681.5
[5 empty] | 14.1 | NO | MAZDOOR II | 85 | NO | 1198.5
[6 empty] | L.S | SUNDRIES |  | L.S | 0
-
[7 empty] | TOTAL FOR 10 CUM |  |  | #REF!
-
[7 empty] | RATE PER CUM |  |  | #REF!
=
[6 empty] | ** | POINTING WITH C.M.(1:3)FOR
PRESSED TILES
-
[5 empty] | 0.04 | CUM | CEMENT MORTER(1:3) | #REF! | CUM | #REF!
[5 empty] | 2.2 | NO | MASON II | 135 | NO | 297
[5 empty] | 0.5 | NO | MAZDOOR I | 95 | NO | 47.5
[5 empty] | 1.1 | NO | MAZDOOR II | 85 | NO | 93.5
[6 empty] | L.S | SUNDRIES |  | L.S | 0
-
[7 empty] | TOTAL FOR 10 SQM |  |  | #REF!
-
[7 empty] | RATE PER SQM |  |  | #REF!
=
[5 empty] | 32.1 | * | FINISHING TOP OF ROOF WITH
ONE COURSE OF PRESSED TILES
OVER A BED OF C.M(1:3),
20mmTHICK MIXED WITH WATER PROOF COMPOUND
AT 2% BY WEIGHT OF CEMENT
-
[5 empty] | 190 | NOS | PRESSED TILES 23X23X2cm | 4500 | 1000 Nos | 855
[5 empty] | 0.12 | CUM | C.M(1:3) | #REF! | CUM | #REF!
[5 empty] | 10 | SQM | POINTING WITH C.M(1:3) | #REF! | SQM | #REF!
[5 empty] | 1.54 | Kg | WPC | 30 | Kg | 46.2
[5 empty] | 1.1 | NO | MASON I | 150 | NO | 165
[5 empty] | 2.1 | NO | MASON II | 135 | NO | 283.5
[5 empty] | 2.2 | NO | MAZDOOR I | 95 | NO | 209
[5 empty] | 1.1 | NO | MAZDOOR II | 85 | NO | 93.5
[6 empty] | L.S | SUNDRIES |  | L.S | 0
-
[7 empty] | TOTAL FOR 10 SQM |  |  | #REF!
-
[7 empty] | RATE PER SQM |  |  | #REF!
=
[5 empty] | 32.2 | * | FINISHING TOP OF ROOF WITH
ONE COURSE OF PRESSED TILES
OVER A BED OF C.M(1:3),
20mmTHICK MIXED WITH WATER PROOF COMPOUND
AT 2% BY WEIGHT OF CEMENT
-
[5 empty] | 190 | NOS | PRESSED TILES 23X23X18MM | 3550 | 1000 Nos | 674.5
[5 empty] | 0.12 | CUM | C.M(1:3) | #REF! | CUM | #REF!
[5 empty] | 10 | SQM | POINTING WITH C.M(1:3) | #REF! | SQM | #REF!
[5 empty] | 5.8 | Kg | WPC | 30 | Kg | 174
[5 empty] | 1.1 | NO | MASON I | 150 | NO | 165
[5 empty] | 2.1 | NO | MASON II | 135 | NO | 283.5
[5 empty] | 2.2 | NO | MAZDOOR I | 95 | NO | 209
[5 empty] | 1.1 | NO | MAZDOOR II | 85 | NO | 93.5
[6 empty] | L.S | SUNDRIES |  | L.S | 0
-
[7 empty] | TOTAL FOR 10 SQM |  |  | #REF!
-
[7 empty] | RATE PER SQM |  |  | #REF!
=
[5 empty] | 33. | * | PLASTERING C.M(1:5) 12mmTHICK
-
[5 empty] | 0.14 | CUM | CEMENT MORTAR(1:5) | #REF! | CUM | #REF!
[5 empty] | 1.1 | NO. | MASON I | 150 | NO. | 165
[5 empty] | 0.5 | NO. | MAZDOOR I | 95 | NO. | 47.5
[5 empty] | 1.1 | NO. | MAZDOOR II | 85 | NO. | 93.5
[6 empty] | L.S | SUNDRIES |  | L.S | 0
-
[7 empty] | TOTAL FOR 10 SQM |  |  | #REF!
-
[7 empty] | RATE PER SQM |  |  | #REF!
=
[5 empty] | 34. | * | PLASTERING C.M(1:4) 12mmTHICK
-
[5 empty] | 0.14 | CUM | CEMENT MORTAR(1:4) | #REF! | CUM | #REF!
[5 empty] | 1.1 | NO. | MASON I | 150 | NO. | 165
[5 empty] | 0.5 | NO. | MAZDOOR I | 95 | NO. | 47.5
[5 empty] | 1.1 | NO. | MAZDOOR II | 85 | NO. | 93.5
[6 empty] | L.S | SUNDRIES |  | L.S | 0
-
[7 empty] | TOTAL FOR 10 SQM |  |  | #REF!
-
[7 empty] | RATE PER SQM |  |  | #REF!
=
[5 empty] | 35. | * | PLASTERING C.M(1:3) 10mmTHICK
-
[5 empty] | 0.1 | CUM | CEMENT MORTAR(1:3) | #REF! | CUM | #REF!
[5 empty] | 1.1 | NO. | MASON I | 150 | NO. | 165
[5 empty] | 1.1 | NO. | MAZDOOR I | 95 | NO. | 104.5
[5 empty] | 1.1 | NO. | MAZDOOR II | 85 | NO. | 93.5
[6 empty] | L.S | SUNDRIES |  | L.S | 0
-
[7 empty] | TOTAL FOR 10 SQM |  |  | #REF!
-
[7 empty] | RATE PER SQM |  |  | #REF!
=
[6 empty] | * | PLASTERING C.M(1:3)12mmTHICK
MIXEDWITH WATER PROOF COMPOUND
2Kg/10 SQM
-
[5 empty] | 0.14 | CUM | CEMENT MORTAR(1:3) | #REF! | CUM | #REF!
[5 empty] | 1.1 | NO. | MASON I | 150 | NO. | 165
[5 empty] | 0.5 | NO. | MAZDOOR I | 95 | NO. | 47.5
[5 empty] | 1.1 | NO. | MAZDOOR II | 85 | NO. | 93.5
[5 empty] | 2 | Kg | WATER PROOF COMPOUNDS | 30 | Kg | 60
[6 empty] | L.S | SUNDRIES |  | L.S | 0
-
[7 empty] | TOTAL FOR 10 SQM |  |  | #REF!
-
[7 empty] | RATE PER SQM |  |  | #REF!
=
[5 empty] | 36. | * | Providing Band with C.M 1:5, 12mm thick
and 75mmwide in all floors including
finishing with neat cement scaffolding
curing etc complete.
[7 empty] | - | -
[6 empty] | a. | 150mm Thick Band
[6 empty] | - | -
[5 empty] | 0.014 | Cum | Cement mortar1:5 | #REF! | Cum | #REF!
[5 empty] | 0.3 | No. | Masn Ist | 150 | No. | 45
[5 empty] | 0.3 | No. | Mazdoor Ist | 95 | No. | 28.5
[6 empty] | L.S | Sundries |  | L.S | 0
-
[7 empty] | Total for 6.77Rmt |  |  | #REF!
-
[7 empty] | Rate per Rmt. |  |  | #REF!
=
[6 empty] | b. | 75mm Thick Band
[6 empty] | - | -
[5 empty] | 0.007 | Cum | Cement mortar1:5 | #REF! | Cum | #REF!
[5 empty] | 0.2 | No. | Masn Ist | 150 | No. | 30
[5 empty] | 0.2 | No. | Mazdoor Ist | 95 | No. | 19
[7 empty] | Sundries |  |  | 0
-
[7 empty] | Total for 6.77Rmt |  |  | #REF!
-
[7 empty] | Rate per Rmt. |  |  | #REF!
=
[6 empty] | c. | 50mm Thick Band
[6 empty] | - | -
[5 empty] | 0.0047 | Cum | Cement mortar1:5 | #REF! | Cum | #REF!
[5 empty] | 0.15 | No. | Masn Ist | 150 | No. | 22.5
[5 empty] | 0.15 | No. | Mazdoor Ist | 95 | No. | 14.25
[7 empty] | Sundries |  |  | 0
-
[7 empty] | Total for 6.77Rmt |  |  | #REF!
-
[7 empty] | Rate per Rmt. |  |  | #REF!
=
[5 empty] | 37.1 | * | WHITE WASHING THREE COAT
-
[5 empty] | 0.09 | CUM | SLACKED SHELL LIME | 773 | CUM | 69.57
[5 empty] | 2.2 | NO. | MASON II | 135 | NO. | 297
[5 empty] | 0.5 | NO. | MAZDOOR I | 95 | NO. | 47.5
[5 empty] | 3.8 | NO. | MAZDOOR II | 85 | NO. | 323
[6 empty] | L.S | SUNDRIES FOR BRUSH,BLUE,GUM ETC |  | L.S | 1.5
-
[7 empty] | TOTAL FOR 100 SQM |  |  | 738.57
-
[7 empty] | RATE PER SQM |  |  | 7.39
=
[5 empty] | 38.1. | * | CEMENT PAINTING TWO COATS
OVER THE PRIMER COAT OF
APPROVED CEMENT PAINT FOR NEW
PLASTERED SURFACES
-
[5 empty] | 4.8 | Kg | CEMENT PAINT | 35 | Kg | 168
[5 empty] | 0.75 | NO. | PAINTER I | 120 | NO. | 90
[5 empty] | 0.75 | NO. | MAZDOOR I | 95 | NO. | 71.25
[5 empty] | 1.2 | NO. | MAZDOOR II | 85 | NO. | 102
[6 empty] | L.S | SUNDRIES FOR BRUSH ETC |  | L.S | 1.45
-
[7 empty] | TOTAL FOR 10 SQM |  |  | 432.7
-
[7 empty] | RATE PER SQM |  |  | 43.27
=
[5 empty] | 38.2 | * | Matt paint
===========
[5 empty] | 3.08 | Lts | Matt paint | 120 | Lts | 369.6
[5 empty] | 0.5 | No. | Painter Ist | 120 | No. | 60
[5 empty] | 0.5 | No. | Mazdoor Ist | 95 | No. | 47.5
[5 empty] | 0.8 | No. | Mazdoor IInd | 85 | No. | 68
[6 empty] | L.S | SUNDRIES FOR BRUSH ETC |  | L.S | 1.5
-
[7 empty] | Total for 10 Sqm |  |  | 546.6
-
[7 empty] | Rate for one Sqm. |  |  | 54.66
=
[5 empty] | 40. | * | PAINTING TWO COATS OVER NEW
WOOD WORKS WITH IIND CLASS
SYNTHETIC ENAMEL PAINT
-
[5 empty] | 1.44 | LIT | READY MIXED PRIMER PAINT | 100 | LIT | 144
[5 empty] | 0.7 | NO | PAINTER I | 120 | NO | 84
[5 empty] | 2.55 | LIT | READY MIXED IIND CLASS PAINT | 160 | LIT | 408
[5 empty] | 1.2 | NO | PAINTER I | 120 | NO | 144
[6 empty] | L.S | SUNDRIES FOR BRUSHES,ETC |  | L.S | 1.5
-
[7 empty] | TOTAL FOR 10 SQM |  |  | 781.5
-
[7 empty] | RATE PER SQM |  |  | 78.15
=
[5 empty] | 41 | * | PAINTING TWO COATS OVER NEW
IRON WORKS WITH IIND CLASS
SYNTHETIC ENAMEL PAINT
-
[5 empty] | 2.22 | LIT | READY MIXED IIND CLASS PAINT | 150 | LIT | 333
[5 empty] | 1.1 | NO | PAINTER I | 120 | NO | 132
[6 empty] | L.S | SUNDRIES FOR BRUSHES,ETC |  | L.S | 1.5
-
[7 empty] | TOTAL FOR 10 SQM |  |  | 466.5
-
[7 empty] | RATE PER SQM |  |  | 46.65
[5 empty] | 238 | * | ANTI-CORROSIVE TREATMENT FOR STEEL
FEBRICATION (RCC WORKS)
-
[5 empty] | 20 | LIT | ANTI-CORROSIVE(COROLOK-CP | 105.45 | LIT | 2109
/PROTEKLOL) CHEMICALS
[5 empty] | 50 | Kg | CEMENT | 3.8 | Kg | 190
[5 empty] | 1 | L.S | BRUSHES GLOVES ETC | 75 | L.S | 75
[5 empty] | 1 | L.S | TRANSPORTING AND HANDLING | 40 | L.S | 40
[5 empty] | 2.5 | L.S | PAINTERII | 110 | L.S | 275
[6 empty] | L.S | SUNDRIES FOR BRUSHES,CLOTH ETC |  | L.S | 1.5
-
[7 empty] | TOTTAL FOR 1 MT |  |  | 2690.5
-
[5 empty] | 42. | * | SUPPLYING AND FABRICATING AND
PLACING M.S RODS/RTS ROD (upto 16mm dia)
-
[5 empty] | 1 | QUTL | R.T.S RODS/M.S.RODS UPTO 16MM DIA | 28000 | MT | 2800
[5 empty] | 0.01 | QUTL | BINDING WIRE | 30000 | MT | 30
[5 empty] | 3.5 | NO | FITTER I | 130 | Each | 455 |  |  |  | 110.4
[5 empty] | 1.3 | Kg | Cement for slurry | 3.8 | Kg | 4.94 |  |  |  | 114
[5 empty] | 0.25 | NO | Painter-II | 110 | Each | 27.5
[6 empty] | L.S | SUNDRIES |  | L.S | 0
-
[7 empty] | TOTTAL FOR 1 QTL |  |  | 3317.44
-
[7 empty] | RATE PER M.T |  |  | 33174.4
=
b. above 16mm dia
[5 empty] | 1 | QUTL | R.T.S RODS/M.S.RODS ABOVE 16MM DIA | 26500 | MT | 2650
[5 empty] | 0.01 | QUTL | BINDING WIRE | 30000 | MT | 30
[5 empty] | 3.5 | NO | FITTER I | 130 | Each | 455
[5 empty] | 1.3 | Kg | Cement for slurry | 3.8 | Kg | 4.94
[5 empty] | 0.25 | NO | Painter-II | 110 | Each | 27.5
[6 empty] | L.S | SUNDRIES |  | L.S | 0
-
[7 empty] | TOTTAL FOR 1 QTL |  |  | 3167.44
-
[7 empty] | RATE PER M.T |  |  | 31674.4
=
[5 empty] | 43. | a. | SUPPLYING AND FABRICATING AND
PLACING R.T.S RODS/MS RODS upto 16mm dia(without cement slurry)
-
[5 empty] | 1 | QUTL | R.T.S RODS/M.S.RODS UPTO 16MM DIA | 28000 | MT | 2800
[5 empty] | 0.01 | QUTL | BINDING WIRE | 30000 | MT | 30
[5 empty] | 3.5 | NO | FITTER I | 130 | NO | 455
[6 empty] | L.S | SUNDRIES |  | L.S | 0
-
[7 empty] | TOTTAL FOR 1 QTL |  |  | 3285
-
[7 empty] | RATE PER M.T |  |  | 32850
[6 empty] | b. | SUPPLYING AND FABRICATING AND
PLACING R.T.S RODS/MS RODS above 16mm dia(without cement slurry)
-
[5 empty] | 1 | QUTL | R.T.S RODS/M.S.RODS ABOVE 16MM DIA | 26500 | MT | 2650
[5 empty] | 0.01 | QUTL | BINDING WIRE | 30000 | MT | 30
[5 empty] | 3.5 | NO | FITTER I | 130 | NO | 455
[6 empty] | L.S | SUNDRIES |  | L.S | 0
-
[7 empty] | TOTTAL FOR 1 QTL |  |  | 3135
-
[7 empty] | RATE PER M.T |  |  | 31350
[5 empty] | 44.1 | * | SUPPLY AND FIXING OF
110mmDIA P.V.C RAIN WATER
DOWN FALL PIPE
-
[5 empty] | 3 | RMT | 110mmDIA P.V.C PIPE | 120 | RMT | 360
[5 empty] | 1 | NO. | 110mmDIA P.V.C PLAIN BEND | 65 | NO. | 65
[5 empty] | 1 | NO. | 110mmDIA P.V.C SHOE | 45 | NO. | 45
[5 empty] | 2 | NO. | SPECIAL CLAMP | 16.44 | NO. | 32.88
[5 empty] | 1 | NO. | C.I. GRATING 100mm DIA | 18 | NO. | 18
[5 empty] | 0.5 | NO. | PLUMBER I | 130 | NO. | 65
[6 empty] | L.S | COST OF PLUG SCREWS , RUBBER |  | L.S | 0.75
LUBRICANT ETC
-
[7 empty] | TOTAL FOR 3 RMT |  |  | 586.63
-
[7 empty] | RATE PER RMT |  |  | 195.54
=
[5 empty] | 45. |  | STUCCO PLASTERING 12mm tk.
CHIPSUSING 86.5KgCEMENT AND
.15CUM FOR 10 SQM
-
[5 empty] | 0.15 | CUM | BLUE METEL 3-10mm HBG | #REF! | CUM | #REF!
[5 empty] | 0.0865 | M.T | CEMENT | 3800 | M.T | 328.7
[5 empty] | 1.6 | NO | MASON I | 150 | NO | 240
[5 empty] | 0.5 | NO | MAZDOOR I | 95 | NO | 47.5
[5 empty] | 1.1 | NO | MAZDOOR II | 85 | NO | 93.5
[6 empty] | L.S | SUNDRIES |  | L.S | 0
-
[7 empty] | TOTAL FOR 10 SQM |  |  | #REF!
-
[7 empty] | RATE PER SQM |  |  | #REF!
=
[5 empty] | 46. | * | SUPPLYING AND FIXING OF 20MM
DIA ALUMINIUM HANGER ROD TO
THE REQUIRED LENGTH WITH
ALUMINUM END BRACKETS INCLUDING
COST OF SCREWS TW PLUGS AND
LABOUR CHARGES FOR FIXING IN
POSTION COMPLETE IN ALL RESPECT
AND AS DIRECTED BY THE DEPT,
OFFICERS
=
[5 empty] | 1 | Rmt | 2omm alu. hanger rod | 50 | Rmt | 50
[5 empty] | 1 | Set | Alu.Bracket with screws | 9 | Set | 9
[6 empty] | L.S | Sundries FOR PLUGS ,NAILS AND LABOUR ETC., |  | L.S | 7
-
[7 empty] | Total for 1 Rmt |  |  | 66
=
[5 empty] | 47. | * | SUPPLY AND FIXING ALUMINUM TOWEL RAIL OF
70CM LONG INCLUDING COST OF SCREW TW
PLUGS AND LABOURS CHARGES FOR FIXING IN
POSITION ETC COMPLETE IN ALL RESPECT AND
AS DIRECTED BY THE DEPT OFFICERS.
[7 empty] | - | -
[5 empty] | 1 | no | Alu.Towel rail 75Cm long | 27.3 | Each | 27.3
[6 empty] | L.S | Alu. Bolt With screws |  | L.S | 7.5
[6 empty] | L.S | Labour for fixing and cost of |  | L.S | 1.2
[7 empty] | T.W.Pluges |  |  | -
[7 empty] | Total for 1 Rmt |  |  | 36
=
[5 empty] | 48. | * | SUPPLING AND FIXING COAT STAND
WITH FIVE PINS
-
[5 empty] | 1 | no | Cost of Coat stand | 20 | Each | 20
[6 empty] | L.S | Labour for fixing |  | L.S | 5
-
[7 empty] | Total for 1 No. |  |  | 25
=
[5 empty] | 49. | * | SUPPLING AND FIXING OF PICTURE HOOKS
[7 empty] | - | -
[5 empty] | 1 | no | Cost of Picture hooks | 1 | Each | 1
[6 empty] | L.S | Labour for fixing |  | L.S | 0.25
-
[7 empty] | Total for 1 No. |  |  | 1.25
-
[5 empty] | 50.1 | * | Supplying and fixing of Precast slab
50mm thick made in C.C 1:3:6 using 20mm
Hbs jelly ,moulding the slab, laying,
curing,transporting and placing in
possition etc complete
[7 empty] | - | -
[5 empty] | 9 | Cum | 20mm HBS Jelly | #REF! | Cum | #REF!
[5 empty] | 4.5 | Cum | C.M. 1:3 | #REF! | Cum | #REF!
[5 empty] | 1.8 | No. | Mason IInd | 135 | Each | 243
[5 empty] | 17.7 | No. | Mazdoor Ist | 95 | Each | 1681.5
[5 empty] | 14.1 | No. | Mazdoor IInd | 85 | Each | 1198.5
-
[7 empty] | Total for 10 cum |  |  | #REF!
-
[7 empty] | Rate per cum |  |  | #REF!
=
[6 empty] | ** | PRECAST Plain cement concrete P.C.C
Slabs of 50mm thick (precast slab 50mm Thick)
[7 empty] | - | -
[5 empty] | 0.314 | Cum | C.C. 1:3:6 using 20mm HBS | #REF! | Cum | #REF!
[5 empty] | 18 | No. | Precasting Charges | 2 | Each | 36
[5 empty] | 18 | No. | Transporting | 1 | Each | 18
[5 empty] | 18 | No. | Laying and Pointing | 2 | Each | 36
-
[7 empty] | Total for 6.28 Sqm |  |  | #REF!
-
[7 empty] | Rate per Sqm |  |  | #REF!
=
PCC 1:3:6, for petty works
-
[5 empty] | 0.01 | Cum | C.C. 1:3:6 using 20mm HBS | #REF! | Cum | #REF!
[5 empty] | 0.01 | cum | moulding charges | LS |  | 1.2
-
[7 empty] | Total for .01 cum |  |  | #REF!
-
[7 empty] | Rate per cum |  |  | #REF!
=
[5 empty] | 50.2 | ** | PRECAST Plain cement concrete P.C.C
KERB STONE 450x300x150mm
[7 empty] | - | -
[5 empty] | 0.405 | Cum | C.C. 1:3:6 using 20mm HBS | #REF! | Cum | #REF!
[7 empty] | 'including Transporting charges | LS
-
[7 empty] | Total for 9 m |  |  | #REF!
-
[7 empty] | Rate per M |  |  | #REF!
=
[5 empty] | 50.3 |  | PLANTING AVENUE TREES
-
[5 empty] | 4.32 | CUM | Earth work excavation | 25 | CUM | 108
[5 empty] | 1.44 | CUM | Manure | 60.5 | CUM | 87.12
[5 empty] | 1.44 | CUM | RED EARTH | 169 | CUM | 243.36
[5 empty] | 1.44 | CUM | River sand | #REF! | CUM | #REF!
[5 empty] | 2.88 | CUM | mixing charges | 10 | CUM | 28.8
[5 empty] | 20 | nos | Avenue trees | 40 | nos | 800
[5 empty] | 42 | RM | Casurina props | 10 | RM | 420
[5 empty] | 4.32 | CUM | filling chares | 7.8 | CUM | 33.7
[5 empty] | l.s |  | Maintenance charges |  |  | 2000
-
[7 empty] | Total for 20 no. |  |  | #REF!
-
[7 empty] | Total for 1 no. |  |  | #REF!
=
[5 empty] | 50.4 |  | AVENUE TREE GUARD
-
[5 empty] | 0.1 | CUM | Earth work excavation | 50 | CUM | 5
[5 empty] | 6.3 | RM | CW reepers 50x25 cm | 21 | RM | 132.3
[5 empty] | 6.3 | RM | Casurina props | 10 | RM | 63
[5 empty] | 3.15 | sqm | Chicken mesh | 22.6 | sqm | 71.19
[5 empty] | 0.25 | no | Carpenter II | 135 | no | 33.75
[5 empty] | 0.2 | no | Fitter I | 130 | no | 26
[7 empty] | sundries |  |  | 0
-
[7 empty] | Total for 1 no. |  |  | 331.24
-
[5 empty] | 50.5 |  | PROVIDING SCHME NAME BOARD
-
[5 empty] | 0.486 | cum | Earth work excavation | 25 | cum | 12.15
[5 empty] | 0.486 | cum | CC 1:5:10 | #REF! | cum | #REF!
[5 empty] | 81.75 | KG | MS angle | 30 | KG | 2452.5
[5 empty] | 7.2 | KG | MS Stiffner | 30 | KG | 216
[5 empty] | 43.68 | KG | MS Sheet | 30 | KG | 1310.4
[5 empty] | 132.63 | KG | Welding charges | 12.3 | KG | 1631.35
[5 empty] | 2.2 | sqm | Painting charges | 360 | sqm | 792
[5 empty] | LS |  | Labour for erection of board | LS |  | 250
[5 empty] | LS |  | Bolts &nuts | LS |  | 20
-
#REF!
-
[5 empty] | 86 |  | PROVIDING ANTI-TERMITE TREATMENT |  |  | 30
[5 empty] | 51. |  | PVC WATER TANK OF 700 LITRE CAPACITY |  |  | 3135
[7 empty] | Ex. free board with ISI mark |  |  | 3135
[6 empty] | * | LABOUR CHARGE FOR LAYING
JOINTING P.V.C PIPE AND SPECIALS
ABOVE G.L
-
[6 empty] | c | ABOVE G.L |  |  | 20mm Dia
[7 empty] | - |  |  | =
[5 empty] | 30 | RMT | LAYING JOINTING INCLUDING | 3 | RMT | 90
ALIGNING
[5 empty] | 8 | NO. | CUTTING CHARGES | 2.2 | NO. | 17.6
[5 empty] | 8 | NO. | THREADING CHARGES | 3.2 | NO. | 25.6
[5 empty] | 3 | NO. | STONE CUTTER II | 110 | NO. | 330
[5 empty] | 1 | NO. | MASAN I | 150 | NO. | 150
[5 empty] | 2 | NO. | MAZDOOR I | 95 | NO. | 190
[5 empty] | 1 | NO. | MAZDOOR II | 85 | NO. | 85
[6 empty] | L.S | COST OF CLAMPS PLUGS |  | L.S | 5
JOINTING MATERIALS ETC
[6 empty] | L.S | SUNDRIES |  | L.S | 0
-
[7 empty] | TOTAL FOR 30 M |  |  | 893.2
-
[7 empty] | RATE PER RMT |  |  | 29.77
-
[6 empty] | b. | ABOVE G.L |  |  | 25mm
[7 empty] | - |  |  | =
[5 empty] | 30 | RMT | LAYING JOINTING INCLUDING | 3 | RMT | 90
ALIGNING
[5 empty] | 8 | NO. | CUTTING CHARGES | 2.2 | NO. | 17.6
[5 empty] | 8 | NO. | THREADING CHARGES | 3.2 | NO. | 25.6
[5 empty] | 3 | NO. | STONE CUTTER II | 110 | NO. | 330
[5 empty] | 1 | NO. | MASAN I | 150 | NO. | 150
[5 empty] | 2 | NO. | MAZDOOR I | 95 | NO. | 190
[5 empty] | 1 | NO. | MAZDOOR II | 85 | NO. | 85
[6 empty] | L.S | COST OF CLAMPS PLUGS |  | L.S | 5
JOINTING MATERIALS ETC
[6 empty] | L.S | SUNDRIES |  | L.S | 0
-
[7 empty] | TOTAL FOR 30 M |  |  | 893.2
-
[7 empty] | RATE PER RMT |  |  | 29.77
-
[6 empty] | a. | ABOVE G.L |  |  | 32mm
[7 empty] | - |  |  | =
[5 empty] | 30 | RMT | LAYING JOINTING INCLUDING | 3 | RMT | 90
ALIGNING
[5 empty] | 8 | NO. | CUTTING CHARGES | 2.7 | NO. | 21.6
[5 empty] | 8 | NO. | THREADING CHARGES | 6.4 | NO. | 51.2
[5 empty] | 3 | NO. | STONE CUTTER II | 110 | NO. | 330
[5 empty] | 1 | NO. | MASAN I | 150 | NO. | 150
[5 empty] | 2 | NO. | MAZDOOR I | 95 | NO. | 190
[5 empty] | 1 | NO. | MAZDOOR II | 85 | NO. | 85
[6 empty] | L.S | COST OF CLAMPS PLUGS |  | L.S | 5
JOINTING MATERIALS ETC
[6 empty] | L.S | SUNDRIES |  | L.S | 0
-
[7 empty] | TOTAL FOR 30 M |  |  | 922.8
-
[7 empty] | RATE PER RMT |  |  | 30.76
-
[5 empty] | 52 | * | SUPPLYING AND LAYING THE FOLLOWING PVC
PIPES WITH NECESSARY SPECIALS ELBOWS,
TEE,REDUCE ,PLUG,UNION,BEND,COUPLE,
NIPPLE,GATE VLVE,CHECK AND WHEEL VALVE
WHEREVER NECESSARY INCLUDING LABOUR BELOW
GROUND LEVEL(OR) FIXING ON WALLS TO THE
PROPER GRADIENT AND ALIGNMENT ETC.ALL
COMPLETE AS DIRECTED BY DEPT. OFFICERS.
[7 empty] | = | =
[6 empty] | * | ASTM-D SCHEDULE- 40 THREADED PVC PIPE
WITH NECESSARY PVC-GI SPECIALS
[6 empty] | c. | 20MM DIA PVC PIPE ABOVE G.L:-
-
[5 empty] | 1 | Rmt | COST OF 20MM DIA PVC PIPE | 32.9 | Rmt | 32.9
[5 empty] | 1 | L.S | ADD 70% FOR PVC/GI SPECIALS | 23.03 | L.S | 23.03
[5 empty] | 1 | Rmt | LABOUR FOR LAYING & FIXING | 29.77 | Rmt | 29.77
-
[7 empty] | TOTAL FOR 1 RMT |  |  | 85.7
=
[6 empty] | b. | 25MM DIA PVC PIPE ABOVE G.L:-
-
[5 empty] | 1 | Rmt | COST OF 25MM DIA PVC PIPE | 48.8 | Rmt | 48.8
[5 empty] | 1 | L.S | ADD 40% FOR PVC/GI SPECIALS | 19.52 | L.S | 19.52
[5 empty] | 1 | Rmt | LABOUR FOR LAYING & FIXING | 29.77 | Rmt | 29.77
-
[7 empty] | TOTAL FOR 1 RMT |  |  | 98.09
=
[6 empty] | a. | 32MM DIA PVC PIPE ABOVE G.L:-
-
[5 empty] | 1 | Rmt | COST OF 32MM DIA PVC PIPE | 65.7 | Rmt | 65.7
[5 empty] | 1 | L.S | ADD 20% FOR PVC/GI SPECIALS | 13.14 | L.S | 13.14
[5 empty] | 1 | Rmt | LABOUR FOR LAYING & FIXING | 30.76 | Rmt | 30.76
-
[7 empty] | TOTAL FOR 1 RMT |  |  | 109.6
=
[5 empty] | 52.1 |  | S & F of GI Pipe 20mm dia for Hot Water line Pipe Fully Consealed in Wall
LABOUR CHARGE FOR LAYING
GI PIPE 20MM DIA
-
[5 empty] | 30 | RMT | LAYING,FIXING AND CONSELING GI PIPE | 5 | RMT | 150
[5 empty] | 8 | NO. | CUTTING CHARGES | 2.2 | NO. | 17.6
[5 empty] | 8 | NO. | THREADING CHARGES | 3.2 | NO. | 25.6
[5 empty] | 3 | NO. | STONE CUTTER II | 110 | NO. | 330
[5 empty] | 1 | NO. | MASAN I | 150 | NO. | 150
[5 empty] | 2 | NO. | MAZDOOR I | 95 | NO. | 190
[5 empty] | 1 | NO. | MAZDOOR II | 85 | NO. | 85
-
[7 empty] | TOTAL FOR 30 M |  |  | 948.2
-
[7 empty] | RATE PER RMT |  |  | 31.61
-
20MM DIA GI PIPE FOR HOT WATER LINE
-
[5 empty] | 1 | Rmt | COST OF 20MM DIA GI PIPE | 70 | Rmt | 70
[5 empty] | 1 | L.S | ADD 20% FOR GI SPECIALS | 14 | L.S | 14
[5 empty] | 1 | Rmt | LABOUR FOR LAYING & FIXING | 31.61 | Rmt | 31.61
[7 empty] | L.S FOR CONSEALING GI PIPE IN WALLS PAKING ETC., |  | L.S | 1.25
-
[7 empty] | TOTAL FOR 1 RMT |  |  | 116.86
=
[5 empty] | 53.1 | * | SUPPLYING AND FIXING
WASHBASIN 22"X16" INCLUDING
COST OF ALL MATERIALS AND
FIXING CHARGES
-
[5 empty] | 1 | NO. | WASHBASIN 22"X16" INCLUDING ALL ACCESSORIES SUCH AS C.I BRACKETS 32MM DIA ETC., | 1050 | NO. | 1050
[5 empty] | 0.5 | NO. | PLUMBER I | 130 | NO. | 65
[5 empty] | 1 | NO. | MAZDOOR I | 95 | NO. | 95
[5 empty] | 0.5 | NO. | MASON I | 150 | NO. | 75
[6 empty] | L.S | SUNDRIES FOR PLUGSCREW,PAINT |  | L.S | 0.5
-
[7 empty] | TOTAL FOR ONE NUMBER |  |  | 1285.5
-
[5 empty] | 53.2 |  | CI MANHOLE COVER 45CMX45CMX20KG |  |  | 538/EACH
[5 empty] | 53.3 |  | CI STEPS (5Kg) |  |  | 90/EACH
[5 empty] | 54 | * | Brass Tap with ISI Mark |  | Each | 140
=
[5 empty] | 54.1 | * | CP TAP (LONG BODY) |  | Each | 240
=
[5 empty] | 54.2 | * | CP TAP (SHORT BODY) |  | Each | 270
=
[5 empty] | 56.1. | * | SUPPLYING AND FIXING OF I.W.C
20"WITH TOP LEFT ROUGH TO RECEIVE
FLOOR FINISH
IN G.FLOOR.
-
[5 empty] | 1 | NO. | I.W.C 20"SIZE(Orissa pan) | 750 | NO. | 750
[5 empty] | 0.65 | CUM | E.W EXCAVATION | 50 | CUM | 32.5
[5 empty] | 0.57 | CUM | REFILLING | 8.8 | CUM | 5.02
[5 empty] | 0.081 | CUM | BRICK JELLY CONCRETE USING 40mm(1:8:16) | #REF! | CUM | #REF!
[5 empty] | 1 | NO. | PLUMBER I | 130 | NO. | 130
[5 empty] | 0.5 | NO. | MASON II | 135 | NO. | 67.5
[5 empty] | 0.5 | NO. | MAZDOOR I | 95 | NO. | 47.5
[6 empty] | L.S | SUNDRIES |  | L.S | 0
-
[7 empty] | TOTAL FOR ONE NUMBER |  |  | #REF!
=
[5 empty] | 56.2. | * | SUPPLYING AND FIXING OF I.W.C
[7 empty] | 20"WITH TOP LEFT ROUGH TO RECEIVE | [13 empty] | 20mm Dia
FLOOR FINISH
IN OTHER THAN G.FLOOR.
-
[5 empty] | 1 | NO. | I.W.C 20"SIZE(Orissa pan) | 750 | NO. | 750
[5 empty] | 0.405 | CUM | WEATERING COURSE | #REF! | CUM | #REF!
USING20mmBRICK JELLY
[5 empty] | 1.89 | SQM | PLASTERING IN C.M(1:3) | #REF! | SQM | #REF!
12mMT.K MIXED WITH W.P.C.
[5 empty] | 0.081 | CUM | BRICK JELLY CONCRETE (1:8:16) | #REF! | CUM | #REF!
USING 40 mm BRICK JELLY
[5 empty] | 1 | NO | PLUMBER I | 130 | NO | 130
[5 empty] | 0.5 | NO. | MASON II | 135 | NO. | 67.5
[5 empty] | 0.5 | NO. | MAZDOOR I | 95 | NO. | 47.5
[6 empty] | L.S | SUNDRIES |  | L.S | 0
-
[7 empty] | TOTAL FOR ONE NUMBER |  |  | #REF!
=
[5 empty] | 57 | * | SUPPLY AND FIXING OF E.W.C. 18" SIZE (WHITE)
WITH DOUBLE FLAPPED PLASTIC SEAT COVER
LOW LEVEL FLUSHING CISTERN 10 LIT.
-
[5 empty] | 1 | SET | EUROPEAN WATER CLOSET WITH "P" OR "S" TRAP WITH DOUBLE FLAPPED SEAT AND SEAT COVER WITH BRASS HINGES AND 10LIT CAPACITY PVC L;OW LEVEL FLUSHING TANK WITH ALL INTERNAL FITTINGS | 1700 | SET | 1700
LABOUR FOR FIXING OF EWC
[5 empty] | 1 | NO. | MASON I | 150 | NO. | 150
[5 empty] | 2 | NO. | PLUMBER I | 130 | NO. | 260
[5 empty] | 1 | NO. | MAZDOOR II | 85 | NO. | 85
LABOUR FOR FIXING OF FLUSHING TANK
[5 empty] | 0.5 | NO. | PLUMBER I | 130 | NO. | 65
[5 empty] | 0.5 | NO. | MAZDOOR I | 95 | NO. | 47.5
[6 empty] | L.S | SUNDRIES |  | L.S | 0
-
[7 empty] | TOTAL FOR ONE NUMBER |  |  | 2307.5
-
[5 empty] | 57.1 | * | SUPPLY AND FIXING OF E.W.C. 18" SIZE (COLOUR)
WITH DOUBLE FLAPPED PLASTIC SEAT COVER
LOW LEVEL FLUSHING CISTERN 10 LIT.
-
[5 empty] | 1 | SET | EUROPEAN WATER CLOSET WITH "P" OR "S" TRAP WITH DOUBLE FLAPPED SEAT AND SEAT COVER WITH BRASS HINGES AND 10LIT CAPACITY PVC L;OW LEVEL FLUSHING TANK WITH ALL INTERNAL FITTINGS | 2000 | SET | 2000
LABOUR FOR FIXING OF EWC
[5 empty] | 1 | NO. | MASON I | 150 | NO. | 150
[5 empty] | 2 | NO. | PLUMBER I | 130 | NO. | 260
[5 empty] | 1 | NO. | MAZDOOR II | 85 | NO. | 85
LABOUR FOR FIXING OF FLUSHING TANK
[5 empty] | 0.5 | NO. | PLUMBER I | 130 | NO. | 65
[5 empty] | 0.5 | NO. | MAZDOOR I | 95 | NO. | 47.5
[6 empty] | L.S | SUNDRIES |  | L.S | 0
-
[7 empty] | TOTAL FOR ONE NUMBER |  |  | 2607.5
-
[5 empty] | 58.1(a) | * | SUPPLY AND FIXING P.V.C.SOIL
PIPESPECIALS OF FOLLOWING DIA:-
-
[6 empty] | A. | SUPPLY AND FIXING OF PVC soil PIPE
110MM DIA OF 4Kg/sqmINCLUDING
PACKING THE JOINTS WITH RUBBER
LUBRICANT AND FIXING IN TO
WALL WITH WOODEN PLUGS
SCREWSHOLDING CLAMPSETC
COMPLETE
-
[5 empty] | 3 | RMT | P.V.C. PIPE 110mm DIA | 120 | RMT | 360
[5 empty] | 1 | NO | P.V.C BEND WITH DOOR 110MM | 65 | EACH | 65
[5 empty] | 1 | NO | P.V.C COWL 110MM | 12 | EACH | 12
[5 empty] | 1 | NO | P.V.C DOOR TEE 110MM | 110 | EACH | 110
[5 empty] | 0.5 | NO. | PLUMBER I | 130 | EACH | 65
[5 empty] | 0.5 | NO. | MASON II | 135 | EACH | 67.5
[5 empty] | 0.5 | NO. | MAZDOOR I | 95 | EACH | 47.5
[6 empty] | L.S | COST OF RUBBER | 2.79 | L.S | 2.79
LUBRICANTT.W.PLUGS AND
C.I.CLAMPS ETC
[7 empty] | SUNDERS |  | L.S | 0
-
[7 empty] | TOTAL FOR 3 RMT |  |  | 729.79
-
[7 empty] | RATE PER RMT |  |  | 243.26
-
[5 empty] | 58.1(b) | B. | SUPPLY AND FIXING OF PVC PIPE
75MM DIA OF 4Kg/sqmINCLUDING
PACKING THE JOINTS WITH RUBBER
LUBERICANT AND FIXING IN TO
WALL WITH WOODEN PLUGES
SCREWSHOLDING CLAMPSETC
COMPLETE
-
[5 empty] | 3 | RMT | P.V.C. PIPE 75mm DIA | 80 | RMT | 240
[5 empty] | 1 | NO | P.V.C BEND WITH DOOR | 40 | NO | 40
[5 empty] | 1 | NO | P.V.C COWL | 7.5 | NO | 7.5
[5 empty] | 1 | NO | P.V.C DOOR TEE | 70 | NO | 70
[5 empty] | 0.5 | NO. | PLUMBER I | 130 | NO. | 65
[5 empty] | 0.5 | NO. | MASON II | 135 | NO. | 67.5
[5 empty] | 0.5 | NO. | MAZDOOR I | 95 | NO. | 47.5
[6 empty] | L.S | COST OF RUBBER |  | L.S | 2.73
LUBRICANTT.W.PLUGS AND
C.I.CLAMPS ETC
[7 empty] | SUNDERS |  | L.S | 0
-
[7 empty] | TOTAL FOR 3 RMT |  |  | 540.23
-
[7 empty] | RATE PER RMT |  |  | 180.08
-
[5 empty] | 58.2 |  | Supplying &fixing 110mm dia PVC
SWR pipe for ventilating shaft
of 3M length with cowl
-
[5 empty] | 3 | RM | 110mm dia PVC SWR pipe | 108 | RM | 324
[5 empty] | 1 | no | 110mm dia cowl | 12 | no | 12
[5 empty] | 1 | no | Labour for fixing | 8 | no | 8
[5 empty] | l.s |  | Sundries for PVC solution etc. | l.s |  | 1.21
-
[7 empty] | Rate for 1 no. |  |  | 345.21
-
[5 empty] | 59. | * | SUPLY ING AND FIXING OF
150X100mm S.W. GULLY TRAPS
-
[5 empty] | 1 | NO. | 150X100mm S.W. GULLY TRAPS | 115 | NO. | 115
[5 empty] | 0.05 | CUM | BRICK JELLY CONCRETE (1:8:16)40MM | #REF! | CUM | #REF!
[5 empty] | 0.5 | NO. | PLUMBER I | 130 | NO. | 65
[5 empty] | 1 | NO. | MAZDOOR I | 95 | NO. | 95
[5 empty] | 1 | NO. | MAZDOOR II | 85 | NO. | 85
[6 empty] | L.S | SUNDRIES |  | L.S | 0
-
[7 empty] | TOTAL FOR ONE NUMBER |  |  | #REF!
=
[5 empty] | 60. | * | SUPPLY AND FIXING OF P.V.C.
NAHANI TRAP 63mm DIA
-
[5 empty] | 1 | NO. | PVC NAHANI TRAP (4WAY/2WAY) | 90 | NO. | 90
[6 empty] | L.S | SUNDRIES FOR B.J.C,PLASTERING ETC |  | L.S | 4
-
[7 empty] | TOTAL FOR ONE NUMBER |  |  | 94
-
[5 empty] | 61.1(a) | * | SUPPLY AND FIXING OF 100mm
DIA S.W.PIPE
-
[5 empty] | 50 | NO. | 100mmDIA S.W.PIPE WITH ISI MARK | 40 | NO. | 2000
[5 empty] | 21.6 | CUM | E.W. EXCAVATION | 50 | CUM | 1080
[5 empty] | 21.6 | CUM | REFILLING | 8.8 | CUM | 190.08
[5 empty] | 45 | Kg | CEMENT | 3.8 | Kg | 171
[5 empty] | 0.04 | CUM | SAND | #REF! | CUM | #REF!
[5 empty] | 3.63 | Kg | TAARRED HOMP YARN | 7 | Kg | 25.41
[5 empty] | 2 | NO. | MASON I | 150 | NO. | 300
[5 empty] | 1 | NO. | FITTER II | 120 | NO. | 120
[5 empty] | 5 | NO. | MAZDOOR I | 95 | NO. | 475
[5 empty] | 2 | NO. | MAZDOOR II | 85 | NO. | 170
[6 empty] | L.S | TESTING CHARGES 10%of LABOUR |  | L.S | 106.5
-
[7 empty] | TOTAL FOR 30RMT |  |  | #REF!
-
[7 empty] | RATE PER RMT |  |  | #REF!
=
[5 empty] | 61.2(b) | * | SUPPLY AND FIXING OF 150mm
DIA S.W.PIPE
-
[5 empty] | 50 | NO. | 150mmDIA S.W.PIPE WITH ISI MARK | 65 | NO. | 3250
[5 empty] | 21.6 | CUM | E.W. EXCAVATION | 50 | CUM | 1080
[5 empty] | 21.6 | CUM | REFILLING | 8.8 | CUM | 190.08
[5 empty] | 68 | Kg | CEMENT | 3.8 | Kg | 258.4
[5 empty] | 0.07 | CUM | SAND | #REF! | CUM | #REF!
[5 empty] | 5.45 | Kg | TAARRED HOMP YARN | 7 | Kg | 38.15
[5 empty] | 3 | NO. | MASON I | 150 | NO. | 450
[5 empty] | 2 | NO. | FITTER II | 120 | NO. | 240
[5 empty] | 6 | NO. | MAZDOOR I | 95 | NO. | 570
[5 empty] | 3 | NO. | MAZDOOR II | 85 | NO. | 255
[6 empty] | L.S | TESTING CHARGES 10%of LABOUR |  | L.S | 151.5
-
[7 empty] | TOTAL FOR 30RMT |  |  | #REF!
-
[7 empty] | RATE PER RMT |  |  | #REF!
=
[5 empty] | 61.2(a) | * | SUPPLY AND FIXING OF 100mm
DIA S.W.PIPE(LOOSE JOINTING)
-
[5 empty] | 50 | NO. | 100mmDIA S.W.PIPE | 40 | NO. | 2000
[5 empty] | 1 | NO. | FITTER II | 120 | NO. | 120
[5 empty] | 5 | NO. | MAZDOOR I | 95 | NO. | 475
-
[7 empty] | TOTAL FOR 30RMT |  |  | 2595
-
[7 empty] | RATE PER RMT |  |  | 86.5
=
[5 empty] | 61.2(b) | * | SUPPLY AND FIXING OF 150mm
DIA S.W.PIPE(LOOSE JOINTING)
-
[5 empty] | 50 | NO. | 150mmDIA S.W.PIPE | 65 | NO. | 3250
[5 empty] | 2 | NO. | FITTER II | 120 | NO. | 240
[5 empty] | 6 | NO. | MAZDOOR I | 95 | NO. | 570
-
[7 empty] | TOTAL FOR 30RMT |  |  | 4060
-
[7 empty] | RATE PER RMT |  |  | 135.33
=
[7 empty] | Total for One Number |  |  | 135.33
=
[5 empty] | 62.1(a) | * | SUPPLY AND FIXING OF 100mm
STONEWARE BEND
-
[5 empty] | 1 | NO. | 100mmDIA S.W.BEND | 65 | NO. | 65
EXCAVATION,REFILLING,JOINTING
[7 empty] | AND CONCRETING | L.S |  | 2.5
-
[7 empty] | TOTAL FOR 30RMT |  |  | 67.5
[5 empty] | 62.1(a) | * | SUPPLY AND FIXING OF 150mm |  |  | -
STONEWARE BEND
[7 empty] | - |  |  | -
[5 empty] | 1 | NO | 150mmDIA S.W.BEND |  | No | 92.5
-
[5 empty] | 62.2.a. | * | SUPPLY AND FIXING OF 100mm
STONEWARE TEE
-
[5 empty] | 1 | NO. | 100mmDIA S.W.TEE | 75 | NO. | 75
EXCAVATION,REFILLING,JOINTING
[7 empty] | AND CONCRETING | L.S |  | 3
-
[7 empty] | TOTAL FOR 30RMT |  |  | 78
-
[5 empty] | 62.2.b. | * | SUPPLY AND FIXING OF 150mm
STONEWARE TEE
-
[5 empty] | 1 | NO. | 150mmDIA S.W.TEE | 100 | NO. | 100
EXCAVATION,REFILLING,JOINTING
[7 empty] | AND CONCRETING | L.S |  | 3
-
[7 empty] | TOTAL FOR 30RMT |  |  | 103
-
[5 empty] | 63 |  | 32mm dia P.V.C Waste Pipe and
C.P.Coupling of best quality.
-
[5 empty] | 2.5 | Rft | 32mm dia P.V.C Waste Pipe and | 28.5 | 2.5 | 28.5
[7 empty] | C.P.Coupling |  | Rft
[6 empty] | L.S | Labour Charge for fixing |  | L.S | 1.5
-
[7 empty] | Total for One Number |  |  | 30
=
[5 empty] | 81 | * | Supplying and fixing B.I.C.W.Meter cupboard with
shutter double leaves with 230mmx25mm size CW
plank for alround sides 62.5x31.25mm styles and
rails for shutters and 75x25mm weldmesh of bamd
10 gauge for panels including labour charges for
fixing inposition of shutters and cost of
L-clamps 6nos of size 150x150mm size with
25mmx4mm MS flats 1 no 6"x1/2" alumium aldrop
with bolt and nuts 6 nos of 2" size I.O. hooks
and eyes T.W.plugs screws etc complete and as
directed by the Departmental Officers as per
Drawings
[7 empty] | - | -
[5 empty] | 0.0174 | Cum | C.W.Scantling for Shutter | 20605 | Cum | 358.53
[5 empty] | 0.0293 | Cum | C.W.Planks | 23685 | Cum | 693.97
[5 empty] | 1.093 | Sqm | Weldmesh | 212 | Sqm | 231.72
[5 empty] | 6 | No. | 3"ButtHinges | 3.25 | Each | 19.5
[5 empty] | 1 | No. | 6"x1/2" Aldrops | 80 | Each | 80
[5 empty] | 2 | No. | 2" I.O.Hooks and Eyes | 0.9 | Each | 1.8
[5 empty] | 6 | No. | M.S."L" Clamps | 8 | Each | 48
[5 empty] | 1.62 | Sqm | Labour Charges | 240 | Sqm | 388.8
[6 empty] | L.S | SUNDRIES FOR T.W.Plugs etc |  | L.S | 0.25
-
[7 empty] | Total for 1.62 Sqm |  |  | 1822.57
-
[7 empty] | Total for 1.00 Sqm |  |  | 1125.04
[6 empty] | *** | ELECTRICAL ARRANGEMENT:- BOARD APPROVED RATES
================================================
WIRING WITH 1.5SQMM COPPER WIRE CONCEALED
[5 empty] | 64.a. |  | TYPE FOR LIGHT POINT WITH CEILING ROSE |  |  | #REF!
[5 empty] | 64.b |  | ---DO---FOR LIGHT POINT WITH BATTERN HODER |  |  | #REF!
[5 empty] | 64.c |  | ---DO---FOR CALLING BELL POINT |  |  | #REF!
[5 empty] | 65 |  | ---DO---FOR FAN POINT |  |  | #REF!
[5 empty] | 66 |  | ---DO---FOR STAIR CASE LIGHT POINT |  |  | #REF!
[5 empty] | 67 |  | --DO--FOR 5AMP 5PIN PLUG AT SWITCH BOARD |  |  | #REF!
[5 empty] | 68 |  | --DO--FOR 5AMP 5PIN PLUG AT CONVENTENT PLACE |  |  | #REF!
[5 empty] | 69 |  | --DO--FOR 15AMP POWER PLUG |  |  | #REF!
[5 empty] | 70.1 |  | S/F OF BULK HEAD FITTING |  |  | #REF!
[5 empty] | 70.2 |  | S/F OF TUBELIGHT FITTING
[5 empty] | 70.3 |  | S/F OF 40W/60W BULB |  |  | 10
[5 empty] | 70.4 |  | S/F OF PLASTIC SHADE |  |  | 8
[5 empty] | 71 |  | S/F OF DOUBLE POLE MAIN SWITCH |  |  | #REF!
[5 empty] | 72 |  | S/F of Fibre Fan Hook |  |  | 31
[5 empty] | 73.1 |  | S/F OF 6 WAY D.B |  |  | #REF!
[5 empty] | 73.2 |  | S/F OF 4 WAY D.B |  |  | #REF!
[5 empty] | 74 |  | LABOUR CHARGE FOR FIXING FAN |  |  | #REF!
[5 empty] | 75(a) |  | SUPPLY AND DELIVERY OF FAN 48"SWEEP |  |  | 1522
[5 empty] | 75(b) |  | SUPPLY AND DELIVERY OF FAN 42"SWEEP |  |  | 0
[5 empty] | 112 |  | SUPPLY AND FIXING EXSAUST FAN 300MM SWEEP |  |  | #REF!
[5 empty] | 76 |  | S/F OF 8SWG G.I WIRE |  |  | #REF!
[5 empty] | 77 |  | RUN OF MAIN WITH 2NO OF 1.50sq.mm WIRE |  |  | #REF!
[5 empty] | 77.1 |  | RUN OF 2 WIRES OF 4 SQMM WITH CONTINUOUS EARTHING BY MEANS OF 2.5SQMM FOR A/C |  |  | #REF!
[5 empty] | 77.2 |  | SUPPLYING AND FIXING OF A/C METAL CLAD |  |  | 500
[5 empty] | 77.3 |  | SUPPLYING AND FIXING OF TV/TELEPHONE LINE SOCKET |  |  | #REF!
[5 empty] | 78 |  | EARTHING STATION AS PER ISI |  |  | #REF!
[5 empty] | 80 |  | S/F OF 375mmX300mmX20mmT.W.PLANK FOR S.C. |  |  | #REF!
[5 empty] | 81 |  | S/F OF METRE CUPBOARD |  |  | 1125.04
[5 empty] | 82 |  | S/F OF STREET LIGHTS. |  |  | #REF!
[5 empty] | 87 |  | PROVIDING ELCB WITH MCB IN MS BOX |  |  | #REF!
[5 empty] | 77.4 |  | SUPPLYING AND FIXING OF 20MM DIA PVC PIPE FOR TV/TELEPHONE LINE
================================================
[5 empty] | 90 | Mtr | PVC RIGID CONDUIT PIPE 19M/20MM HEAVY DUTY WITH ISI | 16.95 | Mtr | 1525.5
[5 empty] | 0.15 | MT | CEMENT | 3800 | MT | 570
[5 empty] | 1 | NO | WIREMAN GR-I | 160 | NO | 160
[5 empty] | 2 | NO | MASON II | 135 | NO | 270
[5 empty] | 4 | NO | HELPER | 110 | NO | 440
[7 empty] | SUNDRIES FOR PVC SPECIALS & FISH WIRE ETC., |  |  | 8.5
-
[7 empty] | TOTAL FOR 90RMT |  |  | 2974
-
[7 empty] | RATE PER RMT |  |  | 33.04
=
[5 empty] | 78.1 |  | EARTHING STATION (TYPE II)
================================================
[5 empty] | 2.5 | NO | GI PIPE 40MM DIA | 120 | NO | 300
[5 empty] | 20 | KG | CHARCOAL | 4 | KG | 80
[5 empty] | 9 | KG | SALT | 4 | KG | 36
[5 empty] | 0.5 | KG | GI WIRE 8 GAUGE | 30 | KG | 15
[5 empty] | 0.5 | NO | WIRE MAN GR-I | 160 | NO | 80
[5 empty] | 1 | NO | HELPER | 110 | NO | 110
[6 empty] | LS | CIVIL WORK SUCH AS EXCAVATION FILLING MASONRY WORK, COVER SLAB ETC., |  | LS | 165
[6 empty] | LS | BOLTS,NUTS & CHOCK NUTS ETC., |  | LS | 9.5
-
[7 empty] | TOTAL FOR 1 NO |  |  | 795.5
-
ANNEXURE
[5 empty] | 53.3 |  | CI MANHOLE COVER 60 CMX60 CMX50KG |  |  | 957
[5 empty] | 22.3.1 |  | TW double leaf shutter for ward robe / cup board
[7 empty] | - | - | -
SHUTTER SIZE 1.2X2.1 =2.52M2
TW scantling(OVER 2M) -1X2X2.1X0.075X0.0375=0.0118
TW scantling(below 2M) -1X2X1.2X0.075X0.0375=0.00675
Shutter styles(vertical) -1X4X1.95X0.075X0.0375=0.02194
Shutter styles(Horizantal) -2X2X0.4X0.075X0.0375=0.0045
[7 empty] | Shutter middle rails ( Horizontal) - 1x2x0.4x.15x.375=.0045 |  |  | 0.0332
Shutter(OSL Board) -2X2X0.85X0.4=1.36m2
Shutter area -1X1X1.05X1.95=2.05 m2
[5 empty] | 0.0118 | CUM | T.W.SCANTLING above 2M length | 65420 | CUM | 771.96
[5 empty] | 0.0377 | CUM | T.W.SCANTLING below 2M length | 57165 | CUM | 2155.12
[5 empty] | 0.01855 | CUM | LABOUR FOR WROUGHT &PUTUP | 3035 | CUM | 56.3
[5 empty] | 1.36 | SQM | BISON PANEL 8MMTK. OSL | 385.89 | SQM | 524.81
[5 empty] | 2.05 | SQM | LABOUR CHARGE FOR SHUTTER | 287 | SQM | 588.35
[5 empty] | 2 | NO. | 4"X5/8"ALU.TOWER BOLT | 25 | NO. | 50
[5 empty] | 6 | NO. | 3" ALU BUTT HINGES | 25 | NO. | 150
[5 empty] | 2 | NO. | ORNAMENTAL; HANDLE WITH SCREWS | 35 | NO. | 70
[5 empty] | 1 | NO. | LOCKS &KEY | 60 | NO. | 60
[5 empty] | 2.52 | SQM | VARNISH TWO COATS | 51.25 | SQM | 129.15
[7 empty] | SUNDRIES FOR NAILS,PLUGS ETC. | L.S |  | 0.28
-
[7 empty] | TOTAL FOR 2.52 SQM |  |  | 4555.97
-
[7 empty] | RATE PER SQM |  |  | 1807.92
[7 empty] | S/ F of Cuddapah Sink of Size 600x600x200 mm with 32 mm G.I waste pipe and 32 mm C.P waste coupling |  | Each | 600
[7 empty] | S/ F of Wash basin mirror Size 600x 450 mm |  | Each | 300
[7 empty] | S/ F of Wash basin mirror Size 500x 400 mm |  | Each | 260
[7 empty] | S/ F of Flushing Tank with all fittings 10 litres Capacity |  | Each | 650
[7 empty] | S/ F of Tube light ( Patty Type ) |  | Each | 436
[7 empty] | S / F of Tube light ( Box Type ) |  | Each | 518
Pre cast slab 50 mm thick in C.C1:3:6 mixed with Fibre of size 0.28x0.28 m, 50 mm thick
PCC slab = 500* 0.28*0.28=39.20 Sqm
=39.20*0.05=1.96Cum
[5 empty] | 1.96 | Cum | C.C 1:3:6 using 20mm HBS Jelly | #REF! | Cum | #REF!
[5 empty] | 2 | No | Mason 1 st Class | 150 | No | 300
[5 empty] | 2 | No | Mazdoor II nd class | 85 | No | 170
[5 empty] | 500 | No | Cutting, Transporting, Laying & Pointing charges | 2 | No | 1000
[5 empty] | 8.5 | Packet | Fibre (125g/ Packet ) | 25 | Packet | 212.5
[5 empty] | 0.28 | Sqm | Moulding Charges | 168.13 | Sqm | 47.08
……………………….
[8 empty] | Rate for = | 39.2 | #REF!
………………………..
[8 empty] | Rate for 1 Sqm |  | #REF!
=
Supplying, Manufacturing and fixing of Colth drying arrangements data for 1 Set
[5 empty] | 4 | Rmt | Cost of 32 mm dia G.I pipe | 110 | Rmt | 440
[5 empty] | 2.52 | Kg | Cost of MS angle 35x35x4mm (2x0.6x2.1 kg/m) | 30 | Kg | 75.6
[5 empty] | 1.13 | Kg | Cost of Square bars (2x0.5x1.13 kg/m) | 30 | Kg | 33.9
[5 empty] | 0.35 | Kg | Cost of 1 clamp 10 mm (3x0.15x0.78) | 30 | Kg | 10.5
[5 empty] | 4 | Kg | Labour charges for welding | 12.25 | Kg | 49
[5 empty] | 6 | Nos | Cost of Fixture hooks | 1 | Each | 6
[5 empty] | 0.5 | Nos | Mazdoor I Class | 95 | Each | 47.5
[5 empty] | 0.5 | Nos | Mazdoor II Class | 85 | Each | 42.5
[5 empty] | L.S |  | Fixing of screws, painting etc, |  | L.S | 19.22
…………………………….
[8 empty] | Rate for = | ( 1 Set ) | 724.22
[8 empty] | 2 | Nos | ………………………..
[8 empty] | Rate for 1 No |  | 362.11
=
Data for form works using M.S sheet
[5 empty] | Qty |  | Description | Rate | per | Amount
|  |  |  | 18.1 | e |  | Grid beam and slabs
Grid floor
Grid floor Area 7.75 mm x8 mm =68 m2
Grid clear size 0.98 x1.01=0.99 m2
No. of grid 49 Nos
Centering for floor slab Area 7.75 mm x8 mm =68 m2
Centering for sides of grid beam 49x2 x0.98x0.375=36.02 49x2x1.01x3.75=37.12 Total 73.14
Centering for bottom of grid slab 49x0.98x1.01=48.50
Total Centering area 73.14+48.50 = 121.64 m2
[5 empty] | 62 | m2 | Slab centering up to 4 m height | 217.41 | m2 | 13479.42
[5 empty] | 121.64 | m2 | Centring with out strutting | 168.13 | m2 | 20451.33
[7 empty] | Total for 62m2 |  |  | 33930.75
[7 empty] | Rate for 1m2 |  |  | 547.27
|  |  |  | 18.1 | b |  | Form work for Plain surfaces such as Roof slab
[5 empty] | 13.46 | Kg | Cost of M.S Sheet BG 10 | 30 | Kg | 403.8
[5 empty] | 4 | Kg | Cost of M.S angle 25x25x3mm | 30 | Kg | 120
[5 empty] | 1 | L.s | Add for Centring bending including labour charges | 40 | L.S | 40
[7 empty] | For 40 operation |  |  | 563.8
[7 empty] | For 1 operation | 14.1
[5 empty] | 19 | No | Cost of 1 operation | 14.1 | no | 267.9
[5 empty] | 0.12 | M3 | Cost of silver oke | 1879 | M3 | 225.48
[5 empty] | 98.5 | m | Casurina props 10 to 13 cm dia | 3 | m | 295.5
[5 empty] | L.S |  | Add for silver plank | 11 | L.S | 11
[5 empty] | 3.8 | No | Carpenter Ist class | 150 | No | 570
[5 empty] | 5.4 | No | Mazdoor I st class | 95 | No | 513
[5 empty] | 1 | No | Fitter II nd class | 120 | No | 120
[5 empty] | L.S |  | For welding rails etc., | L.S |  | 10
[5 empty] | 19 | no | Periodical cleaning | 2 | L.S | 38
2050.88
[7 empty] | Rate per 1 m2 | 205.09
[7 empty] | Rate for 4m height ( 202.09+12.32 ) =214.40 | 205.09 | 12.32 | 217.41
|  |  |  | 18.1 | a |  | Form work for Column footings, plinthbeam, Grade beam, Raft slab, Raft beam etc.,
[7 empty] | Form work with Casurina props | 2050.88
[7 empty] | Casurina props 10 to 13 cm dia | 369.6 | ( - )
1681.28
[7 empty] | Rate per 1 m2 | 168.13
Sub - data
Strutting to centering of R.C.C plane surfaces 3.00m height in all floors
[5 empty] | 98.5 | m | Props 10 to 13 cm dia @ 75 Cm c/c ( cost of 1 operation Rs.15/5=3) | 3 | m | 295.5
[5 empty] | 0.3 | no | Carpenter Ist Class | 150 | no | 45
[5 empty] | 0.3 | no | Mazdoor I st Class | 95 | no | 28.5
[7 empty] | Add for sundries | L.S |  | 0.6
[7 empty] | Rate for 10 m2 |  |  | 369.6
[7 empty] | Rate for 1m 2 | 36.96
[7 empty] | For 1 m height | 12.32
|  |  |  | 18.1 | c |  | For square & rectangular columns and small quantities extra 20 % of Form work using M.S sheet | 246.11
|  |  |  | 18.1 | d |  | For Vertical walls extra 10 % of Form work using M.S sheet | 225.6
Annexure Items
[5 empty] | 18.1 | * | Centering for soffits for R.C.C.Slabs or
plane surfaces including shuttering up to 3m
height using M.S sheets of size 90mmx60mm and
HP 10G stiffened with welded M.S angle of
size 25x25x3mm laid over silver oak (C.W)
joist 10cmx6.5cm spaced at75cm c/c complying
with standard specification
[7 empty] | - | - | -
[5 empty] | 13.46 | Kg. | Cost of M.S sheet of size | 30 | Kg. | 403.8
90x60cm of 10 gauge
[5 empty] | 4 | Kg. | Cost of M.S angle of size | 30 | Kg. | 120
25x25x3mm
[6 empty] | L.S | Add for cutting, bending, |  | L.S | 40
[7 empty] | welding charges etc. |  |  | -
[7 empty] | Total for 40 operations |  |  | 563.8
-
[7 empty] | Cost of one operation |  |  | 14.1
-
Adopting 40 uses for steel sheet and
angles and 5 uses for C.W.joist and
casurina props
[5 empty] | 19 | Nos | Cost of M.S Sheet and Angles | 14.1 | 1Use | 267.9
for one operation
[5 empty] | 0.12 | Cum | Cost of silver oak | 1879 | 1Use | 225.48
[5 empty] | 98.5 | Rmt | Casurnia props 10 to 13cm dia | 3 | 1Use | 295.5
[5 empty] | 1 | L.S | Add for Silver oak planks | 11 | L.S | 11
[5 empty] | 3.8 | No | Carpenter Ist | 150 | Each | 570
[5 empty] | 5.4 | No | Mazdoor Ist | 95 | Each | 513
[5 empty] | 1 | No | Fitter IInd | 120 | Each | 120
[5 empty] | 1 | L.S | Add for nails, wedges,oils etc | 10 | L.S | 10
[5 empty] | 19 | Nos | Add for periodical cleaning, | 2 | Nos | 38
[7 empty] | painting etc for M.S. Sheet |  |  | -
[7 empty] | TOTAL FOR 10 SQM |  |  | 2050.88
-
[7 empty] | RATE PER SQM |  |  | 205.09
=
[5 empty] | a |  | From work for Column footings, plinthbeam, Grade beam, Raft slab, Raft beam etc.,
[5 empty] | 98.5 | Rmt | Casurnia props 10 to 13cm dia | 3 | 1Use | 295.5
[5 empty] | 0.3 | No | Carpenter Ist | 150 | Each | 45
[5 empty] | 0.3 | No | Mazdoor Ist | 95 | Each | 28.5
[7 empty] | Sundries |  | Ls | 0.6
[7 empty] | TOTAL FOR 10 SQM |  |  | 369.6
-------------------
[7 empty] | RATE PER SQM |  |  | 36.96
[7 empty] | Rate for From work for Column footings, plinthbeam, Grade beam, Raft slab, Raft beam etc., |  | 1 Sqm | 168.13
===========
[5 empty] | b |  | Form work for Plain surfaces such as Roof slab,floor slab,beams, lintels, loft,sill slab,Stair case waist, portico slab and other similar works |  | 1 Sqm | 205.09
===========
[5 empty] | c |  | For square & rectangular columns and small quantities extra 20 % of Form work using M.S sheet |  | 1 Sqm | 246.11
==========
[5 empty] | d |  | For Vertical walls extra 10 % of Form work using M.S sheet |  | 1 Sqm | 225.6
==========
[5 empty] | 50.6 | ** | PRECAST Plain cement concrete P.C.C
Slabs of 50mm thick (precast slab 50mm Thick) Precast Pavement Fibre mixed concrete slab
[7 empty] | - | -
PCC Slab = 500 x 0.28 x 0.28 = 39.20 m2
39.20 x 0.05 =1.96m2
[5 empty] | 1.96 | Cum | C.C. 1:3:6 using 20mm HBS | #REF! | Cum | #REF!
[5 empty] | 2 | No. | Mason I class | 150 | Each | 300
[5 empty] | 2 | No. | Mazdoor II class | 85 | Each | 170
[5 empty] | 0.28 | Sqm | Moulding charges | 168.13 | Sqm | 47.08
[5 empty] | 500 | Nos | Curing, Transporting, Laying and Pointing charges | 2 | Each | 1000
[5 empty] | 8.5 | Packets | Fibre | 25 | Packet | 212.5
-
[7 empty] | Rate for 39.20 Sqm |  |  | #REF!
---------------
[7 empty] | Rate for 1 Sqm |  |  | #REF!
==========
Sub-Data
[7 empty] | C.W.Planks Moulding | 100 Operations
[8 empty] | 500/100 | 5 sets
[7 empty] | 5 x 1.12 x 0.05 | 0.28 Sqm
Cement Adequacy
[7 empty] | 1 m3 of CC 1:3:6 | 216 Kg
[7 empty] | 1.96m3 | 423.36 Kg (ie) 8.5 Bags of Cement
1 Fibre packet for 1 bag of cement
[5 empty] | 83 |  | Supply of MS angle 40 X 40 X 6mm for above data to support the above GI pipe and fixing the GI stay wire service connection wire .
------------------------------------------------------------------
[5 empty] | 3.25 | Kg( 1 Rmt = 3.25 Kg )] | 40 X 40 X 6mm | 27 | Kg | 87.75
[7 empty] | M.S Angle |  |  | 0.25
-
[7 empty] | Rate Per Rmt |  |  | 88
=
[5 empty] | 79.1 |  | S&F of 1 No of 30amps Fuse Unit
------------------------------------------------
[5 empty] | 1 | No | 30 amps 500V Fuse Unit | 75 | Each | 75
[5 empty] | 1 | No | T.W.Plank 150x100x20mm | 17.75 | Each | 17.75
[5 empty] | 1 | No | Labour Charges | 65.13 | Each | 65.13
[7 empty] | Sundries |  | L.S | 3.12
--------------------
161
============
Labour Charges
[5 empty] | 1 | No | Wire man Gr-I | 131 | Each | 131
[5 empty] | 1 | No | Wire man Gr-II | 117 | Each | 117
[5 empty] | 3 | Nos | Helper | 91 | Each | 273
-------------------
[7 empty] | Rate for 8 nos |  |  | 521
[7 empty] | Rate for 1 nos |  |  | 65.13
[5 empty] | 23.1. ( b) | * | S/F OF BWR PLYWOOD DOOR
SHUTTER WITH VERTICALS AND
TOP RAIL AND BOTTOM RAILS
WITH 9mm THICK MARINE GRADE
BWR PLYWOOD WITH
I.O FITTINGS AS PER SCHEDULE E
-
DOOR OF SIZE 1000 X2100 MM
-
[5 empty] | 0.01153 | CUM | T.W.SCANTLING above 2M length | 65420 | CUM | 754.29
[5 empty] | 0.0152 | CUM | T.W.SCANTLING below 2M length | 57165 | CUM | 868.91
[5 empty] | 1.2788 | SQM | Phenol bonded BWR Plywood 9mm | 381.37 | SQM | 487.7
[5 empty] | 1.845 | SQM | LABOUR CHARGE | 287 | SQM | 529.52
[5 empty] | 2 | NO. | 6"X1/2"ALU.TOWER BOLT | 30 | NO. | 60
[5 empty] | 3 | NO. | 5" ALU BUTT HINGES | 45 | NO. | 135
[5 empty] | 1 | NO. | 10"X5/8" ALU. ALDROP | 95 | NO. | 95
[5 empty] | 1 | NO. | NYLON BUSH | 8 | NO. | 8
[5 empty] | 1 | NO. | ALU.HANDLE WITH C.P.SCREWS | 30 | NO. | 30
[5 empty] | 1 | NO. | DOOR STOPPER | 25 | NO. | 25
-
[7 empty] | TOTAL FOR 1.845 SQM |  |  | 2993.42
-
[7 empty] | RATE PER SQM |  |  | 1622.45
=
[5 empty] | 98.1 | * | T.W.DoubleLEAF FULLY PANELLED
DOOR SHUTTER FOR DOOR OF SIZE
1500 X 2100MM
-
SHUTTER SIZE-2x0.7X2.025 =2.835M2
STYLES(OVER 2M) -2X2X2.025X0.075X0.0375=0.0228
-
RAILS(BELOW 2M)- 2X3X0.70X0.15X0.0375= 0.0236
[7 empty] | - 2X3X0.70X0.075X0.0375 =0.0118 |  |  | 0.0354
-
[7 empty] | PLANKS -2X4X0.575X0.3X0.01875= |  |  | 0.0259
[7 empty] | -2X1X0.575X0.3X0.01875= |  |  | 0.0065
-
0.0323
-
[5 empty] | 0.0228 | CUM | T.W SCANTLING ABOVE 2M LONG | 65420 | CUM | 1491.58
[5 empty] | 0.0354 | CUM | T.W SCANTLING BELOW 2M LONG | 57165 | CUM | 2023.64
[5 empty] | 0.0323 | CUM | T.W PLANKS OVER 15TO 30cm | 63870 | CUM | 2063
[7 empty] | WIDE&12TO25mm T.K |  |  | 0
[5 empty] | 2.835 | SQM | LABOUR FOR WROUGHT&PUTUP | 342 | SQM | 969.57
[5 empty] | 2 | NO | DOOR HANDLE WITH CP SCREWS | 30 | NO. | 60
[5 empty] | 6 | NO. | 5"BUTT HINGS | 45 | NO. | 270
[5 empty] | 4 | NO. | 6"X1/2"TOWER BOLT | 30 | NO. | 120
[5 empty] | 1 | NO. | 10"X5/8"ALDROP | 95 | NO. | 95
[5 empty] | 2 | NO. | NYLONBUSH | 8 | NO. | 16
[5 empty] | 2 | NO. | DOOR STOPPER | 25 | NO. | 50
-
[7 empty] | TOTAL FOR 2.835 SQM |  |  | 7158.79
-
[7 empty] | RATE PER SQM |  |  | 2525.15
=
1200 X 2100MM
-
SHUTTER SIZE-1.10X2.025 =2.2275M2
STYLES(OVER 2M) -2X2X2.025X0.075X0.0375=0.0228
-
RAILS(BELOW 2M)- 2X4X0.45X0.15X0.0375= 0.020
[7 empty] | - 2X2X0.45X0.075X0.0375 =0.005 |  |  | 0.025
-
[7 empty] | PLANKS -2X4X0.425X0.28X0.01875= |  |  | 0.01785
[7 empty] | -2X1X0.425X0.28X0.01875= |  |  | 0.0145
-
0.0223
-
[5 empty] | 0.0228 | CUM | T.W SCANTLING ABOVE 2M LONG | 65420 | CUM | 1491.58
[5 empty] | 0.025 | CUM | T.W SCANTLING BELOW 2M LONG | 57165 | CUM | 1429.13
[5 empty] | 0.0223 | CUM | T.W PLANKS OVER 15TO 30cm | 63870 | CUM | 1424.3
WIDE&12TO25mm T.K
[5 empty] | 2.2275 | SQM | LABOUR FOR WROUGHT&PUTUP | 342 | SQM | 761.81
[5 empty] | 2 | NO | DOOR HANDLE WITH CP SCREWS | 30 | NO. | 60
[5 empty] | 6 | NO. | 5"BUTT HINGS | 45 | NO. | 270
[5 empty] | 4 | NO. | 6"X1/2"TOWER BOLT | 30 | NO. | 120
[5 empty] | 1 | NO. | 10"X5/8"ALDROP | 95 | NO. | 95
[5 empty] | 2 | NO. | NYLONBUSH | 8 | NO. | 16
[5 empty] | 2 | NO. | DOOR STOPPER | 25 | NO. | 50
-
[7 empty] | TOTAL FOR 2.2275 SQM |  |  | 5717.82
-
[7 empty] | RATE PER SQM |  |  | 2566.92
=
[5 empty] | 55.2 |  | FLATBACK URINAL
-
[5 empty] | 1 | No | Flatback Urinal including all accessories | 650 | No | 650
[5 empty] | 0.5 | No | Plumber I class | 130 | No | 65
[5 empty] | 0.5 | No | Mason I Class | 150 | No | 75
[5 empty] | 0.5 | No | Mazdoor I Class | 95 | No | 47.5
-
837.5
=
[5 empty] | 44.2 | * | Providing Rain Water Harvesting
------------------------------------------------
[5 empty] | 0.47 | cum | Earth work excavation | 52.93 | Cum | 24.88
[5 empty] | 4.9 | Rmt | Labour charges for augering | 50.58 | Rmt | 247.84
[5 empty] | 0.59 | cum | HBSJ 40mm | #REF! | Cum | #REF!
[5 empty] | 0.79 | Sqm | Precasted slab | #REF! | Sqm | #REF!
[5 empty] | 0.24 | cum | Filling sand | #REF! | Cum | #REF!
Sundries
-----------------
#REF!
===========
Sub -data for 3
[5 empty] | 0.25 | No | Mason II | 135 | Each | 33.75
[5 empty] | 1 | No | Mazdoor I | 95 | Each | 95
[5 empty] | 1 |  | Tool Plants | 23 | L.S | 23
-----------------
[7 empty] | Total for 3 Rmt |  |  | 151.75
[7 empty] | Rate for 1 rmt |  |  | 50.58
-
[5 empty] | 84 |  | 2x4 sqmm copper PVC insulated unseathed single core 1KV grade cable for EB service
-
[5 empty] | 180 | Rmt | 4 Sqmm copper PVC unsulated unsheathed single core cable | 15.6 | Rmt | 2808
[5 empty] | 4 | Kg | 7/20 GI stay wire | 37 | Kg | 148
[5 empty] | 180 | Nos | PVC reel insulator | 0.25 | Each | 45
[5 empty] | 1 | Kg | GI wire for fixing reel insulator | 37 | Kg | 37
[5 empty] | 1 | Nos | Electrical Maistry | 148 | Each | 148
[5 empty] | 2 | Nos | Wiremen Gr.I | 131 | Each | 262
[5 empty] | 2 | Nos | Wiremen Gr.II | 117 | Each | 234
[5 empty] | 3 | Nos | Helper | 91 | Each | 273
[7 empty] | Sundries for masonry work clamps bolts and nuts etc., |  |  | 5
-
[7 empty] | Total for 90 Mtrs |  |  | 3960
-
[7 empty] | Rate per Rmt |  |  | 44
=
TW double leaf shutter for ward robe / cup board
[7 empty] | - | - | -
[5 empty] | 22.5 |  | SHUTTER SIZE 1.2X2.1 =2.52M2
TW scantling(OVER 2M) -1X2X2.1X0.075X0.0375=0.0118
TW scantling(below 2M) -1X2X1.2X0.075X0.0375=0.00675
Shutter styles(vertical) -1X4X1.95X0.075X0.0375=0.02194
Shutter styles(Horizantal) -2X2X0.4X0.075X0.0375=0.0045
[7 empty] | Shutter middle rail(Horizantal) -1X2X0.4X0.15X0.0375=0.0045 |  |  | 0.0377
Shutter(OSL Board) -2X2X.85X0.4=1.36m2
Shutter area -1X1X1.05X1.95=2.05 m2
[5 empty] | 0.0118 | CUM | T.W.SCANTLING above 2M length | 65420 | CUM | 771.96
[5 empty] | 0.0377 | CUM | T.W.SCANTLING below 2M length | 57165 | CUM | 2155.12
[5 empty] | 0.01855 | CUM | LABOUR FOR WROUGHT &PUTUP | 3035 | CUM | 56.3
[5 empty] | 1.36 | SQM | BISON PANEL 8MMTK. OSL | 385.89 | SQM | 524.81
[5 empty] | 2.05 | SQM | LABOUR CHARGE FOR SHUTTER | 287 | SQM | 588.35
[5 empty] | 2 | NO. | 4"X5/8"ALU.TOWER BOLT | 25 | NO. | 50
[5 empty] | 6 | NO. | 3" ALU BUTT HINGES | 25 | NO. | 150
[5 empty] | 2 | NO. | ORNAMENTAL HANDLE WITH SCREWS | 35 | NO. | 70
[5 empty] | 1 | NO. | LOCKS &KEY | 60 | NO. | 60
[5 empty] | 2.52 | SQM | VARNISH TWO COATS | 51.25 | SQM | 129.15
[7 empty] | SUNDRIES FOR NAILS,PLUGS ETC. | L.S |  | 0.28
-
[7 empty] | TOTAL FOR 2.52 SQM |  |  | 4555.97
-
[7 empty] | RATE PER SQM |  |  | 1807.92
=
[5 empty] | 44.4 |  | Rain water harvesting pit by augering
-
[5 empty] | 4.9 | Rmt | Augering | 49.01 | Rmt | 240.15
[5 empty] | 0.12 | CUM | Stone jelly 40mm size | #REF! | CUM | #REF!
[5 empty] | 0.18 | CUM | HBS jelly 20mm size | #REF! | CUM | #REF!
[5 empty] | 0.05 | CUM | River Sand | #REF! | CUM | #REF!
-
[7 empty] | Total for 4.90 Rmt |  |  | #REF!
-
[7 empty] | Rate for Rmt |  |  | #REF!
=
[5 empty] | 44.5 |  | Providing Rain water Harvesting pit by Earth work excavation in circular shape of 90cm dia at 60cm depth the pit is encase with well trap of 90cm dia 30cm depth 50cm thickness using RCC1:2:4 20mm HBS jelly
-
[5 empty] | 0.38 | Cum | Earth work excavation | 52.93 | CUM | 20.11
[5 empty] | 0.38 | Cum | 40mm HBS jelly | #REF! | CUM | #REF!
[5 empty] | 0.12 | Cum | RCC 1:2:4 for pety works | #REF! | CUM | #REF!
[5 empty] | 9.6 | Kg | RTS Steel | 28000 | MT | 268.8
-
[7 empty] | Rate for Each pit |  |  | #REF!
=
[5 empty] | 71.3 |  | Supply and fixing of 63 amphs Triple pole main Switch with fuse and netural link on a suitable well varnished teak wood board including necessary interconnection and earth connection cost of all materials etc., complete.
---------------------------------------------------------------------
[5 empty] | 1 | No | 63 Amphs Triple Pole main switch with fuse and neutral link |  | 1880 | 1880
[5 empty] | 1 | No | T.W Board of size 46 x 31 x 6 cm screws well varnished. |  | 480 | 480
[7 empty] | Sundries screw TW plugs screw wire and earth connections |  |  | 35.67
[7 empty] | Labour |  |  | 104.33
-----------------
2500
[7 empty] | Labour charges |  |  | ===========
[5 empty] | 1 | No | Wireman Gr.I | 131 | Each | 131
[5 empty] | 2 | Nos | Helpers | 91 | Each | 182
----------------
[7 empty] | Labour for 3 Nos |  |  | 313
[7 empty] | Labour for 1 no |  |  | 104.33
[5 empty] | 79.4 |  | Supply and fixing of 3 no of 63amphs 500 volts Grade/well porceling fuse on suitable teakwood and plank/to be varnished fixed on the top of pole/EB street poles with a necessary clamps including cost of all materials etc., all complete 3 Nos. of Fuse unit EB pole
[5 empty] | 3 | Nos | 63 amphs 500 V. fuse units | 190 | Each | 570
[5 empty] | 1 | No | T.W plank 400 x 375 x 20 mm | 223.63 | Each | 223.63
[7 empty] | Labour charges |  |  | 76.5
[7 empty] | Sundries such as screws clamps etc., |  |  | 4.87
-------------------
875
============
Labour charges
[5 empty] | 1 | No | Wire men Gr.I | 131 | Each | 131
[5 empty] | 1 | No | Wire men Gr.II | 117 | Each | 117
[5 empty] | 4 | Nos | Helpers | 91 | Each | 364
------------------
[7 empty] | For 8 Nos |  |  | 612
[7 empty] | Per labour |  |  | 76.5
[5 empty] | 170 |  | Supply and fixing of 4way TPN MCB sheet with 100/63A 4pole Islotor
-
[5 empty] | 1 | No | Triple pole & Neutral 4way | 2400 | Each | 2400
[5 empty] | 1 | No | 63A / 100A 4 pole MCB Isolotor | 485 | Each | 485
[5 empty] | 4 | Nos | 32ATPN MCB | 525 | Each | 2100
[5 empty] | 4.5 | Kg | Angle Iron | 27 | Kg | 121.5
[7 empty] | Sundries 1% |  |  | 50.5
[7 empty] | Labour Charges |  |  | 298
-
5455
=
[5 empty] | 180 |  | Supply and fixing of Copper flats
-
[5 empty] | 0.8 | Kg | 25x3mm Copper flats | 230 | Kg | 184
[5 empty] | 3 | Nos | procelin Insulator | 20 | Each | 60
[7 empty] | Sundries 1% |  |  | 3.6
[7 empty] | Labour Charges |  |  | 32.4
-
280
=
[5 empty] | 184 |  | Supply and fixing of 4'40W twin decorative mirror optics with bulb
-
[5 empty] | 1 | No | 4'40w twin decorative | 1860 | Each | 1860
[5 empty] | 2 | No | 4'40w F.tube | 46 | Each | 92
[5 empty] | 1.5 | Rmt | 19mm dia conduit pipe | 31 | Rmt | 46.5
[5 empty] | 2 | No | T.W round blocks | 6 | Each | 12
[5 empty] | 2 | No | Ball & Socket | 12 | Each | 24
[5 empty] | 2 | Rmt | connecting lead | 7.8 | Rmt | 15.6
[5 empty] | 0.1 | No | Wire men Gr.I | #REF! | Each | #REF!
[5 empty] | 0.2 | No | Wire men Gr.II | #REF! | Each | #REF!
[5 empty] | 0.3 | No | Helper | #REF! | Each | #REF!
[7 empty] | Sundries 1% |  |  | #REF!
-
#REF!
=
[5 empty] | 53.4 |  | CI MANHOLE COVER 60 CMX60 CMX50KG |  | Each | 957
[5 empty] | 383 |  | S/ F of Cuddapah Sink of Size 600x600x200 mm with 32 mm G.I waste pipe and 32 mm C.P waste coupling |  | Each | 600
[5 empty] | 344.2 |  | S/ F of Wash basin mirror Size 600x 450 mm |  | Each | 300
[5 empty] | 344.1 |  | S/ F of Wash basin mirror Size 500x 400 mm |  | Each | 260
384
[7 empty] | S/ F of Flushing Tank with all fittings 10 litres Capacity |  | Each | 650
[5 empty] | 385 |  | Supply and fixing of Cloth drying arrangements
-----------------------------------------------------------------
[5 empty] | 4 | Rmt | 32mm dia G.I Pipe | 110 | Rmt | 440
[5 empty] | 2.52 | Kg | M.S. angle(35x35x4 mm) | 30 | Kg | 75.6
[5 empty] | 1.13 | Kg | Squre Rod ( 2x.5x1.13 Kg/m ) | 30 | Kg | 33.9
[5 empty] | 0.35 | Kg | Cost of Clamp 10mm | 30 | Kg | 10.5
[5 empty] | 4 | Kg | Labour Charges for welding | 12.25 | Kg | 49
[5 empty] | 6 | Nos | Cost of fixed hooks | 1 | Nos | 6
[5 empty] | 0.5 | Nos | Mazdoor I | 95 | Each | 47.5
[5 empty] | 0.5 | Nos | Mazdoor II | 85 | Each | 42.5
------------------
[7 empty] | Rate for 2 Nos |  |  | 705
-----------------
[7 empty] | Rate for 1 No |  |  | 352.5
===========
[5 empty] | 112.1 |  | Exhaust Fan 9" Swep ( 225 mm )
----------------------------------------------
[5 empty] | 1 | No | Exhaust Fan 9" Swep ( 225 mm ) | 1059 | Each | 1059
[5 empty] | 1 | No | Provision of hole in the wall and making good of the wall | 95 | Each | 95
[5 empty] | L.S |  | Clamp fixing by coche screws bolts and nuts including connections |  | L.S | 16.64
[7 empty] | Add 1% sundries |  |  | 10.11
[7 empty] | Labour Charges for fixing |  | Each | 78.25
--------------------
1259
=============
Labour Charges
[5 empty] | 1 | No | Electrical Wire man Gr.I | 131 | Each | 131
[5 empty] | 2 | Nos | Helper | 91 | Each | 182
--------------------
[7 empty] | Rate for 4 Nos |  |  | 313
[7 empty] | Rate for 1 Nos |  |  | 78.25
[5 empty] | 70.5 |  | Tube light fitting with Electronic Ballast ( Patti type )
-
[5 empty] | 1 | No | Tube light fitting ordinary patti type with electronic ballast ( local quatation obtained from crompton Greaves, ( Ref no: YS/Lg-VPK-TNPH2 dt:04.02.2005)] | 322 | Each | 322
[5 empty] | 1 | No | Slim tube light 4ft.36Watts | 37 | Each | 37
[5 empty] | 2 | No | Teak wood round block of 75mm | 600 | 100 Nos | 12
[5 empty] | 2 | No | 0.5Sqmm Copper twin core flex wire | 914.1 | 100Mts | 18.28
[7 empty] | Labour Charges assembling and fixing | 49.25 | L.S | 49.25
[7 empty] | Sundries such as screws and nails etc., |  | L.S | 1.84
-
[7 empty] | Total |  |  | 440.37
=
Labour charges for 16 nos
[5 empty] | 1 | No | Wiremen Gr.I | 160 | Each | 160
[5 empty] | 2 | No | Wiremen Gr.II | 149 | Each | 298
[5 empty] | 3 | No | Helper | 110 | Each | 330
-
[7 empty] | Rate for 16 no |  |  | 788
[7 empty] | Rate for 1 no |  |  | 49.25
-
Tamil Nadu Police Housing Corporation
TNHB ELECTRICAL DATA FOR COASTAL AREA ONLY
Part - A
[7 empty] | DATA - 1 | [6 empty] | FAN POINT FOR ADMINISTRATIVE BLOCKS AND COMMUNITY CENTRE
WIRING IN CONCEALED PVC PIPE
Light point with ceiling rose for flats/ houses
[7 empty] | Wirng with 1.5 sqmm copper PVC insulated unsheathed single core 1.1 KV grade cable with continuous earth by means of 1.5 sqmm copper PVC insulated unsheathed single core 1.1 KV grade cable confirming to IS 694 / 1980 with ISI mark in fully concealed PVC rigid conduit pipe heavy duty with ISI mark with suitable size MS box of 16g thick concealed and covered with 3mm thick laminated hylem sheet for LIGHT POINT WITH CEILING ROSE controlled by 5 amps flush type switch including citcuit mains, cost of all materials, specials, etc., all complete, | [6 empty] | Wirng with 1.5 sqmm copper PVC insulated unsheathed single core 1.1 KV grade cable with continuous earth by means of 1.5 sqmm copper PVC insulated unsheathed single core 1.1 KV grade cable confirming to IS 694 / 1980 with ISI mark in PVC rigid conduit pipe heavy duty with ISI mark with suitable size MS box of 16g thick concealed and covered with 3mm thick laminated hylem sheet for FAN POINT FOR ADMINISTRATIVE BLOCKS AND COMMUNITY CENTRE controlled by 5 amps flush type switch including citcuit mains, cost of all materials, specials, etc., all complete,(Open wiring)
[5 empty] | 90 | Rmt | 1.5 sqmm copper PVC insulated unsheathed single core cable (P-79 it-2/b) | #REF! | Rmt | #REF!
[5 empty] | 45 | Rmt | PVC rigid conduit pipe 19 mm / 20mm heavy duty with ISI mark p-82 part -I IX-1 b | #REF! | 1 Rmt | #REF!
[5 empty] | 20 | No | 19 mm PVC rigid bends - p-82 part -I IX-2b | #REF! | No | #REF!
[5 empty] | 10 | No | 19 mm PVC rigid tees (p-83 4b, 16.7/12=1.39) | #REF! | No | #REF! |  | 90 | Rmt | 1.5 sqmm copper PVC insulated unsheathed single core cable | #REF! | Rmt | #REF!
[5 empty] | 1 | No | 6" PVC Electrical Box (150mm) | 58 | No | 58 |  | 45 | Rmt | PVC rigid conduit pipe 19 mm / 20mm heavy duty with ISI mark | #REF! | 1 Rmt | #REF!
[12 empty] | 75 | No | 19 mm PVC saddles / p 72 | 3.85 | Dozen | 24.06
[5 empty] | 0.015 | Sqm | Hylem sheet 3 mm thick with lamination p-83 it-7a part-I | #REF! | Sqm | #REF! |  | 12 | No | 19 mm PVC rigid bends | #REF! | No | #REF!
[5 empty] | 10 | No | 5 amps flush type switch p-72, Part-C,1 a ( 207/12=17.25) | #REF! | No | #REF! |  | 6 | No | 19 mm PVC rigid tees | #REF! | No | #REF!
[5 empty] | 10 | No | Ceiling rose p-70 it-23 | #REF! | No | #REF! |  | 150 | Nos | Teakwood plugs | #REF! | 1000 | #REF!
[5 empty] | 10 | No | 19 mm PVC junction box ( p-83,6-b( 44.8/12=3.73) | #REF! | No | #REF! |  | 7 | Nos | PVC JUNCTION BOX 19 mm | #REF! | No | #REF!
[5 empty] | 1.25 | Bag | Cement | #REF! | Bag | #REF! |  | 6 | No | Ceiling rose | #REF! | Each | #REF!
[5 empty] | 10 | No | 6" PVC Electrical Box (150mm) | 58 | No | 580 |  | 6 | No | 5 amps switch (flush type) | #REF! | Dozen | #REF!
[5 empty] | 0.15 | Sqm | Hylem sheet 3 mm thick with lamination p-83 it-7a part-I | #REF! | Sqm | #REF! |  | 1 | Gross | Brass screws 40mmX6 | 84.1 | Gross | 84.1
[5 empty] | 45 | Rmt | 1.5 sqmm copper PVC insulated unsheathed single core cable for continuous earth connection (P-79 it-2/b) | #REF! | 90 Rmt | #REF! |  | 6 | Nos | MS box 12"X8" mm(5 sided) covered with 3mm thick Hylem sheet | 168.95 | Bag | 1013.7
[5 empty] | LS |  | Labour charges |  | LS | #REF! |  | 0.16667 | bag | Cement | #REF! | bag | #REF!
[5 empty] | LS |  | Sundries |  | LS | 9.92 |  | 45 | m | 1.5 sqmm copper PVC insulated unsheathed single core cable for continuous earth connection | #REF! | Sqm | #REF!
[7 empty] | Total for 10 Points |  |  | #REF! |  | 6 | Points | Labour charges | #REF! | Points | #REF!
[7 empty] | Rate for 1 Point |  |  | #REF! | 10070 |  | Ls | Sundries for screws etc., |  |  | 18.56
[7 empty] | Labour Charges for wirnig in PVC pipe concealed |  |  |  | #REF! |  |  | Total for 6 Points |  |  | #REF!
[14 empty] | Rate for 1 Point |  |  | #REF! |  | 8616
[7 empty] | Sub - data | [11 empty] | #REF!
[5 empty] | 1 | No | Maistry | #REF! | No | #REF! |  |  | Labour Charges for wirnig in PVC pipe concealed
[5 empty] | 2 | No | Wiremen Grade - I | #REF! | No | #REF!
[5 empty] | 3 | No | Wiremen Grade - II | #REF! | No | #REF! |  |  | Sub - data
[5 empty] | 4 | No | Helper | #REF! | No | #REF!
[7 empty] | For Concreting work | #REF! |  |  |  | 1 | No | Maistry | #REF! | No | #REF!
[5 empty] | 2 | No | Mason IInd class | #REF! | No | #REF! |  | 2 | No | Wiremen Grade - I | #REF! | No | #REF!
[5 empty] | 4 | No | Helpers | #REF! | No | #REF! |  | 3 | No | Wiremen Grade - II | #REF! | No | #REF!
[10 empty] | #REF! |  | 4 | No | Helper | #REF! | No | #REF!
[7 empty] | DATA - 2 | [6 empty] | LIGHT POINT WITH CEILING ROSE FOR ADMINISTRATIVE BLOCKS AND COMMUNITY CENTRE Open wiring |  |  | #REF!
Light point with bakelite batern type holder for flats/ houses
[16 empty] | 1175/6= | #REF!
[7 empty] | Wirng with 1.5 sqmm copper PVC insulated unsheathed single core 1.1 KV grade cable with continuous earth by means of 1.5 sqmm copper PVC insulated unsheathed single core 1.1 KV grade cable confirming to IS 694 / 1980 with ISI mark in fully concealed PVC rigid conduit pipe heavy duty with ISI mark with suitable size MS box of 16g thick concealed and covered with 3mm thick laminated hylem sheet for LIGHT POINT WITH BAKELITE BATTERN TYPE HOLDER FOR FLATS/ HOUSES controlled by 5 amps flush type switch including citcuit mains, cost of all materials, specials, etc., all complete, | [6 empty] | Wirng with 1.5 sqmm copper PVC insulated unsheathed single core 1.1 KV grade cable with continuous earth by means of 1.5 sqmm copper PVC insulated unsheathed single core 1.1 KV grade cable confirming to IS 694 / 1980 with ISI mark in PVC rigid conduit pipe heavy duty with ISI mark with suitable size MS box of 16g thick concealed and covered with 3mm thick laminated hylem sheet for LIGHT POINT WITH CEILING ROSE FOR ADMINISTRATIVE BLOCKS AND COMMUNITYCENTRE controlled by 5 amps flush type switch including citcuit mains, cost of all materials, specials, etc., all complete,
[7 empty] | Total for Data 1 excluding sundries |  |  | #REF! |  | 90 | Rmt | 1.5 sqmm copper PVC insulated unsheathed single core cable | #REF! | Rmt | #REF!
[7 empty] | Deduct cost of ceiling rose 10 Nos |  |  | #REF! |  | 45 | Rmt | PVC rigid conduit pipe 19 mm / 20mm heavy duty with ISI mark | #REF! | 1 Rmt | #REF!
[7 empty] | Add cost of Bakelite battern type holders 10 Nos @ Rs 20.20 / Each |  |  | #REF! |  | 75 | No | 19 mm PVC saddles | 3.85 | Dozen | 24.06
[7 empty] | Sundries |  |  | 35.64 |  | 12 | No | 19 mm PVC rigid bends | #REF! | No | #REF!
[7 empty] | Total for 10 points |  |  | #REF! |  | 6 | No | 19 mm PVC rigid tees | #REF! | No | #REF!
[7 empty] | Rate for 1 points |  |  | #REF! | 11200 | 150 | Nos | Teakwood plugs | #REF! | 1000 | #REF!
[11 empty] | #REF! | 7 | Nos | PVC JUNCTION BOX 19 mm | #REF! | No | #REF!
[7 empty] | DATA - 3 |  |  |  |  | 6 | No | Ceiling rose | #REF! | Each | #REF!
[7 empty] | POINT WIRING FOR CALLING BELL / BUZZER WITH PUSH SWITCH FOR ALL TYPE OF BUILDING |  |  |  |  | 6 | No | 5 amps switch (flush type) | #REF! | Dozen | #REF!
[12 empty] | 1 | Gross | Brass screws 40mmX6 | 84.1 | Gross | 84.1
[7 empty] | Wirng with 1.5 sqmm copper PVC insulated unsheathed single core 1.1 KV grade cable with continuous earth by means of 1.5 sqmm copper PVC insulated unsheathed single core 1.1 KV grade cable confirming to IS 694 / 1980 with ISI mark in fully concealed PVC rigid conduit pipe heavy duty with ISI mark with suitable size MS box of 16g thick concealed and covered with 3mm thick laminated hylem sheet for POINT WIRING WITH CALLING BELL/BUZZER WITH PUSH TYPE SWITCH FOR ALL TYPE OF BUILDINGS including citcuit mains, cost of all materials, specials, etc., all complete, |  |  |  |  | 6 | Nos | MS box 4"X4" mm(5 sided) covered with 3mm thick Hylem sheet | 42.25 | Bag | 253.5
[7 empty] | Total of Data 1 excluding sundries |  |  | #REF! |  | 0.16667 | bag | Cement | #REF! | bag | #REF!
[7 empty] | Deduct cost of 10 Nos ceiling rose |  |  | #REF!
[7 empty] | Deduct cost of 10 Nos 19 mm PVC junction box |  |  | #REF! |  | 6 | Points | Labour charges | #REF! | Points | #REF!
[7 empty] | Deduct 10 Nos 5 A switch |  |  | #REF! |  |  | Ls | Sundries for screws etc., |  |  | 18.26
[7 empty] | Add the cost of 10 Nos Buzer/Bell @ 50.40/Each |  |  | #REF!
[7 empty] | Add the cost of 10 nos 5A type push switch @ Rs 9.00/ Each |  |  | 90 |  |  |  | Total for 6 Points |  |  | #REF!
[7 empty] | Add the cost of 10 nos 15 x 10 x 7.5 cm TW box @ Rs 20.10/Each |  |  | #REF! |  |  |  | Rate for 1 Point |  |  | #REF! | 7194
[7 empty] | Sundries |  |  | 22.44 | [7 empty] | #REF!
[7 empty] | Total for 10 points |  |  | #REF!
[7 empty] | Rate for 1 point |  |  | #REF! | 11570
#REF!
DATA - 4
FAN POINT
Wirng with 1.5 sqmm copper PVC insulated unsheathed single core 1.1 KV grade cable with continuous earth by means of 1.5 sqmm copper PVC insulated unsheathed single core 1.1 KV grade cable confirming to IS 694 / 1980 with ISI mark in fully concealed PVC rigid conduit pipe heavy duty with ISI mark with suitable size MS box of 16g thick concealed and covered with 3mm thick laminated hylem sheet for FAN POINT controlled by 5 amps flush type switch including citcuit mains, cost of all materials, specials, etc., all complete,
[5 empty] | 90 | Rmt | 1.5 sqmm copper PVC insulated unsheathed single core cable (P-79 it-2/b) | #REF! | 90 Rmt | #REF!
[5 empty] | 45 | Rmt | PVC rigid conduit pipe 19 mm / 20mm heavy duty with ISI mark p-82 part -I IX-1 b | #REF! | Rmt | #REF!
[5 empty] | 20 | No | 19 mm PVC rigid bends - p-82 part -I IX-2b | #REF! | No | #REF!
[5 empty] | 10 | No | 19 mm PVC rigid tees (p-83 4b, 16.7/12=1.39) | #REF! | No | #REF!
[5 empty] | 10 | No | 19 mm PVC junction box ( p-83,6-b( 44.8/12=3.73) | #REF! | No | #REF!
[5 empty] | 10 | No | Ceiling rose p-70 it-23 | #REF! | No | #REF!
[5 empty] | 10 | No | 5 amps flush type switch p-72, Part-C,1 a ( 207/12=17.25) | #REF! | No | #REF!
[5 empty] | 10 | No | 12" PVC Electrical Box (300mm) | 85 | No | 850
[5 empty] | 0.6 | Sqm | 3 mm thick laminated Hylem sheet | #REF! | Sqm | #REF!
[5 empty] | 1 | No | 6" PVC Electrical Box (150mm) | 58 | No | 58
[5 empty] | 0.015 | Sqm | Hylem sheet 3 mm thick with lamination p-83 it-7a part-I | #REF! | Sqm | #REF!
[5 empty] | 1.25 | Bag | Cement | #REF! | Bag | #REF!
[5 empty] | 45 | Rmt | 1.5 sqmm copper PVC insulated unsheathed single core cable for continuous earth connection (P-79 it-2/b) | #REF! | 90 Rmt | #REF!
[5 empty] | LS |  | Labour charges |  |  | #REF!
[5 empty] | LS |  | Sundries |  |  | 0.62
[7 empty] | Total for 10 points |  |  | #REF!
[7 empty] | Rate for 1 point |  |  | #REF! | 10750
MS box 300 x 200 x 75 mm
[7 empty] | 200x150x75 mm=90 | 90
[7 empty] | A 200x150x75 mm=0.0825 | 0.0825
[7 empty] | A 300x200x75 mm=0.135m2 | 0.135 |  | 147.27
#REF!
DATA - 5
STAIRCASE LIGHT POINT
Wirng with 1.5 sqmm copper PVC insulated unsheathed single core 1.1 KV grade cable with continuous earth by means of 1.5 sqmm copper PVC insulated unsheathed single core 1.1 KV grade cable confirming to IS 694 / 1980 with ISI mark in fully concealed PVC rigid conduit pipe heavy duty with ISI mark with suitable size MS box of 16g thick concealed and covered with 3mm thick laminated hylem sheet for STAIRCASE LIGHT POINT controlled by 5 amps flush type switch including citcuit mains, cost of all materials, specials, etc., all complete,
[5 empty] | 90 | Rmt | 1.5 sqmm copper PVC insulated unsheathed single core cable (P-79 it-2/b) | #REF! | Rmt | #REF!
[5 empty] | 30 | Rmt | PVC rigid conduit pipe 19 mm / 20mm heavy duty with ISI mark p-82 part -I IX-1 b | #REF! | Rmt | #REF!
[5 empty] | 10 | No | 19 mm PVC rigid bends - p-82 part -I IX-2b | #REF! | No | #REF!
[5 empty] | 5 | No | 19 mm PVC rigid tees (p-83 4b, 16.7/12=1.39) | #REF! | No | #REF!
[5 empty] | 10 | No | 5 A flush type two way switches ( Staircase switch ) p-72 | 21.5 | No | 215 |  | 21.08
[5 empty] | 5 | No | Ceiling rose p-70 it-23 | #REF! | No | #REF!
[5 empty] | 5 | No | 19 mm PVC junction box ( p-83,6-b( 44.8/12=3.73) | #REF! | No | #REF!
[5 empty] | 6 | No | 6" PVC Electrical Box (150mm) | 58 | No | 348
[5 empty] | 0.09 | Sqm | Hylem sheet 3 mm thick with lamination p-83 it-7a part-I | #REF! | Sqm | #REF!
[5 empty] | 1.25 | Bag | Cement | #REF! | Bag | #REF!
[5 empty] | 30 | Rmt | 1.5 sqmm copper PVC insulated unsheathed single core cable for continuous earth connection (P-79 it-2/b) | #REF! | 90 Rmt | #REF!
[7 empty] | Labour charges |  |  | #REF!
[7 empty] | Sundries |  |  | 0.76
[7 empty] | Total for 5 points |  |  | #REF!
[7 empty] | Rate for 1 point |  |  | #REF! | 9225
#REF!
DATA - 6
5 AMPS 5 PIN PLUG SOCKET POINT AT CONVENIENT PLACES
Wirng with 1.5 sqmm copper PVC insulated unsheathed single core 1.1 KV grade cable with continuous earth by means of 1.5 sqmm copper PVC insulated unsheathed single core 1.1 KV grade cable confirming to IS 694 / 1980 with ISI mark in fully concealed PVC rigid conduit pipe heavy duty with ISI mark with suitable size MS box of 16g thick concealed and covered with 3mm thick laminated hylem sheet for 5 amps 5 pin PLUG SOCKET POINT AT CONVENIENT PLACES including citcuit mains, cost of all materials, specials, etc., all complete,
[5 empty] | 90 | Rmt | 1.5 sqmm copper PVC insulated unsheathed single core cable | #REF! | 90 Rmt | #REF!
[5 empty] | 45 | Rmt | PVC rigid conduit pipe 19 mm / 20mm heavy duty with ISI mark | #REF! | Rmt | #REF!
[5 empty] | 20 | No | 19 mm PVC rigid bends | #REF! | Dozen | #REF!
[5 empty] | 10 | No | 19 mm PVC rigid tees | #REF! | Dozen | #REF!
[5 empty] | 1 | No | 6" PVC Electrical Box (150mm) | 58 | No | 58
[5 empty] | 0.015 | Sqm | 3 mm thick laminated Hylem sheet | #REF! | Sqm | #REF!
[5 empty] | 15 | No | 5 A 5 pin non - inter locking switch and plug ( flush type ) part - c (I a) + part - d (I a)( Rs. 207/12 + 28.20) | #REF! | No | #REF! | 415 | 34.58 | 2.88
[5 empty] | 15 | No | 6" PVC Electrical Box (150mm) | 58 | No | 870
[5 empty] | 0.225 | Sqm | Hylem sheet 3 mm thick with lamination p-83 it-7a part-I | #REF! | SQqm | #REF!
[5 empty] | 1.25 | Bag | Cement | #REF! | Bag | #REF!
[5 empty] | 45 | Sqm | 1.5 sqmm copper PVC insulated unsheathed single core cable for continuous earth connection (P-79 it-2/b) | #REF! | 90 Rmt | #REF!
[7 empty] | Labour charges |  |  | #REF!
[7 empty] | Sundries |  |  | 58.09
[7 empty] | Total for 15 points |  |  | #REF!
[7 empty] | Rate for 1 point |  |  | #REF! | 10725
#REF!
DATA - 7
5 AMPS 5 PIN PLUG SOCKET POINT AT SWITCH BOARD ITSELF
Wirng with 1.5 sqmm copper PVC insulated unsheathed single core 1.1 KV grade cable with continuous earth by means of 1.5 sqmm copper PVC insulated unsheathed single core 1.1 KV grade cable confirming to IS 694 / 1980 with ISI mark in fully concealed PVC rigid conduit pipe heavy duty with ISI mark with suitable size MS box of 16g thick concealed and covered with 3mm thick laminated hylem sheet for 5 amps 5 pin PLUG SOCKET POINT AT SWITCH BOARD ITSELF including citcuit mains, cost of all materials, specials, etc., all complete,
[5 empty] | 5 | Rmt | 1.5 sqmm copper PVC insulated unsheathed single core cable | #REF! | 1 Rmt | #REF!
[5 empty] | 2.5 | Rmt | PVC rigid conduit pipe 19 mm / 20mm heavy duty with ISI mark | #REF! | Rmt | #REF!
[5 empty] | 1 | No | 5 A 5 pin non - inter locking switch and plug ( flush type ) part - c (I a) + part - d (I a)( Rs. 207/12 + 28.20) p-72+77 | #REF! | No | #REF!
[7 empty] | Labour charges |  |  | #REF!
[7 empty] | Sundries |  |  | 19.23
[7 empty] | Rate for 1 point |  |  | #REF! | #REF!
DATA - 8
15 AMPS POWER PLUG
Supplying and fixing of 15 Amps 3 pin flush type plug socket on suitable MS box of 16g thick concealed and covered with 3 mm thick laminated hylem sheet inclusive of all materials, etc., all complete.
[5 empty] | 1 | No | 15 Amps 3 pin flush type plug socket | #REF! | No | #REF!
[5 empty] | 1 | No | 6" PVC Electrical Box (150mm) | 58 | No | 58
[5 empty] | 0.015 | Sqm | 3 mm thick laminated hulem sheet | #REF! | Sqm | #REF!
[5 empty] | LS |  | Labour charges and sundries such as cement, screws etc., |  |  | 11.22
[7 empty] | Rate for Each |  |  | #REF! | #REF!
DATA - 9
LIGHT POINT WITH CEILING ROSE FOR ADMINISTRATIVE BLOCKS AND COMMUNITY CENTRE
Wirng with 1.5 sqmm copper PVC insulated unsheathed single core 1.1 KV grade cable with continuous earth by means of 1.5 sqmm copper PVC insulated unsheathed single core 1.1 KV grade cable confirming to IS 694 / 1980 with ISI mark in fully concealed PVC rigid conduit pipe heavy duty with ISI mark with suitable size MS box of 16g thick concealed and covered with 3mm thick laminated hylem sheet for LIGHT POINT WITH CEILING ROSE FOR ADMINISTRATIVE BLOCKS AND COMMUNITYCENTRE controlled by 5 amps flush type switch including citcuit mains, cost of all materials, specials, etc., all complete,
[5 empty] | 90 | Rmt | 1.5 sqmm copper PVC insulated unsheathed single core cable | #REF! | Rmt | #REF!
[5 empty] | 45 | Rmt | PVC rigid conduit pipe 19 mm / 20mm heavy duty with ISI mark | #REF! | 1 Rmt | #REF!
[5 empty] | 12 | No | 19 mm PVC rigid bends | #REF! | No | #REF!
[5 empty] | 6 | No | 19 mm PVC rigid tees | #REF! | No | #REF!
[5 empty] | 1 | No | 6" PVC Electrical Box (150mm) | 58 | No | 58
[5 empty] | 0.015 | Sqm | Hylem sheet 3 mm thick with lamination | #REF! | Sqm | #REF!
[5 empty] | 6 | No | 5 amps flush type switch | #REF! | Dozen | #REF!
[5 empty] | 6 | No | Ceiling rose | #REF! | No | #REF!
[5 empty] | 6 | No | 19 mm PVC junction box | #REF! | No | #REF!
[5 empty] | 1.25 | Bag | Cement | #REF! | Bag | #REF!
[5 empty] | 6 | No | 6" PVC Electrical Box (150mm) | 58 | No | 348
[5 empty] | 0.09 | Sqm | 3 mm thick laminated Hylem sheet | #REF! | Sqm | #REF!
[5 empty] | 45 |  | 1.5 sqmm copper PVC insulated unsheathed single core cable for continuous earth connection | #REF! | 90 Rmt | #REF!
[7 empty] | Labour charges |  | LS | #REF!
[7 empty] | Sundries |  | LS | 45.11
[7 empty] | Total for 6 Points |  |  | #REF!
[7 empty] | Rate for 1 Point |  |  | #REF! | 10686
[11 empty] | 9666 | #REF!
DATA - 10
LIGHT POINT WITH BAKELITE BATTERN TYPE HOLDER FOR ADMINISTRATIVE BLOCKS AND COMMUNITY CENTRE
Wirng with 1.5 sqmm copper PVC insulated unsheathed single core 1.1 KV grade cable with continuous earth by means of 1.5 sqmm copper PVC insulated unsheathed single core 1.1 KV grade cable confirming to IS 694 / 1980 with ISI mark in fully concealed PVC rigid conduit pipe heavy duty with ISI mark with suitable size MS box of 16g thick concealed and covered with 3mm thick laminated hylem sheet for LIGHT POINT WITH BAKELITE BATTERN TYPE HOLDER FOR ADMINISTRATIVE BLOCKS AND COMMUNITYCENTRE controlled by 5 amps flush type switch including citcuit mains, cost of all materials, specials, etc., all complete,
[7 empty] | Total of Data 9 excluding sundries |  |  | #REF!
[7 empty] | Deduct cost of ceiling rose 6 nos |  |  | #REF!
[7 empty] | Add cost of Bakelite battern type holders 6 nos @ 20.20/Each9 (New item 21-p-70) |  |  | 121.2
[7 empty] | Sundries |  |  | 44.15
[7 empty] | Total for 6 points |  |  | #REF!
[7 empty] | For 1 points |  |  | #REF! |  | 9708 | #REF!
DATA - 11
FAN POINT FOR ADMINISTRATIVE BLOCKS AND COMMUNITY CENTRE
Wirng with 1.5 sqmm copper PVC insulated unsheathed single core 1.1 KV grade cable with continuous earth by means of 1.5 sqmm copper PVC insulated unsheathed single core 1.1 KV grade cable confirming to IS 694 / 1980 with ISI mark in fully concealed PVC rigid conduit pipe heavy duty with ISI mark with suitable size MS box of 16g thick concealed and covered with 3mm thick laminated hylem sheet for FAN POINT FOR ADMINISTRATIVE BLOCKS AND COMMUNITY CENTRE controlled by 5 amps flush type switch including citcuit mains, cost of all materials, specials, etc., all complete,
[5 empty] | 90 | Rmt | 1.5 sqmm copper PVC insulated unsheathed single core cable | #REF! | Rmt | #REF!
[5 empty] | 45 | Rmt | PVC rigid conduit pipe 19 mm / 20mm heavy duty with ISI mark | #REF! | Rmt | #REF!
[5 empty] | 12 | No | 19 mm PVC rigid bends | #REF! | No | #REF!
[5 empty] | 6 | No | 19 mm PVC rigid tees | #REF! | No | #REF!
[5 empty] | 6 | No | PVC junction box 19 mm | #REF! | No | #REF!
[5 empty] | 6 | No | Ceiling rose | #REF! | No | #REF!
[5 empty] | 6 | No | 5 amps flush type switch | #REF! | Dozen | #REF!
[5 empty] | 6 | No | 12" PVC Electrical Box (300mm) | 85 | No | 510
[5 empty] | 0.36 | Sqm | 3 mm thick laminated Hylem sheet | #REF! | Sqm | #REF!
[5 empty] | 1 | No | 6" PVC Electrical Box (150mm) | 58 | No | 58
[5 empty] | 0.015 | Sqm | Hylem sheet 3 mm thick with lamination p-83 it-7a part-I | #REF! | Sqm | #REF!
[5 empty] | 1.25 | Bag | Cement | #REF! | Bag | #REF!
[5 empty] | 45 | Rmt | 1.5 sqmm copper PVC insulated unsheathed single core cable for continuous earth connection (P-79 it-2/b) | #REF! | Rmt | #REF!
[7 empty] | Labour charges |  |  | #REF!
[7 empty] | Sundries |  |  | 39.53
[7 empty] | Total for 6 points |  |  | #REF!
[7 empty] | Rate for 1 point |  |  | #REF! | 10074
#REF!
DATA - 12 a
STAIRCASE LIGHT POINT FOR ADMINISTRATIVE BLOCKS AND COMMUNITY CENTRE
Wirng with 1.5 sqmm copper PVC insulated unsheathed single core 1.1 KV grade cable with continuous earth by means of 1.5 sqmm copper PVC insulated unsheathed single core 1.1 KV grade cable confirming to IS 694 / 1980 with ISI mark in fully concealed PVC rigid conduit pipe heavy duty with ISI mark with suitable size MS box of 16g thick concealed and covered with 3mm thick laminated hylem sheet for STAIRCASE LIGHT POINT FOR ADMINISTRATIVE BLOCKS AND COMMUNITY CENTRE controlled by 5 amps flush type switch including citcuit mains, cost of all materials, specials, etc., all complete,
[5 empty] | 90 | Rmt | 1.5 sqmm copper PVC insulated unsheathed single core cable | #REF! | Rmt | #REF!
[5 empty] | 30 | Rmt | PVC rigid conduit pipe 19 mm / 20mm heavy duty with ISI mark | #REF! | Rmt | #REF!
[5 empty] | 6 | No | 19 mm PVC rigid bends | #REF! | No | #REF!
[5 empty] | 3 | No | 19 mm PVC rigid tees | #REF! | No | #REF!
[5 empty] | 6 | No | 5 A flush type two way switches ( Staircase switch ) | 21.5 | No | 129
[5 empty] | 3 | No | Ceiling rose | #REF! | No | #REF!
[5 empty] | 3 | No | 19 mm PVC junction box | #REF! | No | #REF!
[5 empty] | 3 | No | 6" PVC Electrical Box (150mm) | 58 | No | 174
[5 empty] | 0.054 | Sqm | Hylem sheet 3 mm thick with lamination p-83 it-7a part-I | #REF! | Sqm | #REF!
[5 empty] | 1.25 | Bag | Cement | #REF! | Bag | #REF!
[5 empty] | 30 | Rmt | 1.5 sqmm copper PVC insulated unsheathed single core cable for continuous earth connection (P-79 it-2/b) | #REF! | Rmt | #REF!
[7 empty] | Labour charges |  |  | #REF!
[7 empty] | Sundries |  |  | 21.34
[7 empty] | Total for 3 points |  |  | #REF!
[7 empty] | Rate for 1 point |  |  | #REF! | 8901
#REF!
Part - B
[7 empty] | DATA - 12 | [6 empty] | DATA - 14
[7 empty] | 2 X1.5 Sqmm in fully concealed PVC conduit | [6 empty] | 2 X 6 Sq mm in fully concealed PVC conduit
[7 empty] | Run off mains with 2 wires of 1.5 Sqmm copper PVC insulated unsheathed single core 1.1KV cable wire contuinuous earth by means of 1.5 Sqmm copper PVC insulated unsheathed single core 1.1 KV grade cable in fully concealed 19 mm / 20 mm dia rigid PVC conduit pipe heavy duty with ISI mark including cost of all materials, specials, etc., all complete. | [6 empty] | Run off mains with 2 wires of 4 Sqmm copper PVC insulated unsheathed single core 1.1KV cable wire contuinuous earth by means of 2.5 Sqmm copper PVC insulated unsheathed single core 1.1 KV grade cable in fully concealed 19 mm / 20 mm dia rigid PVC conduit pipe heavy duty with ISI mark including cost of all materials, specials, etc., all complete.
[12 empty] | 180 | Rmt | 6 sqmm copper PVC insulated unsheathed single core cable | 53.75 | Rmt | 9675
[5 empty] | 180 | Rmt | 1.5 sqmm copper PVC insulated unsheathed single core cable | #REF! | Rmt | #REF! |  | 90 | Rmt | PVC rigid conduit pipe 19 mm / 20mm heavy duty with ISI mark | #REF! | Rmt | #REF!
[5 empty] | 90 | Rmt | PVC rigid conduit pipe 19 mm / 20mm heavy duty with ISI mark | #REF! | Rmt | #REF! |  | 3 | Bag | Cement | #REF! | Bag | #REF!
[5 empty] | 3 | Bag | Cement | #REF! | Bag | #REF! |  | 90 | Rmt | 2.5 sqmm copper PVC insulated unsheathed single core cable for continuous earth connection | 22.85 | Rmt | 2056.5
[5 empty] | 90 | Rmt | 1.5 sqmm copper PVC insulated unsheathed single core cable for continuous earth connection | #REF! | Rmt | #REF! |  |  |  | Labour charges |  |  | #REF!
[7 empty] | Labour charges |  |  | #REF! |  |  |  | Sundries |  |  | 24
[10 empty] | #REF! |  |  |  | Total for 90 Metres |  |  | #REF!
[7 empty] | Sundries |  |  | 29.4 |  |  |  | Rate for 1 Rmt |  |  | #REF!
[7 empty] | Total for 90 Metres |  |  | #REF!
[7 empty] | Rate for 1 Rmt |  |  | #REF! | 11790
#REF!
DATA - 13
2 X 2.5 Sq mm in fully concealed PVC conduit
Run off mains with 2 wires of 2.5 Sqmm copper PVC insulated unsheathed single core 1.1KV cable wire contuinuous earth by means of 1.5 Sqmm copper PVC insulated unsheathed single core 1.1 KV grade cable in fully concealed 19 mm / 20 mm dia rigid PVC conduit pipe heavy duty with ISI mark including cost of all materials, specials, etc., all complete.
[7 empty] | Total as per Data No. 12 |  |  | #REF!
[5 empty] | 180 | Rmt | Add 180 mt 2.5 Sqmm copper PVC insulated unsheathed S.C. cable p-79, it- 2 c | 22.85 | Rmt | 4113
[5 empty] | 180 | Rmt | Deduct 1.5 Sqmm copper PVC insulated unsheathed S.C. cable | #REF! | Rmt | #REF!
[7 empty] | Sundries |  |  | 45.6
[7 empty] | Total for 90 metres |  |  | #REF!
[7 empty] | Rate for 1 Rmt |  |  | #REF! | 13680
#REF!
DATA - 14
2 X 4 Sq mm in fully concealed PVC conduit
Run off mains with 2 wires of 4 Sqmm copper PVC insulated unsheathed single core 1.1KV cable wire contuinuous earth by means of 2.5 Sqmm copper PVC insulated unsheathed single core 1.1 KV grade cable in fully concealed 19 mm / 20 mm dia rigid PVC conduit pipe heavy duty with ISI mark including cost of all materials, specials, etc., all complete.
[5 empty] | 180 | Rmt | 4 sqmm copper PVC insulated unsheathed single core cable | 36.25 | Rmt | 6525
[5 empty] | 90 | Rmt | PVC rigid conduit pipe 19 mm / 20mm heavy duty with ISI mark | #REF! | Rmt | #REF!
[5 empty] | 3 | Bag | Cement | #REF! | Bag | #REF!
[5 empty] | 90 | Rmt | 2.5 sqmm copper PVC insulated unsheathed single core cable for continuous earth connection | 22.85 | Rmt | 2056.5
[7 empty] | Labour charges |  |  | #REF!
[7 empty] | Sundries |  |  | 26.7
[7 empty] | Total for 90 Metres |  |  | #REF!
[7 empty] | Rate for 1 Rmt |  |  | #REF! | 17010
#REF!
[7 empty] | DATA - 15 | [6 empty] | DATA - 15
[7 empty] | 4 X 4 Sq mm in fully concealed PVC conduit | [6 empty] | 4 X 6 Sq mm in fully concealed PVC conduit
[7 empty] | Run off mains with 4 wires of 4 Sqmm copper PVC insulated unsheathed single core 1.1KV cable wire contuinuous earth by means of 2.5 Sqmm copper PVC insulated unsheathed single core 1.1 KV grade cable in fully concealed 19 mm / 20 mm dia rigid PVC conduit pipe heavy duty with ISI mark including cost of all materials, specials, etc., all complete. | [6 empty] | Run off mains with 4 wires of 6 Sqmm copper PVC insulated unsheathed single core 1.1KV cable wire contuinuous earth by means of 2.5 Sqmm copper PVC insulated unsheathed single core 1.1 KV grade cable in fully concealed 19 mm / 20 mm dia rigid PVC conduit pipe heavy duty with ISI mark including cost of all materials, specials, etc., all complete.
[5 empty] | 360 |  | 4 sqmm copper PVC insulated unsheathed single core cable,P-79 it-2-d | 36.25 | Rmt | 13050 |  | 360 |  | 6 sqmm copper PVC insulated unsheathed single core cable | 53.75 | Rmt | 19350
[5 empty] | 90 |  | 25mm dia rigid PVC pipe heavy duty with ISI heavy duty with ISI mark part-I 1c P-82 | 30.9 | Rmt | 2781 |  | 90 |  | 25mm dia rigid PVC pipe heavy duty with ISI heavy duty with ISI mark | 30.9 | Rmt | 2781
[5 empty] | 3 |  | Cement | #REF! | Bag | #REF! |  | 3 |  | Cement | #REF! | Bag | #REF!
[5 empty] | 90 |  | 2.5 sqmm copper PVC insulated unsheathed single core cable for continuous earth connection | 22.85 | Rmt | 2056.5 |  | 90 |  | 2.5 sqmm copper PVC insulated unsheathed single core cable for continuous earth connection | 22.85 | Rmt | 2056.5
[7 empty] | Labour charges |  |  | #REF! |  |  |  | Labour charges |  |  | #REF!
[7 empty] | Sundries |  |  | 11.18 |  |  |  | Sundries |  |  | 28.5
[7 empty] | Total for 90 Metres |  |  | #REF! |  |  |  | Total for 90 Metres |  |  | #REF! | 19557
[7 empty] | Rate for 1 Rmt |  |  | #REF! | 26910 |  |  | Rate for 1 Rmt |  |  | #REF! | #REF!
#REF!
Labour charges ( 1.5 x Labour charges + Labour for ducting - sub data - A)
[7 empty] | ( 1.5 x 5914) - ( (888 +1232 ) / 2) | #REF! | [5 empty] | DATA - 15
[7 empty] | #REF! | [6 empty] | 4 X 10 Sq mm in fully concealed PVC conduit
[7 empty] | Part - C | [6 empty] | Run off mains with 4 wires of 10 Sqmm copper PVC insulated unsheathed single core 1.1KV cable wire contuinuous earth by means of 2.5 Sqmm copper PVC insulated unsheathed single core 1.1 KV grade cable in fully concealed 19 mm / 20 mm dia rigid PVC conduit pipe heavy duty with ISI mark including cost of all materials, specials, etc., all complete.
[12 empty] | 360 |  | 10 sqmm copper PVC insulated unsheathed single core cable | 80.65 | Rmt | 29034
[7 empty] | DATA - 16 |  |  |  |  | 90 |  | 25mm dia rigid PVC pipe heavy duty with ISI heavy duty with ISI mark | 30.9 | Rmt | 2781
[12 empty] | 3 |  | Cement | #REF! | Bag | #REF!
[7 empty] | WATER TIGHT BULK HEAD FITTING |  |  |  |  | 90 |  | 2.5 sqmm copper PVC insulated unsheathed single core cable for continuous earth connection | 22.85 | Rmt | 2056.5
[14 empty] | Labour charges |  |  | #REF!
[7 empty] | Supplying and fixing of water tight bulk head fittings with guard suitable for 60 / 100 watts including necessary connections, cost of materials, etc., All complete. | [6 empty] | Sundries |  |  | 28.5
[5 empty] | 1 | No | Bulk head fittings P-70 it-22 | 336 | No | 336 |  |  |  | Total for 90 Metres |  |  | #REF!
[7 empty] | Sundries |  |  | 4.29 |  |  |  | Rate for 1 Rmt |  |  | #REF!
[7 empty] | Labour charges |  |  | #REF!
[7 empty] | Total For 1 No |  |  | #REF! | #REF!
Labour Charges Data
[5 empty] | 2 | No | Wiremen Grade II | #REF! | No | #REF!
[5 empty] | 3 | No | Helper | #REF! | No | #REF!
[7 empty] | Total for 15 Nos |  |  | #REF!
[7 empty] | Rate for 1 No |  |  | #REF!
DATA - 17
16 AMPS DOUBLE POLE MAIN SWITCH ON TEAK WOOD BOARD TOP MES SERVICE CONNECTION / MOTOR PUMP( SINGLE PHASE ) SET
Supplying and fixing of 16 amps double pole main switch with fuse and neutral link on a suitable well varnished Teak wood board including necessary interconnections and cost of all materials, etc., all complete.
[5 empty] | 1 | No | 16 Amps double pole main switch with fuse and neutral link | 200 | No | 200
[5 empty] | 1 | No | TW board of size 31x20x6 cm with brass hinge screw hooks well varnished (as per PWD Elec. Data) | 81.35 | No | 81.35
[7 empty] | Sundries for TW plugs,screws, wire and earth connection etc., |  |  | 8.16
[7 empty] | Labour charges |  |  | #REF!
[7 empty] | Rate for 1 No |  |  | #REF! | #REF!
Labour charges
[5 empty] | 1 | No | Wiremen Grade I | #REF! | No | #REF!
[5 empty] | 2 | No | Helper | #REF! | No | #REF!
[7 empty] | Total for 4 Nos |  |  | #REF!
[7 empty] | Rate for 1 no |  |  | #REF!
DATA - 19
32 AMPS DOUBLE POLE MAIN SWITCH ON TEAK WOOD BOARD TOP MES SERVICE CONNECTION / MOTOR PUMP( SINGLE PHASE ) SET
Supplying and fixing of 32 amps double pole main switch with fuse and neutral link on a suitable well varnished Teak wood board including necessary interconnections and cost of all materials, etc., all complete.
[5 empty] | 1 | No | 32 Amps double pole main switch with fuse and neutral link | 455 | No | 455
[5 empty] | 1 | No | TW board of size 31x20x6 cm with brass hinge screw hooks well varnished | 81.35 | No | 81.35
[7 empty] | Sundries for TW plugs,screws, wire and earth connection etc., |  |  | 7.9
[7 empty] | Labour charges |  |  | #REF!
[7 empty] | Rate for 1 No |  |  | #REF! | #REF!
DATA - 18
Supply and fixing 4 way 250 volt single phase with neutral link metalic distribution board on suitable Teak wood board etc., all complete including connections.
[5 empty] | 1 | No | 4 way 16 amps, way 250 volts single phase and neutral link metalic distribution board p-74 7a | 539 | No | 539
[5 empty] | 1 | No | T.W board of size 31 x 20x 6 cm with well varnished | 81.35 | No | 81.35
[7 empty] | Sundries |  |  | 8.9
[7 empty] | Labour charges as per Data No 17 |  |  | #REF!
[7 empty] | Rate for Each |  |  | #REF! | #REF!
DATA - 19
16 AMPS TPIC ON TEAK WOOD BOARD FOR 3 PHASE MES SERVICE CONNECTION AND 3 PHASE MOTOR PUMPSETS
Supplying and fixing of 16 amps triple pole main switch with fuse and neutral link on a suitable well varnished teak wood board including necessary interconnection and earth connection cost of all materials, etc., all complete.
[5 empty] | 1 | No | 16 Amps triple pole main switch with fuse and neutral link | 480 | No | 480
[5 empty] | 1 | No | TW board of size 46 x31 x 6 cm with brass hinges hooks screws well varnished | 130 | No | 130
[7 empty] | Sundries screw TW plugs screws wire and earth connections. |  |  | 9.33
[7 empty] | Labour charges |  |  | #REF!
[7 empty] | Rate for Each |  |  | #REF! | #REF!
Labour charges
[5 empty] | 1 | No | Wiremen Grade I | #REF! | No | #REF!
[5 empty] | 2 | No | Helpers | #REF! | No | #REF!
[7 empty] | Labour for 3 Nos |  |  | #REF!
[7 empty] | Rate for 1 No |  |  | #REF!
DATA - 22
Supplying and fixing of 32 amps triple pole main switch with fuse and neutral link on a suitable well varnished teak wood board including necessary interconnection and earth connection cost of all materials, etc., all complete.
[5 empty] | 1 | No | 32 Amps triple pole main switch with fuse and neutral link | 800 | No | 800
[5 empty] | 1 | No | TW board of size 46 x31 x 6 cm with brass hinges hooks screws well varnished | 130 | No | 130
[7 empty] | Sundries screw TW plugs screws wire and earth connections. |  |  | 8.33
[7 empty] | Labour charges |  |  | #REF!
[7 empty] | Rate for Each |  |  | #REF! | #REF!
DATA - 20
THREE PHASE DISTRIBUTION BOARD WITH 4 WAY PHASE AND 3 AMPS/WAY FUSE AND NEUTRAL LINK FOR MES SERVICE CONNECTION ( 6 IN 1 BLOCKS )
Supplying and fixing of 1 No three phase distribution board with 4 way/ phase and 30 A/way with neutral link on a suitable well varnished teak wood plank including necessary interconnections and earth connections cost of all materials, etc., all complete.
[5 empty] | 1 | No | Three phase distribution board with 4 way/phase and 32 A / Way with fuse and neutral link. P-74 8d | 2690 | No | 2690
[5 empty] | 1 | No | TW plank of size 750 x 450 x 12 mm thick | 433.59 | No | 433.59
[7 empty] | Sundries such as screws plugs, cement, wire and earth connection. |  |  | 25.74
[7 empty] | Labour charges |  |  | #REF!
[7 empty] | Rate for Each |  |  | #REF! | #REF!
[7 empty] | TW plank of size 750 x 450 x 12 mm thick(99600+7460) | 107060 | 0.00405 | 433.59 |  | 88480 | 107060
DATA - 24
THREE PHASE DISTRIBUTION BOARD WITH 6 WAY PHASE AND 30 AMPS / WAY WITH FUSE AND NEUTRAL LINK ON SUITABLE TW PLANK TOP MES CONNECTION BOARD (FOR 12 IN 1 BLOCKS)
( For 12 flats common & pump )
[7 empty] | As per above data |  |  | #REF!
[5 empty] | 1 | No | Add for 6 way TPDB 32A/way | 3590 | No | 3590
[5 empty] | 1 | No | Less 4 way TPDB 32 A/way | 2690 | No | 2690
Sundries
[7 empty] | Rate for Each |  |  | #REF!
DATA - 22
FIXING OF TUBE LIGHT FITTINGS ON WALL / CEILING
Charges for assembling and fixing of flouresent tubular lamp fittings of different types ( supplied by the department at free of cost ) with necessary teak wood round block of 75 mm dia 40 mm deep on walls/ ceiling including cost of materials, etc., all complete.
[5 empty] | 2 | No | TW round block | 673 | 100 Nos | 13.46
[5 empty] | 2 | Rmt | 0.5 Sqmm copper twin core flex wire | 914.1 | 100 Rmts | 18.28
[7 empty] | sundries such as screws, nails etc., |  |  | 6.07
[7 empty] | Labour charges for assembling and fixing |  |  | #REF!
[7 empty] | Rate for Each |  |  | #REF!
Labour charges for 16 Nos
[5 empty] | 1 | No | Wiremen Grade I | #REF! | No | #REF!
[5 empty] | 2 | No | Wiremen Grade II | #REF! | No | #REF!
[5 empty] | 3 | No | Helpers | #REF! | No | #REF!
[7 empty] | Total for 16 Nos |  |  | #REF!
[7 empty] | Rate for 1 No |  |  | #REF!
DATA - 23
FIXING OF TUBE FITTINGS SUSPENDED FROM CEILING
Charges for assembling and fixing of flouresent tubular lampfittings of different types ( to be supplied by the departmental at free of cost ) with necessary heavy gauge conduit pipe with ball and socket arrangement on teak wood round block of 75 mm dia 40 mm deep suspended from ceiling etc., including cost of all materials, etc.,
[5 empty] | 1.5 | Rmt | Conduit pipe 19 mm (MS) (heavy gauge)p-81 Part-H 1-b | 34.7 | Rmt | 52.05
[5 empty] | 2 | No | Round block 75 mm dia 40 mm deep | 673 | 100 Nos | 13.46
[5 empty] | 2 | Rmt | 0.5 Sqmm copper twin core flex wire | 914.1 | Rmt | 18.28
[7 empty] | Sundries such as ball and socket arrangement, choke, nails, screws, etc., |  |  | 5.51
[7 empty] | Labour charges |  |  | #REF!
[7 empty] | Rate for Each |  |  | #REF!
Labour Charges
[5 empty] | 1 | No | Wiremen Grade I | #REF! | No | #REF!
[5 empty] | 2 | No | Wiremen Grade II | #REF! | No | #REF!
[5 empty] | 3 | No | Helpers | #REF! | No | #REF!
[7 empty] | Total for 10 Nos |  |  | #REF!
[7 empty] | Rate for 1 No |  |  | #REF!
DATA - 24
Charges for assembling and fixing of ceiling fan of different sweep ( to be supplied by the department at free of cost ) with necessary interconnection and fixing of fan regulator on the existing board, etc., all complete.
[5 empty] | 1 | Rmt | 0.5 Sqmm copper twin core flex wire | 914.1 | 100 tmt | 9.14
[7 empty] | Labour Charges |  |  | #REF!
[7 empty] | Sundries |  |  | 3.86
[7 empty] | Labour charges for 5 Nos | Rate for Each |  | #REF! | #REF!
[5 empty] | 1 | No | Wiremen Grade I | #REF! | No | #REF!
[5 empty] | 1 | No | Wiremen Grade II | #REF! | No | #REF!
[5 empty] | 2 | No | Helpers | #REF! | No | #REF!
[7 empty] | Total for 5 Nos |  |  | #REF!
[7 empty] | Rate for Each |  |  | #REF!
Part F
DATA - 25
EARTHING & ELCB
Run of 8 SWG GI Wire
Supplying and laying of 8 SWG GI wire on walls/below ground level with necessary 'U' nails/ earth work excavation and re- filling etc., including cost of all materials, all complete.
[5 empty] | 9.5 | Kg | 8 SWG GI wire (3 -c P-79) | 89.7 | Kg | 852.15
[5 empty] | 0.5 | Kg | 'U' nails (SD-74) | 24.75 |  | 12.38
[7 empty] | Labour |  |  | #REF!
[7 empty] | Sundries |  |  | 23.71
[7 empty] | Tatal for 90 Rmts |  |  | #REF!
[7 empty] | For 1 Rmt |  |  | #REF!
Labour charges
[5 empty] | 1 |  | Wiremen Grade I | #REF! | No | #REF!
[5 empty] | 1 |  | Helpers | #REF! | No | #REF!
#REF!
Note:This item 30 is to run earth wire from IS:3043 earthing item 32) to be Main switch/ Panel Board/ Machinary
DATA - 26
EARTHING STATION AS PER IS/3043.
Providing earthing satation using pipe electro as per IS 3043 using 40 mm dia 'B' class GI pipe strickly in accordance with IS3043 including cost of all materials
[5 empty] | 2.5 | Rmt | GI pipe 40 mm | 173.15 | Rmt | 432.88
[5 empty] | 1 | Rmt | GI pipe 20 mm | 104.8 | Rmt | 104.8
[5 empty] | 1 | Rmt | 15 mm GI pipe | 74.2 | Rmt | 74.2
[5 empty] | 1 | No | GI reducer 40x25mm | 55.3 | No | 55.3
[5 empty] | 1 | Set | Funnel, GI Nuts, Bolts,Washers and check nuts. | LS | Set | 15
[6 empty] | LS | Earth work excavation brick work in CM and plastering | LS | LS | 150
[5 empty] | 1 | No | C.I Cover(30 x 30cm) | 100 | No | 100
[5 empty] | 40 | Kg | Charcoal | 5.87 | Kg | 234.8
[5 empty] | 2 | No | GI bend 15 mm dia | 14.6 | No | 29.2
[5 empty] | 4 | No | 15 mm GI coupling | 14.6 | No | 58.4
[5 empty] | 10 | Kg | Salt | 4.5 | Kg | 45
[7 empty] | Sundries |  |  | 9.42
[7 empty] | Labour charges |  |  | #REF!
[7 empty] | Rate for Each |  |  | #REF! | #REF!
Labour charges
[5 empty] | 1 | No | Wiremen Grade I | #REF! | No | #REF!
[5 empty] | 1 | No | Helpers | #REF! | No | #REF!
#REF!
DATA - 30
ELCB SURFACE TEAK WOOD BOARD
Charges for fixing single phase RCCB/ELCB ( to be supplied by the department free of cost ) on suitable well varnished teak wood plank with a necessary inter connection and earth connections using copper cable including cost of all materials, etc., all complete.
[5 empty] | 1 | No | TW plank 200 x 150 x 20 mm | 64.24 | Each | 64.24
[7 empty] | Sundries such as TW plugs, screws, cement, PVC insulated unsheathed copper wires and earth connections. |  | LS | 13.56
[7 empty] | Labour Charges |  |  | #REF!
[7 empty] | Rate for Each |  |  | #REF!
[7 empty] | TW Plank | 107060 | 0.0006 | 64.24
Labour Charges
[5 empty] | 1 | No | Wire men Grade I | #REF! | Each | #REF!
[5 empty] | 3 | No | Wiremen Grade II | #REF! | Each | #REF!
[7 empty] | Total for 10 units |  |  | #REF!
[7 empty] | Rate for 1 unit |  |  | #REF!
DATA - 28
Charges for fixing single phase RCCB/ELCB ( to be supplied by the department at free of cost ) on fully concealed suitable 12" PVC Electrical Box (300mm) with a necessary inter connection and earth connections using copper cable including cost of all materials, re- doing the disturbed portion etc., all complete.
[5 empty] | 1 | No | 12" PVC Electrical Box (300mm) | 110 | No | 110
[7 empty] | Sundries such as cement, 1.5Sqmm copper PVC insulated unsheathed wire & earth connections etc., all complete. |  |  | 22.75
[7 empty] | Labour charges |  |  | #REF!
[7 empty] | Rate for Each |  |  | #REF! | #REF!
Labour Charges
[5 empty] | 1 |  | Wiremen Grade I | #REF! | No | #REF!
[5 empty] | 3 |  | Wiremen Grade II | #REF! | No | #REF!
[5 empty] | 1 |  | Helper | #REF! | No | #REF!
[5 empty] | 0.5 |  | Mason I | #REF! | No | #REF!
[7 empty] | Total for 10 Nos |  |  | #REF!
[7 empty] | For 1 No |  |  | #REF!
DATA - 29
ELCB ( 3 PHASE ) on surface teak wood plank
Charges for fixing three phase RCCB/ ELCB ( to be supplied by the department to free of cost ) on suitable well varnished teak wood plank on the wall s ( Surface ) with necessary inter connecteion and earth connections using copper cable including cost of all materials, etc., all complete.
[5 empty] | 1 | No | TW plank 300 x 200 x 20 mm | 128.47 | Each | 128.47
[5 empty] | LS | LS | Sundries such as cement, 4.0 Sqmm copper PVC insulated unsheathed wire & earth connections etc., all complete. | LS | LS | 40.33
[7 empty] | Labour Charges |  |  | #REF!
[7 empty] | Rate for Each |  |  | #REF!
[7 empty] | TW plank 300 x 200 x 20 mm | 107060 | 0.0012 | 128.47
DATA - 30
ELCB (3 phase ) inconcealed MS Box
Charges for fixing Three phase RCCB/ELCB ( to be supplied by the department at free of cost ) on fully concealed suitable 12" PVC Electrical Box (300mm)with a necessary inter connection and earth connections using copper cable including cost of all materials, re- doing the disturbed portion etc., all complete.
[5 empty] | 1 | No | 12" PVC Electrical Box (300mm) | 110 | No | 110
[7 empty] | Sundries such as cement, 1.5Sqmm copper PVC insulated unsheathed wire & earth connections etc., all complete. |  |  | 35.75
[7 empty] | Labour charges |  |  | #REF!
[7 empty] | Rate for Each |  |  | #REF! | #REF!
DATA - 31
Supplying and delivery of Single phase ELCB/RCCB
[5 empty] | 1 | No | 25 Amps rating single phase ELCB with 10 to 25 MA sensitivity (ISI make ) (DP) | 1770 | No | 1770
DATA - 32
Supplying and delivery of Three phase ELCB/RCCB
[5 empty] | 1 | No | 32 Amps rating Three phase ELCB with 20 to 30 MA sensitivity | 2180 | No | 2180
DATA - 33
1 no of 32 amps Fuse unit
External Installation
[7 empty] | Supplying and fixing 1 No 30 Amps 500 volts grade/well porcelin fuse unit on suitable teak wood plank to be fixed on the top of the pole / EB street poles with necessary clamps and including cost of materials etc., all complete. |  |  |  | 63 Amps 500 V fuse units | 16 Amps 500 V fuse units | 100 Amps 500 V fuse units | 200 Amps 500 V fuse units
[5 empty] | 1 | No | 32 Amps 500 V fuse units | 99 | No | 99 | 222 | 56 | 399 | 646
[5 empty] | 1 | No | TW plank 150 x 100 x 20 mm | 32.12 | No | 32.12 | 32.12 | 32.12 | 32.12 | 32.12
[7 empty] | Labour charges |  |  | #REF! | #REF! | #REF! | #REF! | #REF!
[7 empty] | Sundries such as MS clamps screws etc., | LS |  | 5.63 | 5.63 | 5.63 | 5.63 | 5.63
[7 empty] | Rate for Each |  |  | #REF! | #REF! | #REF! | #REF! | #REF!
[7 empty] | TW plank 150 x 100 x 20 | 107060 | 0.0003 | 32.12
Labour Charges
[5 empty] | 1 | No | Wiremen Grade I | #REF! | No | #REF!
[5 empty] | 1 | No | Wiremen Grade II | #REF! | No | #REF!
[5 empty] | 3 | No | Helper | #REF! | No | #REF!
[7 empty] | Total for 8 Nos |  |  | #REF!
[7 empty] | Rate for 1 No |  |  | #REF!
DATA - 34
3 Nos of Fuse units at EB pole
[7 empty] | Supplying and fixing 3 No 32 Amps 500 volts grade/ well porcelin fuse unit on suitable teak wood plank to be fixed on the top of the pole / EB street poles with necessary clamps and including cost of materials etc., all complete. |  |  |  | 63 AMPS
[5 empty] | 3 | No | 32 Amps 500 V fuse units | 99 | Each | 297 | 666
[5 empty] | 1 | No | TW plank 200 x 150 x 20 mm | 64.24 | No | 64.24 | 64.24
[7 empty] | Labour charges |  |  | #REF! | #REF!
[7 empty] | Sundries such as MS clamps screws etc., | LS |  | 9.26 | 9.26
[7 empty] | Rate for Each |  |  | #REF! | #REF!
[7 empty] | TW plank 200 x 150 x 20 mm | 107060 | 0.0006 | 64.24
Labour Charges
[5 empty] | 1 | No | Wiremen Grade I | #REF! | No | #REF!
[5 empty] | 1 | No | Wiremen Grade II | #REF! | No | #REF!
[5 empty] | 4 | No | Helper | #REF! | No | #REF!
[7 empty] | Total for 8 Nos |  |  | #REF!
[7 empty] | Rate for 1 no |  |  | #REF!
DATA - 35
EB service connection Board for single phase
Supplying and fixing 1 No of 375 x 300 x 20 m thick TW plank well varnished with 1 No 15 amps 250 volts fuse unit and 1 No of copper earth plate of suitable size bolts and nuta on walls for EB service connections including cost of all materials, etc., all complete.
[5 empty] | 1 | No | 16 Amps 250 Volts fuse unit | 56 | No | 56
[5 empty] | 1 | No | TW plank 375 x 300 x 20 mm | 240.89 | No | 240.89
[5 empty] | 1 | No | Earth plate ( copper ) with bolts & nuts. | 25 | LR | 25
[7 empty] | Labour Charges |  |  | #REF!
[7 empty] | Sundries such as TW plugs screws, etc., |  |  | 8.36
[7 empty] | Rate for Each |  |  | #REF!
[7 empty] | TW plank 375 x 300 x 20 mm | 107060 | 0.00225 | 240.89
Labour charges
[5 empty] | 1 | No | Wiremen Grade I | #REF! | No | #REF!
[5 empty] | 2 | No | Helper | #REF! | No | #REF!
[7 empty] | Total for 4 Nos |  |  | #REF!
[7 empty] | Rate for 1 No |  |  | #REF!
DATA
Supplying and fixing of Single phase ELCB
[5 empty] | 1 | No | Single phase ELCB (ISI 25 Amps 30 MA) | 1770 | No | 1770
[5 empty] | 3 | No | 3 No of 30 amps MCB | 150 | No | 450
[7 empty] | Labour charges ( as per data No:28) |  |  | #REF!
[7 empty] | Sundries |  |  | 0
[7 empty] | Rate for Single phase ELCB |  |  | #REF!
DATA
Supplying and fixing of Three phase ELCB
[5 empty] | 1 | No | Three phase ELCB | 2180 | No | 2180
[5 empty] | 3 | No | 3 No of 30 amps MCB | 150 | No | 450
[7 empty] | Labour charges ( as per data No:30) |  |  | #REF!
Sundries
[7 empty] | Rate for Three phase ELCB |  |  | #REF!
DATA - 36
EB service connection Board for Three phase
Supplying and fixing 1 No of 450 x 375 x 20 m thick TW plank well varnished with 3 No 30 amps 500 volts fuse unit and 1 No of copper earth plate of suitable size bolts and nuta on walls for EB service connections including cost of all materials, etc., all complete.
[5 empty] | 3 | No | 32 Amps 500 Volts fuse unit | 99 | No | 297
[5 empty] | 1 | No | TW plank 450 x 375 x 20 mm | 361.33 | No | 361.33
[5 empty] | 1 | No | Earth plate ( copper ) with bolts & nuts. | 25 | LR | 25
[7 empty] | Labour Charges |  |  | #REF!
[7 empty] | Sundries such as TW plugs screws, etc., |  |  | 5
[7 empty] | Rate for Each |  |  | #REF! | #REF!
[7 empty] | TW plank 450 x 375 x 20 mm | 107060 | 0.003375 | 361.33
Labour charges
[5 empty] | 1 | No | Wiremen Grade I | #REF! | No | #REF!
[5 empty] | 2 | No | Helper | #REF! | No | #REF!
[7 empty] | Total for 3 Nos |  |  | #REF!
[7 empty] | Rate for 1 No |  |  | #REF!
DATA - 37
[7 empty] | 2 x 4 Sqmm Copper PVC insulated unsheathed single core 1 KV grade cable for EB service single phase. | [6 empty] | 2 x 2.5 Sqmm Copper PVC insulated unsheathed single core 1 KV grade cable for EB service single phase.
[5 empty] | 180 | Rmt | 4 Sqmm copper PVC insulated unsheathed single core cable | 36.25 | Rmt | 6525 |  | 180 | Rmt | 2.5 Sqmm copper PVC insulated unsheathed single core cable | 22.85 | Rmt | 4113
[5 empty] | 4 | Kg | 7/20 GI stay wire | 89.7 | Kg | 358.8 |  | 4 | Kg | 7/20 GI stay wire | 89.7 | Kg | 358.8
[5 empty] | 180 | Each | PVC reel insulater | 0.56 | Each | 100.8 |  | 180 | Each | PVC reel insulater | 0.56 | Each | 100.8
[5 empty] | 1 | Kg | GI wire for fixing reel insulater | 89.7 | Kg | 89.7 |  | 1 | Kg | GI wire for fixing reel insulater | 89.7 | Kg | 89.7
[7 empty] | Labour charges |  |  | #REF! |  |  |  | Labour charges |  |  | #REF!
[7 empty] | Sundries for masonry works clamps bolts and nuts etc., |  |  | 39.7 | 26.5 |  |  | Sundries for masonry works clamps bolts and nuts etc., |  |  | 30.7
[7 empty] | Total for 90 Rmt |  |  | #REF! |  |  |  | Total for 90 Rmt |  |  | 30.7
[7 empty] | Rate for 1 Rmt |  |  | #REF! |  |  |  | Rate for 1 Rmt |  |  | 0.34
[7 empty] | Labour charges |  |  |  | #REF! |  |  | Labour charges
[5 empty] | 1 | No | Electrician Maistry | #REF! | No | #REF! |  | 1 | No | Electrician Maistry | #REF! | No | #REF!
[5 empty] | 2 | No | Wiremen Grade I | #REF! | No | #REF! |  | 2 | No | Wiremen Grade I | #REF! | No | #REF!
[5 empty] | 2 | No | Wiremen Grade II | #REF! | No | #REF! |  | 2 | No | Wiremen Grade II | #REF! | No | #REF!
[5 empty] | 3 | No | Helper | #REF! | No | #REF! |  | 3 | No | Helper | #REF! | No | #REF!
[10 empty] | #REF! | [6 empty] | #REF!
DATA - 38
SUPPLY OF GI PIPES FOR EB SERVICE ( SINGLE PHASE )
Supply of 25 mm dia GI pipe "B"class ( for the above Data ) for passing through from top of Houses to the MES Board to meet the EB requirement.
[5 empty] | 1 | Rmt | GI pipe of 25 mm dia | 136 | Rmt | 136
[7 empty] | Sundries |  |  | 1
[7 empty] | Rate Each Rmt |  |  | 137
DATA - 39
Supply of MS angle for EB service ( single phase )
Supply of MS angles 40 x 40 x 6 mm for above data to support the above GI pipe and fixing the GI stay wire service connection wires for above data
[5 empty] | 1 | Rmt | 40 x 40 x 6 mm MS angle | 51.4 | KG | 167.05
[5 empty] | 3.25 | (3.25 Kg)
[7 empty] | Sundries |  |  | 1.95
[7 empty] | For 1 Rmt |  |  | 169 | 0
DATA - 40
4 x 4 Sq mm copper PVC insulated unsheathed single core cable for 3 phase EB service connection
Run of 4 wires of 4 Sqmm copper PVC insulated unsheathed single cosre/ 1.1 KV grade cable with one run of 7/20 GI stay wire suspended with porcelin reel insulater at 1.0 m C/C for support of phase and neautral cable from the top of street pole to the houses/blocks including all materials, etc., all complatet for EB service connections, including labour charges for fixing GI wires and MS angles
[5 empty] | 360 | Rmt | 4 Sqmm copper PVC insulated unsheathed single core cable | 36.25 | Rmt | 13050
[5 empty] | 4 | Kg | 7/20 GI stay wire | 89.7 | Kg | 358.8
[5 empty] | 360 | Each | PVC reel insulater | 0.56 | Each | 201.6
[5 empty] | 1.5 | Kg | GI wire for fixing reel insulater | 89.7 | Kg | 134.55
[7 empty] | Labour charges 1.5 times dataNo 42 |  |  | #REF!
[7 empty] | Sundries for masonry works clamps bolts and nuts etc., |  |  | 40.05
[7 empty] | Total for 90 Rmt |  |  | #REF!
[7 empty] | Rate for 1 Rmt |  |  | #REF!
DATA - 41
SUPPLY OF GI PIPES FOR EB SERVICE ( THREE PHASE )
Supply of 40 mm dia GI pipe "B"class ( for the above Data ) for passing through from top of Houses to the MES Board to meet the EB requirement.
[5 empty] | 1 | Rmt | GI pipe of 40 mm dia | 173.15 | Rmt | 173.15
[7 empty] | Sundries |  |  | 0.85
[7 empty] | Rate Each Rmt |  |  | 174
DATA - 42
Supply of MS angle for EB service ( single phase )
Supply of MS angles 40 x 40 x 6 mm for above data to support the above GI pipe and fixing the GI stay wire service connection wires for above data
[5 empty] | 1 | Rmt | 40 x 40 x 6 mm MS angle | 51.4 | KG | 167.05
[5 empty] | 3.25 | (3.25 Kg)
[7 empty] | Sundries |  |  | 1.95
[7 empty] | For 1 Rmt |  |  | 169
Laying of U.G. Cable below Ground Level
Charges for conveying and layind=g of U.G.Cable below ground level including earth work excavation and refilling and providing sand cushion, brick layer protection, etc., all complete for UG cable of sizes 4 to 25 mm and 2'/3/31/2/4 core
[5 empty] | 30.42 | Cum | Earth work excavation and refilling(61.10+61.10+(21.40/3) | 129.33 | Cum | 3934.22 |  |  |  | 0
[5 empty] | 6.1 | Cum | Sand | 176.4 | Cum | 1076.04
[5 empty] | 750 | No | Bricks p15/ 5a | 5205 | 1000 Nos | 3903.75
[7 empty] | Labour charges |  |  | #REF!
[7 empty] | Sundries |  |  | 44.99
[7 empty] | Total for 90 Rmt |  |  | #REF!
[7 empty] | Rate for 1 Rmt |  |  | #REF!
Labour Charges
[5 empty] | 1 | No | Electrician Maistry | #REF! | No | #REF!
[5 empty] | 1 | No | Wiremen Grade I | #REF! | No | #REF!
[5 empty] | 4 | No | Helper | #REF! | No | #REF!
#REF!
DATA - 44
Fixing of UG cables on Walls / Ceiling
Charges for conveying and fixing of UG cables of sizes 4 to 25 Sqmm of 2, 3,3.5 and 4 core with necessary MS clamps, brass screws including cost of all materials redoing the dismantled portion, etc., all complete.
[5 empty] | 1 | Gross | M.S. Clamps/ Saddles 32mm It-III d p-77 | 72.9 | Gross | 72.9
[5 empty] | 300 | No | Brass screws ( 40 mm x 6 no) | 84.1 | Gross | 175.21
[5 empty] | 300 | No | TW plugs | 347 | 1000 Nos | 104.1
[7 empty] | Sundries for redoing on dismantled portion,etc., |  |  | 34.79
[7 empty] | Labour charges |  |  | #REF!
[7 empty] | Total for 90 Rmts |  |  | #REF!
[7 empty] | For 1 Rmt |  |  | #REF!
Labour charges
[5 empty] | 1 | No | Mason Ist class | #REF! | No | #REF!
[5 empty] | 2 | No | Wiremen Grade I | #REF! | No | #REF!
[5 empty] | 3 | No | Wiremen Grade II | #REF! | No | #REF!
[5 empty] | 4 | No | Helper | #REF! | No | #REF!
[7 empty] | Total for 1 day |  |  | #REF!
[7 empty] | For 2 day |  |  | #REF!
DATA - 46
Specification for MV/SV lamp street light fittings
Supply and delivery of integral HP sodium/Mercury of aluminium sheet deep drawn, treated, prewired stove enamelled painting and inside brightended and anodised for optimum reflection and die cast aluminium control gear near compartments complete with all accessories like copper wire, round ballast,capacitor, ignitor,connection box etc., and all pre wired upto terminal block porcelin lamp holder and acrylic cover with rubber gas for effective protection from water entry all complete suitable for 150/200 watts HP SV/ MV lamp.
Specification for Flurescent Tubular lamp street light fittings
Supply and delivery of Single/ twin flurescent tubular lamp street light fittings complete with heavy gauge aluminium sheet fabricated canopy, treated premered and painted with stove enamelled CRCA sheet steel control gear cum reflection tray duly finished glossy white for optimum reflection with clear ribbed acrylic bowl fixed aluminium frame with gasket lining secured to canopy by means of hinges on one side and toggle catches on the other side for effective pritection against dust and water entry, all prewired upto the terminal block complete with all accessories, such as copper wire round ballast capacitor, starter etc., with side entry mounting confirming to IS
[7 empty] | Fittings | 125 WMV | 250 WMV | 150 WSV | 250 WSV
[7 empty] | Fittings | 3650 | 3650 | 3500 | 3550
[7 empty] | MV/SV lamps | 204 | 498 | 673 | 785
[7 empty] | Total Rs | 3854 | 4148 | 4173 | 4335
DATA - 48
Fixing of Tube light street light fitting
[7 empty] | Charges for fixing flurescent tubular lamp street light fittings ( all types) in the existing street poles with a required GI pipes 'B' class and accessories ( street light fittings alone will be supplied departmentally at free of cost ). |  |  |  |  | Supply and Fixing of 36 W CFL street light fitting
Charges for fixing 36 W CFL lamp street light fittings ( all types) in the existing street pole/wall with required GI pipe 'B' class and accessories
[5 empty] | 2 | Rmt | 20 mm dia GI 'B' class pipe | 104.8 | Rmt | 209.6
[5 empty] | 2 | pair | Back lamp with bolts & nuts | 35 | pair | 70 |  | 1.5 | Rmt | 25 mm dia GI 'B' class pipe | 136 | Rmt | 204
[5 empty] | 1 | No | 16 Amps 500 v fuse unit | 56 | Each | 56 |  | 2 | pair | Back lamp with bolts & nuts | 35 | pair | 70
[5 empty] | 1 | No | TW plank for fixing the fuse unit 150 x 100 x 20 mm | 32.12 | Each | 32.12
[5 empty] | 8 | Rmt | 2.5 Sqmm PVC insulated unsheathed copper cable | 22.85 | 90 Rmt | 182.8
[5 empty] | 1 | No | Labour charges for fixing the street light fitting with the required accessories in the E.B pole including connection etc., complete. |  |  | #REF! |  | 8 | Rmt | 2.5 Sqmm PVC insulated unsheathed copper cable | 22.85 | 90 Rmt | 182.8
[7 empty] | Sundries for painting the GI pipes, MS clamps, screws, etc., complete in all respects. | LS |  | 15.15 |  | 1 | No | Labour charges for fixing the street light fitting with the required accessories in the E.B pole including connection etc., complete. | 881.67 | Each | 881.67
[7 empty] | Rate for Each |  |  | #REF! |  |  |  | Sundries for painting the GI pipes, MS clamps, screws, etc., complete in all respects. | LS |  | 15.73
[14 empty] | Rate for Each |  |  | 1354.2
Labour charges for 3 Nos
[5 empty] | 1 | No | Electrician Maistry | #REF! | No | #REF! |  |  |  | Labour charges for 3 Nos
[5 empty] | 1 | No | Wiremen Grade I | #REF! | No | #REF! |  | 1 | No | Electrician Maistry | 471 | No | 471
[5 empty] | 2 | No | Wiremen Grade II | #REF! | No | #REF! |  | 1 | No | Wiremen Grade I | 432 | No | 432
[5 empty] | 3 | No | Helper | #REF! | No | #REF! |  | 2 | No | Wiremen Grade II | 409 | No | 818
[7 empty] | Total for 3 Nos |  |  | #REF! |  | 3 | No | Helper | 308 | No | 924
[7 empty] | Rate for 1 No |  |  | #REF! |  |  |  | Total for 3 Nos |  |  | 2645
[7 empty] | TW plank if 150 x 100 x 20 mm | 107060 | 0.0003 | 32.12 |  |  |  | Rate for 1 No |  |  | 881.67
DATA
DATA
Street light Fittings (single)
36 W CFL Street light Fittings (single)
[5 empty] | 1 | No | Tube light fittings | 754 | No | 754
[5 empty] | 1 | No | Tubular lamp | 42.3 | No | 42.3 |  | 1 | No | CFL Tube light fittings with Lamp | 1717.5 | No | 1717.5
[5 empty] | 1 | No | Labour charges | #REF! | No | #REF! |  | 1 | No | Labour charges | 1354.2 | No | 1354.2
[7 empty] | Sundries |  |  | 2.7 |  |  |  | Sundries |  |  | 0.5
[7 empty] | Rate for Each |  |  | #REF! |  |  |  | Rate for Each |  |  | 3072.2
DATA - 47
Charges for fixing Mercury, Sodium Vapour lamp street light fittings ( all types ) in the existing pole with required GI pipes 'B' class and accessories ( Street light fittings alone will be supplied departmentally at free of cost ).
[5 empty] | 1.5 | Rmt | 50 mm dia GI pipe 'B' class | 222.6 | Rmt | 333.9
[5 empty] | 2 | Pair | Back clamps with bolts and nuts | 35 | Pair | 70
[5 empty] | 1 | No | 15 Amps 500 V fuse unit | 56 | No | 56
[5 empty] | 1 | No | TW plank for fixing the fuse unit of 150 x 100 x 20 mm | 32.12 | No | 32.12
[5 empty] | 8 | Rmt | 2.5 Sqmm PVC insulated unsheathed copper cable | 22.85 | 90 Rmt | 182.8
[7 empty] | Labour charges for fixing the street light fitting with the required accessories in the E.B pole including connection etc., complete. |  |  | #REF!
[7 empty] | Sundries for painting the GI pipes, MS clamps, screws, etc., complete in all respects. |  | LS | 11.85
[7 empty] | Rate for Each |  |  | #REF!
DATA - 48
Street light service connection
Supplying and fixing of 2 Nos ( two ) of MS box of size not less than 600 x 225, 16 g with door and lock and key arrangements for obtaining EB service connection for street lights with one box comprising off 1 No 30 Amps 500 V fuse units, 1 No copper earth plate with required brass bolts and nuts with washers on a suitable size TE plank of 20 mm thick for fixing EB meter and other box comprising of 1 No 32 Amps DPIC, 1 No 40 Amps, single pole MCB isolator with connections. MS sheet steel enclousures, for controlling the street lights on suitable size TW plank of 20 mm thick and including necessary bolts and nuts in the TNEB pole with washers and run of 4 wires of 4 Sqmm copper PVC insulated unsheathed single core / cable in 20 mm dia 'B' grade class GI pipes with ISI mark with necessary MS clamp with bolts and nuts with washers from the top of E.B street pole to the MS box and including painting of MS box and GI pipes, inter connections and including cost is all materials and labour, to meet the requirement of TNEB and as directed by the department officers.
For TNEB Meter
[5 empty] | 1 | No | MS box 300 x 200 x 100mm with door and lock and key arrangements with necessary MS clamps to bolts & nuts with washers. P70 | 336 | No | 336
[5 empty] | 1 | No | TW plank 600 x 225 x 20 mm | 289.06 | No | 289.06
[5 empty] | 1 | No | 30 Amps 500 v fuse units | 99 | No | 99
[5 empty] | 1 | No | Earth plate with brass bolts & nuts with washers | 25 | No | 25
[5 empty] | 5 | Rmt | 20 mm dia 'B' class GI pipe | 104.8 | Rmt | 524
[5 empty] | 20 | Rmt | 4 Sqmm copper PVC insulated unsheathed single core cable | 36.25 | Rmt | 725
For control Gear
[5 empty] | 1 | No | M.S box 600 x 225 mm with door and lock and key arrangement and MS clamp with bolts & nuts with washers. | 336 | No | 336
[5 empty] | 1 | No | 32 A DPIC switch | 902 | No | 902
[5 empty] | 1 | No | 40 A single pole MCB isolator | 93.5 | No | 93.5
[5 empty] | 1 | No | MS enclousure for MCB | 89.6 | No | 89.6
[5 empty] | 1 | No | TW plank 600 x 225 x 20 mm | 289.06 | No | 289.06
|  |  | 0.0027 |  |  |  | Labour charges as per data no: 48 |  |  | #REF!
[7 empty] | Sundries such as MS clamps with bolts & nuts with washers for fixing GI pipe to EB pole painting etc., |  |  | 8.45
[7 empty] | Rate for Each |  |  | #REF! |  | #REF!
[7 empty] | TW plank 300 x 200 x 20 mm | 107060 | 0.0027 | 289.06
DATA - 49
SUPPLYING AND FIXING OF 20MM DIA PVC PIPE FOR TV/TELEPHONE LINE
================================================
[5 empty] | 90 | Mtr | PVC RIGID CONDUIT PIPE 19M/20MM HEAVY DUTY WITH ISI | #REF! | Mtr | #REF!
[5 empty] | 0.15 | MT | CEMENT | 6850 | MT | 1027.5
[5 empty] | 1 | NO | WIREMAN GR-I | #REF! | NO | #REF!
[5 empty] | 2 | NO | MASON II | #REF! | NO | #REF!
[5 empty] | 4 | NO | HELPER | #REF! | NO | #REF!
[7 empty] | SUNDRIES FOR PVC SPECIALS & FISH WIRE ETC., |  |  | 21.5
[7 empty] | TOTAL FOR 90RMT |  |  | #REF!
[7 empty] | RATE PER RMT |  |  | #REF! | 5463
#REF!
25 mm dia PVC pipe Heavy duty with ISI mark
[7 empty] | Rate as per Above |  |  | #REF!
[5 empty] | 1 | Rmt | Deduct cost of 20 m dia PVC pipe | #REF! | Rmt | #REF!
[5 empty] | 1 | Rmt | Add cost of 25 mm dia PVC pipe heavy duty | 30.9 | Rmt | 30.9
#REF!
DATA - 50
TV/Telephone line junction
[5 empty] | 1 | No | TW board 8"x6"x 3" | 44.8 | No | 44.8
[5 empty] | 0.015 | Sqm | Hylem sheet | #REF! | Sqm | #REF!
[7 empty] | Labour charges for fixing including necessary materials |  | LS | 4.92
[7 empty] | Rate for Each |  |  | #REF!
DATA - 51
Supplying and concealing TV/Telephone socket with top pin with suitable TW box fully concealed and covered with 3 mm thick Hylem sheet etc., all complete.
[5 empty] | 1 | No | TW box 4" x4"x3" | 16.7 | No | 16.7
[5 empty] | 0.01 | Sqmm | Hylem sheet | #REF! | Sqm | #REF!
[5 empty] | 1 | No | TV/Telephone socket | 24 | No | 24
[7 empty] | Labour charges including fixing etc., all complete. | LS |  | 6.45
[7 empty] | Rate for each |  |  | #REF! |  | #REF!
DATA - 52
Supply and erection of Tubular lamp, using 65 mm dia GI pipe 'B' class pipe with ISI mark of 6 mt length and 20 mm dia GI pipe 'B' class upto 2 mt with necessary reducer couplings and pipe firmly fixed with MS plate of 45 cm x 45 cm x 6 mm thick at the bottom and MS box with 8" x 6" with locking arrangements fixed with lamp post for providing looping in and loopin out connection to the street light fittings and supply and fixing of 15 Amps fuse unit and 15 Amps copper neautral link plate with brass bolts & nuts including concreting using C.C 1:2:4 using 20 mm HBSJ for 1.2 mt below Ground level and 0.3 mt above Ground level and a diameter of 45 cm with necessary earthing civil loop including labour charges for fixing the street light fittings. Earth work excavation, 2 coats of painting over 1 coat of Anti corrosion painting, welding inter connection using 1.5 sqmm copper cable etc., all complete and as directed by the departmental officers.
[5 empty] | 6 | Rmt | 65 mm dia GI pipe ' B' class | 259.7 | Rmt | 1558.2
[5 empty] | 2 | Rmt | 20 mm dia GI pipe ' B' class | 104.8 | Rmt | 209.6
[5 empty] | 1 | No | Base plate 45 cm x45 cm x 6mm thick | 130 | No | 130
[5 empty] | 1 | No | MS box 8" x 6" with cover | 111 | No | 111
[5 empty] | 0.238 | Cum | conrete 1:2:4 using 20 mm HBSJ ( 0.45 x 1.5 mt) | 4900 | Cum | 1166.2
[6 empty] | LS | Transportation charges welding GI reducer all incidential charges, painting etc., all complete. | LS |  | 226.3
[5 empty] | 1 | No | 1 No fuse unit 15 A 230 V and on suitable TW plank ( to house it is MS box 8" x 6") with 1 No copper neutral link with brass bolts & nuts with Washers (11+28+21) | LS |  | 64.3 | 74.2
[5 empty] | 8 | Rmt | 1.50 Sqmm copper PVC insulated unsheathed single core cable. | #REF! |  | #REF!
[7 empty] | Labour charges |  |  | #REF!
[7 empty] | Rate for Each |  |  | #REF! |  | #REF!
Labour Charges
[5 empty] | 0.5 | No | Wiremen Grade I | #REF! | No | #REF!
[5 empty] | 2 | No | Wiremen Grade II | #REF! | No | #REF!
[5 empty] | 2 | No | Helper | #REF! | No | #REF!
#REF!
DATA - 56
Exhaust fan of 300 mm dia ( 12 ") sweep
[5 empty] | 1 | No | Exhaust fan of 300 mm dia | 1420 | No | 1420
[7 empty] | Provision of hole in the wall and making good of the wall SD 114 | 179.1 | No | 179.1
[7 empty] | Clamp fixing by cheche screws bolts and nuts including connections |  |  | 18.97
[7 empty] | Add 1 % sundries |  | 1618.07 | 16.18
[7 empty] | Labour charges for fixing |  |  | #REF!
[7 empty] | Rate for each |  |  | #REF! |  | #REF!
Labour charges
[5 empty] | 1 | No | Wiremen Grade I | #REF! | No | #REF!
[5 empty] | 2 | No | Helper | #REF! | No | #REF!
[7 empty] | For 4 Nos |  |  | #REF!
[7 empty] | Rate for 1 No |  |  | #REF!
DATA - 57
Exhaust fan of 225 mm dia ( 9 ") sweep
[7 empty] | Exhaust fan of 225 mm dia | 1240 | No | 1240
[7 empty] | Provision of hole in the wall and making good of the wall | 179.1 | No | 179.1
[7 empty] | Clamp fixing by cheche screws bolts and nuts including connections |  |  | 18.97
[7 empty] | Add 1 % sundries |  |  | 16.18
[7 empty] | Labour charges for fixing |  |  | #REF!
[7 empty] | Rate for each |  |  | #REF!
Supply of ceiling fan 1200mm
[5 empty] | 1 | No | 1200mm A.C ceiling fan (without regulator) | 1340 | No | 1340
[5 empty] | 1 | No | Cost of electronic regulator | 182 | No | 182
[7 empty] | Rate for each |  |  | 1522
[7 empty] | Tube light - Box type(36W) | [5 empty] | Tube light - Box type(40W)
[5 empty] | 1 | No | 4' tube light fitting with \electronic ballast | 404 | No | 404 | 1 | No |  | 4' tube light fitting with \electronic ballast | 529 | No | 529
[5 empty] | 1 | No | slim tube light 36 w | 41.3 | No | 41.3 | 1 | No |  | slim tube light 40 w | 42.3 | No | 42.3
[7 empty] | Labour charges (as per Data 22 ) |  |  | #REF! |  |  |  | Labour charges (as per Data 22 ) |  |  | #REF!
[7 empty] | Sundries |  |  | 0.7 |  |  |  | Sundries |  |  | 0.7
[7 empty] | Rate for each |  |  | #REF! |  |  |  | Rate for each |  |  | #REF!
[7 empty] | Tube light - Patty type(36W) | [6 empty] | Tube light - Patty type
[5 empty] | 1 | No | 4' tube light fitting with \electronic ballast | 322 | No | 322 | 1 | No |  | 4' tube light fitting with \electronic ballast | 360 | No | 360
[5 empty] | 1 | No | slim tube light 36 w | 41.3 | No | 41.3 | 1 | No |  | slim tube light 40 w | 42.3 | No | 42.3
[7 empty] | Labour charges (as per Data 22 ) |  |  | #REF! |  |  |  | Labour charges (as per Data 22 ) |  |  | #REF!
[7 empty] | Sundries |  |  | 0.7 |  |  |  | Sundries |  |  | 0.7
[7 empty] | Rate for each |  |  | #REF! |  |  |  | Rate for each |  |  | #REF!
OPEN WIRING IN PVC PIPE
Open wiring for Light point with ceiling rose for flats/ houses
Wirng with 1.5 sqmm copper PVC insulated unsheathed single core 1.1 KV grade cable with continuous earth by means of 1.5 sqmm copper PVC insulated unsheathed single core 1.1 KV grade cable confirming to IS 694 / 1980 with ISI mark in PVC rigid conduit pipe heavy duty with ISI mark with suitable size MS box of 16g thick concealed and covered with 3mm thick laminated hylem sheet for LIGHT POINT WITH CEILING ROSE controlled by 5 amps flush type switch including citcuit mains, cost of all materials, specials, etc., all complete,(Open wiring)
[5 empty] | 90 | Rmt | 1.5 sqmm copper PVC insulated unsheathed single core cable | #REF! | Rmt | #REF!
[5 empty] | 45 | Rmt | PVC rigid conduit pipe 19 mm / 20mm heavy duty with ISI mark | #REF! | 1 Rmt | #REF!
[5 empty] | 20 | No | 19 mm PVC rigid bends | #REF! | No | #REF!
[5 empty] | 150 | No | Tw Plugs | 347 | 1000 nos | 52.05
[5 empty] | 10 | No | 19 mm PVC rigid tees | #REF! | No | #REF!
[5 empty] | 10 | No | PVC joint box | 44.8 | Dozen | 37.33
[5 empty] | 0.015 | Sqm | Hylem sheet 3 mm thick with lamination | #REF! | Sqm | #REF!
[5 empty] | 10 | No | 5 amps flush type switch | #REF! | No | #REF!
[5 empty] | 10 | No | Ceiling rose | #REF! | No | #REF!
[5 empty] | 1 | Gross | Brass screws (40mm x No.6) P-74 - Item No.1c | 84.1 | Gross | 84.1
[5 empty] | 72 | No | 19 mm MS clamp (Conduit saddles) P-75 It-3(b) | 47.7 | Gross | 23.85
[5 empty] | 0.16667 | Bag | Cement | 342.5 | Bag | 57.08
[5 empty] | 10 | No | TW switch box 100 x 100 x 75 mm | 16.7 | No | 167
[5 empty] | 1 | No | TW junction box 150 x 100 x 75 mm | 20.1 | No | 20.1
[5 empty] | 0.1 | Sqm | 3 mm thick laminated Hylem sheet (10X0.1X0.1) | #REF! | Sqm | #REF!
[5 empty] | 45 | Rmt | 1.5 sqmm copper PVC insulated unsheathed single core cable for continuous earth connection | #REF! | 90 Rmt | #REF!
[5 empty] | 0.5 | Litre | Paint SEP | 247.4 | Litre | 123.7
[5 empty] | 10 | Points | Labour charges |  | LS | #REF!
[5 empty] | LS |  | Sundries 1% on materials |  | LS | 16.11
[7 empty] | Total for 10 Points |  |  | #REF!
[7 empty] | Rate for 1 Point |  |  | #REF!
Labour Charges for wirnig in PVC pipe concealed
Sub - data
[5 empty] | 1 | No | Maistry | #REF! | No | #REF!
[5 empty] | 2 | No | Wiremen Grade - I | #REF! | No | #REF!
[5 empty] | 3 | No | Wiremen Grade - II | #REF! | No | #REF!
[5 empty] | 4 | No | Helper | #REF! | No | #REF!
[7 empty] | LIGHT POINT WITH CEILING ROSE FOR ADMINISTRATIVE BLOCKS AND COMMUNITY CENTRE Open wiring |  |  | #REF!
#REF!
Light point with bakelite batern type holder for flats/ houses(Open wiring)
Wirng with 1.5 sqmm copper PVC insulated unsheathed single core 1.1 KV grade cable with continuous earth by means of 1.5 sqmm copper PVC insulated unsheathed single core 1.1 KV grade cable confirming to IS 694 / 1980 with ISI mark in PVC rigid conduit pipe heavy duty with ISI mark with suitable size MS box of 16g thick concealed and covered with 3mm thick laminated hylem sheet for LIGHT POINT WITH BAKELITE BATTERN TYPE HOLDER FOR FLATS/ HOUSES controlled by 5 amps flush type switch including citcuit mains, cost of all materials, specials, etc., all complete,
[7 empty] | Total for Data 1 excluding sundries |  |  | #REF!
[7 empty] | Deduct cost of ceiling rose 10 Nos |  |  | #REF!
[7 empty] | Add cost of Bakelite battern type holders 10 Nos @ Rs 20.20 / Each |  |  | 202
[7 empty] | Sundries |  |  | 22.11
[7 empty] | Total for 10 points |  |  | #REF!
[7 empty] | Rate for 1 points |  |  | #REF!
POINT WIRING FOR CALLING BELL / BUZZER WITH PUSH SWITCH FOR ALL TYPE OF BUILDING (OPEN WIRING)
Wirng with 1.5 sqmm copper PVC insulated unsheathed single core 1.1 KV grade cable with continuous earth by means of 1.5 sqmm copper PVC insulated unsheathed single core 1.1 KV grade cable confirming to IS 694 / 1980 with ISI mark in fully concealed PVC rigid conduit pipe heavy duty with ISI mark with suitable size MS box of 16g thick concealed and covered with 3mm thick laminated hylem sheet for POINT WIRING WITH CALLING BELL/BUZZER WITH PUSH TYPE SWITCH FOR ALL TYPE OF BUILDINGS including citcuit mains, cost of all materials, specials, etc., all complete,(OPEN WIRING)
[7 empty] | Total of Data 1 excluding sundries |  |  | #REF!
[7 empty] | Deduct cost of 10 Nos ceiling rose |  |  | #REF!
[7 empty] | Deduct cost of 10 Nos 19 mm PVC junction box |  |  | #REF!
[7 empty] | Deduct 10 Nos 5 A switch |  |  | #REF!
[7 empty] | Add the cost of 10 Nos Buzer/Bell @ 50.40/Each |  |  | 504 |  |  | 504
[7 empty] | Add the cost of 10 nos 5A type push switch @ Rs 17.25/ Each |  |  | 172.5
[7 empty] | Add the cost of 10 nos 15 x 10 x 7.5 cm TW box @ Rs 20.10/Each |  |  | 201
[7 empty] | Sundries |  |  | 16.41
[7 empty] | Total for 10 points |  |  | #REF! |  |  | 172.5
[7 empty] | Rate for 1 point |  |  | #REF!
FAN POINT FOR ADMINISTRATIVE BLOCKS AND COMMUNITY CENTRE
Wirng with 1.5 sqmm copper PVC insulated unsheathed single core 1.1 KV grade cable with continuous earth by means of 1.5 sqmm copper PVC insulated unsheathed single core 1.1 KV grade cable confirming to IS 694 / 1980 with ISI mark in PVC rigid conduit pipe heavy duty with ISI mark with suitable size MS box of 16g thick concealed and covered with 3mm thick laminated hylem sheet for FAN POINT FOR ADMINISTRATIVE BLOCKS AND COMMUNITY CENTRE controlled by 5 amps flush type switch including citcuit mains, cost of all materials, specials, etc., all complete,(Open wiring)
[7 empty] | Total for Data 1 excluding sundries |  |  | #REF!
[7 empty] | Deduct cost of TW Box 10X10 @ 16.70/each |  |  | 167
[7 empty] | Deduct cost of Hylem sheet |  |  | #REF!
[7 empty] | Add cost of TW box 12" x 8" x3" for switch and regulator 10 nos @ Rs 84.20 / Each |  |  | 842
[7 empty] | Hylem sheet 0.60 Sq m@ 685/Sq m |  |  | 411
[7 empty] | Add Sundries 1% |  |  | 12.5
[7 empty] | Total for 10 points |  |  | #REF!
[7 empty] | Rate for 1 points |  |  | #REF!
STAIRCASE LIGHT POINT FOR ADMINISTRATIVE BLOCKS AND COMMUNITY CENTRE (Open wiring)
Wirng with 1.5 sqmm copper PVC insulated unsheathed single core 1.1 KV grade cable with continuous earth by means of 1.5 sqmm copper PVC insulated unsheathed single core 1.1 KV grade cable confirming to IS 694 / 1980 with ISI mark in fully concealed PVC rigid conduit pipe heavy duty with ISI mark with suitable size MS box of 16g thick concealed and covered with 3mm thick laminated hylem sheet for STAIRCASE LIGHT POINT FOR ADMINISTRATIVE BLOCKS AND COMMUNITY CENTRE controlled by 5 amps flush type switch including citcuit mains, cost of all materials, specials, etc., all complete,(Open wiring)
[5 empty] | 90 | Rmt | 1.5 sqmm copper PVC insulated unsheathed single core cable | #REF! | Rmt | #REF!
[5 empty] | 30 | Rmt | PVC rigid conduit pipe 19 mm / 20mm heavy duty with ISI mark | #REF! | Rmt | #REF!
[5 empty] | 10 | No | 19 mm PVC rigid bends | #REF! | No | #REF!
[5 empty] | 5 | No | 19 mm PVC rigid tees | #REF! | No | #REF!
[5 empty] | 10 | No | 5 A flush type two way switches ( Staircase switch ) | 21.5 | No | 215
[5 empty] | 5 | No | PVC round block | 2.5 | Each | 12.5
[5 empty] | 5 | No | Ceiling rose | #REF! | No | #REF!
[5 empty] | 0.09 | Sqm | 3 mm thick laminated Hylem sheet | #REF! | Sqm | #REF!
[5 empty] | 1 | Bag | Cement | 342.5 | Bag | 342.5 |  | 20
[5 empty] | 6 | No | TW switch Box 150X100X65mm | 20.1 | Each | 120.6
[5 empty] | 30 | Rmt | 1.5 sqmm copper PVC insulated unsheathed single core cable for continuous earth connection | #REF! | Rmt | #REF!
[7 empty] | Labour charges |  |  | #REF!
[7 empty] | Sundries |  |  | 8.3
[7 empty] | Total for 5 points |  |  | #REF!
[7 empty] | Rate for 1 point |  |  | #REF!
5 AMPS 5 PIN PLUG SOCKET POINT AT CONVENIENT PLACES (OPEN WIRING)
Wirng with 1.5 sqmm copper PVC insulated unsheathed single core 1.1 KV grade cable with continuous earth by means of 1.5 sqmm copper PVC insulated unsheathed single core 1.1 KV grade cable confirming to IS 694 / 1980 with ISI mark in fully concealed PVC rigid conduit pipe heavy duty with ISI mark with suitable size MS box of 16g thick concealed and covered with 3mm thick laminated hylem sheet for 5 amps 5 pin PLUG SOCKET POINT AT CONVENIENT PLACES including citcuit mains, cost of all materials, specials, etc., all complete,
[5 empty] | 90 | Rmt | 1.5 sqmm copper PVC insulated unsheathed single core cable | #REF! | 90 Rmt | #REF!
[5 empty] | 45 | Rmt | PVC rigid conduit pipe 19 mm / 20mm heavy duty with ISI mark | #REF! | Rmt | #REF!
[5 empty] | 20 | No | 19 mm PVC rigid bends | #REF! | Dozen | #REF!
[5 empty] | 10 | No | 19 mm PVC rigid tees | #REF! | Dozen | #REF!
[5 empty] | 1 | No | MS box 150x 100 x 75 mm | 68.3 | No | 68.3
[5 empty] | 0.015 | Sqm | 3 mm thick laminated Hylem sheet | #REF! | Sqm | #REF!
[5 empty] | 15 | No | 5 A 5 pin non - inter locking switch and plug ( flush type ) | #REF! | No | #REF!
[5 empty] | 15 | No | MS box 150x 100 x 75 mm | 68.3 | No | 1024.5
[5 empty] | 0.225 | Sqm | 3 mm thick laminated Hylem sheet | #REF! | SQqm | #REF!
[5 empty] | 1.25 | Bag | Cement | #REF! | Bag | #REF!
[5 empty] | 45 | Sqm | 1.5 sqmm copper PVC insulated unsheathed single core cable for continuous earth connection | #REF! | 90 Rmt | #REF!
[7 empty] | Labour charges |  |  | #REF!
[7 empty] | Sundries |  |  | 28.51
[7 empty] | Total for 15 points |  |  | #REF!
[7 empty] | Rate for 1 point |  |  | #REF!
Labour charges
[5 empty] | 1 | No | Maistry | #REF! | No | #REF!
[5 empty] | 2 | No | Wiremen Grade - I | #REF! | No | #REF!
[5 empty] | 3 | No | Wiremen Grade - II | #REF! | No | #REF!
[5 empty] | 4 | No | Helper | #REF! | No | #REF!
#REF!
2 X1.5 Sqmm in fully concealed PVC conduit
Run off mains with 2 wires of 1.5 Sqmm copper PVC insulated unsheathed single core 1.1KV cable wire contuinuous earth by means of 1.5 Sqmm copper PVC insulated unsheathed single core 1.1 KV grade cable in fully concealed 19 mm / 20 mm dia rigid PVC open conduit pipe heavy duty with ISI mark including cost of all materials, specials, etc., all complete.
[5 empty] | 180 | Rmt | 1.5 sqmm copper PVC insulated unsheathed single core cable | #REF! | Rmt | #REF!
[5 empty] | 90 | Rmt | PVC rigid conduit pipe 19 mm / 20mm heavy duty with ISI mark | #REF! | Rmt | #REF!
[5 empty] | 1 | gross | MS saddles 19mm | 47.7 | gross | 47.7
[5 empty] | 300 | Nos | TW plugs 38x25x19mm | 347 | 1000Nos | 104.1
[5 empty] | 2 | Gross | Brass screws 38mm | 84.1 | gross | 168.2
[5 empty] | 0.33 | Bag | Cement | #REF! | Bag | #REF!
[5 empty] | 90 | Rmt | 1.5 sqmm copper PVC insulated unsheathed single core cable for continuous earth connection | #REF! | Rmt | #REF!
[5 empty] | 2/3 |  | Labour charges | #REF! |  | #REF!
#REF!
[7 empty] | Sundries |  |  | 37.97
[7 empty] | Total for 90 Metres |  |  | #REF!
[7 empty] | Rate for 1 Rmt |  |  | #REF!
2 X 2.5 Sq mm in fully concealed PVC conduit (open wiring)
Run off mains with 2 wires of 2.5 Sqmm copper PVC insulated unsheathed single core 1.1KV cable wire contuinuous earth by means of 1.5 Sqmm copper PVC insulated unsheathed single core 1.1 KV grade cable in fully concealed 19 mm / 20 mm dia rigid PVC conduit pipe heavy duty with ISI mark including cost of all materials, specials, etc., all complete.
[7 empty] | Total as per Data No. |  |  | #REF!
[5 empty] | 180 | Rmt | Add 180 mt 2.5 Sqmm copper PVC insulated unsheathed S.C. cable | 22.85 | Rmt | 4113
[5 empty] | 180 | Rmt | Deduct 1.5 Sqmm copper PVC insulated unsheathed S.C. cable | #REF! | Rmt | #REF!
[7 empty] | Sundries |  |  | 36
[7 empty] | Total for 90 metres |  |  | #REF!
[7 empty] | Rate for 1 Rmt |  |  | #REF!

## lead charge mangalam
| Cement & Steel |  | Rough stone, Bond stone, cut stone, HBG, Sand, gravel, surkhi, earth, crushed stone etc. |  | Country Bricks, |  | Mangalore tiles,(1000nos.) machine pressed tiles, (2000nos) Hydraulic pressed tiles, Mosaic tiles(1500 nos) |  |  | Chamber bricks, Stock bricks, Fly ash bricks |  | Lime stone, Laterite,brick jelly, wood work, pond ash(wet/Dry), Stone dust etc.
| (1MT) |  | (1Cum) |  | (1000 Nos)
0-10 | 6.02 | 60.2 | 9.62 | 96.2 | 8.12 | 81.2 | 10.82 | 108.2 |  | 13.52 | 135.2 | 6.6 | 66
10-20 | 5.15 | 111.7 | 8.23 | 178.5 | 6.95 | 150.7 | 9.27 | 200.9 |  | 11.58 | 251 | 5.66 | 122.6
20-40 | 4.43 | 200.3 | 7.09 | 320.3 | 5.97 | 270.1 | 7.97 | 360.3 |  | 9.96 | 450.2 | 4.87 | 220
40-80 | 3.82 | 353.1 | 6.65 | 586.3 | 5.15 | 476.1 | 6.86 | 634.7 |  | 8.6 | 794.2 | 4.21 | 388.4
>80 | 3.49 |  | 5.58 |  | 4.71 |  | 6.27 |  |  | 7.84 |  | 3.84
| Metal |  | 14 | 129.12 | 58 | 362.8 |  |  |  | 58 | 605 | 58 | 295.78 | Br jelly
| Sand |  | 52 | 400.1 |  | 0 | 9 | 48.69 | Mosaic |  |  | 0 | 0 | Lime | Total km
| Rough & Bond stone |  | 14 | 129.12 |  |  | 9 | 48.69 |  |  | 435.6 | 9 | 59.4 | Wood | 52.14 | lead
| Gravel |  | 0 | 0 | [7 empty] | 14 | 88.64 | Stone dust
| Cement |  | 9 | 54.18 | [11 empty] | 28.53 | 1255.32
| Steel |  | 9 | 54.18
| well gravel |  | 0 | 0 | [11 empty] | 86.9
|  |  | 0 | 0 | [11 empty] | 74.4
|  |  | 0 | 0 |  | 0 | [9 empty] | 128
|  |  | 0 | 0 |  | 60.2 | [9 empty] | 24
|  |  | 0 | 0 | [11 empty] | 313.3
|  |  | 0 | 0
0

## ALIYAR OHT G.II
Name of Work : Construction of 2 Nos of SI and 28 Nos of PC/HC Qtrs at Aliyar in Coimbatore district
Detailed Estimate
OHT (Over Head Tank)
S.No | Description | Nos |  |  | L | B | D | Qty
10.2 | B.W in C.M 1:4 114mm tk in Super Structure
C.) In First floor
| For Si qtrs 2 in 1 block | 1 | 1 | 1 | 9.37 |  | 0.85 | 7.96
| Cross wall | 1 | 1 | 2 | 1.285 |  | 0.85 | 2.18
[7 empty] | Total | 10.17 | Sqm
e) In third floor
| For PC/HC qtrs 8 in 1 block | 2 | 1 | 2 | 12.41 |  | 0.85 | 42.19
| Cross wall | 2 | 2 | 3 | 1.8 |  | 0.85 | 18.36
| For PC/HC qtrs 4 in 1 block | 3 | 1 | 1 | 12.41 |  | 0.85 | 31.65
| Cross wall | 3 | 1 | 3 | 1.8 |  | 0.85 | 13.77
[7 empty] | Total | 105.97 | Sqm
8 | M 20 grade Concrete for following floors
c.) In First floor
For Si qtrs 2 in 1 block
| Vertical wall | 1 | 1 | 1 | 9.39 | 0.115 | 0.85 | 0.92
| Base slab | 1 | 1 | 1 | 2.95 | 1.745 | 0.15 | 0.77
| Cover slab | 1 | 1 | 1 | 2.95 | 1.745 | 0.05 | 0.26
| Projection slab | 1 | 1 | 1 | 4.8 | 0.45 | 0.1 | 0.22
[7 empty] | Total | 2.2 | Cum
e.) In Third floor
| For PC/HC qtrs 8 in 1 block vertical wall | 2 | 2 | 1 | 12.41 | 0.115 | 0.85 | 4.85
| Base slab | 2 | 2 | 1 | 3.95 | 1.8 | 0.15 | 4.27
| Projection slab | 2 | 2 | 1 | 4.57 | 0.45 | 0.1 | 0.82
| Cover slab | 2 | 2 | 1 | 4.41 | 2.26 | 0.05 | 1.99
| For PC/HC qtrs 4 in 1 block vertical wall | 3 | 1 | 1 | 12.41 | 0.115 | 0.85 | 3.64
| Base slab | 3 | 1 | 1 | 3.95 | 1.8 | 0.15 | 3.2
| Projection slab | 3 | 1 | 1 | 4.57 | 0.45 | 0.1 | 0.62
| Cover slab | 3 | 1 | 1 | 4.41 | 2.26 | 0.05 | 1.49
[7 empty] | Total | 20.88 | M3
35.1 | Plastering 1:3, 12 mm tk., mixed with WPC
Outer wall alround
| Pc/hc qtrs 8 in 1 | 2 | 2 | 1 | 12.41 |  | 0.85 | 42.19
| Pc/hc qtrs 1 in 1 | 3 | 1 | 1 | 12.41 |  | 0.85 | 31.65
| Si qtrs 2 in 1 | 1 | 1 | 1 | 9.39 |  | 0.85 | 7.98
Inner alround
| Pc/hc qtrs 8 in 1 | 2 | 2 | 4 | 5.4 |  | 0.85 | 73.44
| Pc/hc qtrs 4 in 1 | 3 | 1 | 1 | 5.4 |  | 0.85 | 13.77
| Si qtrs 2 in 1 | 1 | 1 | 5 | 4.16 |  | 0.85 | 17.68
Tank bottom slab
| Pc/hc qtrs 8 in 1 | 2 | 2 | 4 | 1.8 | 0.9 |  | 25.92
| Pc/hc qtrs 4 in 1 | 3 | 1 | 1 | 1.8 | 0.9 |  | 4.86
| Si qtrs 5 in 1 | 1 | 1 | 5 | 0.79 | 1.285 |  | 5.08
[7 empty] | Total | 222.61 | M2
18.1 | Form work MS sheet
b.) | Plain surfaces
Pc/hc qtrs 8 in 1
| Base slab bottom | 2 | 2 | 1 | 3.95 | 1.8 |  | 28.44
| Inner alround | 2 | 2 | 1 | 11.5 |  | 0.25 | 11.5
| Outer alround | 2 | 2 | 1 | 18.86 |  | 0.4 | 30.18
| Projection slab bottom | 2 | 2 | 1 | 4.405 | 0.45 |  | 7.93
| Cover slab side | 2 | 2 | 1 | 13.34 |  | 0.1 | 5.34
| Cover slab | 2 | 2 | 1 | 3.95 | 1.8 |  | 28.44
| Pc/hc qtrs 4 in 1 | [6 empty] | 0
| Base slab bottom | 3 | 1 | 1 | 3.95 | 1.8 |  | 21.33
| Inner alround | 3 | 1 | 1 | 11.5 |  | 0.25 | 8.63
| Outer alround | 3 | 1 | 1 | 18.86 |  | 0.4 | 22.63
| Projection slab bottom | 3 | 1 | 1 | 4.405 | 0.45 |  | 5.95
| Cover slab side | 3 | 1 | 1 | 13.34 |  | 0.1 | 4
| Cover slab | 3 | 1 | 1 | 3.95 | 1.8 |  | 21.33
| SI qtrs 2 in 1 | [6 empty] | 0
| Base slab bottom | 1 | 1 | 1 | 3.51 | 1.29 |  | 4.53
| Middle beam bottom | 1 | 1 | 1 | 1.29 | 0.23 |  | 0.3
| Outer alround | 1 | 1 | 1 | 15.19 |  | 0.85 | 12.91
| Cover slab bottom | 1 | 1 | 1 | 3.51 | 1.29 |  | 4.53
| cover slab sides | 1 | 1 | 1 | 11.43 |  |  | 11.43
[7 empty] | Total | 229.4 | M2
d.) | Vertical surface
| Vertical wall alround | 2 | 2 | 1 | 12.41 |  | 0.85 | 42.19
| Vertical wall alround | 3 | 1 | 1 | 12.41 |  | 0.85 | 31.65
| Vertical wall alround | 1 | 1 | 1 | 9.6 |  | 0.85 | 8.16
[7 empty] | Total | 82.04 | sqm
38.4 | One coat of cement paint
| As per Qty item no. 35.1 | 1 |  | 1 | 222.61 |  |  | 222.61
| D/f outer platering qty item No 38.7 | [6 empty] | -96.29
[7 empty] | Total | 126.34 | sqm
38.7 | Plastic emulsion paint
Outer wall alround
| Pc/hc qtrs 8 in 1 | 2 | 2 | 1 | 12.41 |  | 1 | 49.64
| Pc/hc qtrs 4 in 1 | 3 | 1 | 1 | 12.41 |  | 1 | 37.23
| Si qtrs 2 in 1 | 1 | 1 | 1 | 9.39 |  | 1 | 9.39
[7 empty] | Total | 96.29 | sqm
43 | Supplying & fabrication & placing in position of MS RTS rods etc., | [5 empty] | Kg/Cum
| As per RCC Qty | 1 | 1 | 1 | 23.08 |  | 75 | 1731 | Kgs
[8 empty] | 1.731 | MT

## ALIYAR PP
TAMILNADU POLICE HOUSING CORPORATION LIMITED,COIMBATORE DIVISION
NAME OF WORK:
Name of Work : Construction of 2 Nos of SI and 28 Nos of PC/HC Qtrs at Aliyar in Coimbatore district
PLINTH PROTECTION
DETAILED ESTIMATE
S.No. | Description | Nos. |  |  | L | B | D | Qty
1.1 | Earth work excavation for foundation in all soils and sub soils a) 0 to 2m depth
| PC/HC Qtrs 8 in 1 all round | 1 | x | 2 | 57 | 0.4 | 0.6 | 27.36
| SI qtrs 2 in 1 Half block building all round | 1 | x | 1 | 22 | 0.4 | 0.6 | 5.28
| PC/HC qtrs 4 in 1 Half block all round | 1 | x | 3 | 40 | 0.4 | 0.6 | 28.8
| Total | [6 empty] | 61.44
[6 empty] | Say | 61.5 | m3
2.1 | Filling in foundation & Basement for R.Sand Filling
| PC/HC Qtrs 8 in 1 all round | 1 | x | 2 | 57 | 0.48 | 0.08 | 4.38
| SI qtrs 2 in 1 Half block building all round | 1 | x | 1 | 22 | 0.48 | 0.08 | 0.84
| PC/HC qtrs 4 in 1 Half block all round | 1 | x | 3 | 40 | 0.48 | 0.08 | 4.61
| Total | [6 empty] | 9.83
[6 empty] | Say | 9.9 | m3
3.1 | P.C.C 1:5:10 using 40mm HBSJ
| PC/HC Qtrs 8 in 1 all round | 1 | x | 2 | 57 | 0.4 | 0.15 | 6.84
| SI qtrs 2 in 1 Half block building all round | 1 | x | 1 | 22 | 0.4 | 0.15 | 1.32
| PC/HC qtrs 4 in 1 Half block all round | 1 | x | 3 | 40 | 0.4 | 0.15 | 7.2
| Total | [6 empty] | 15.36
[6 empty] | Say | 15.4 | m3
6.5 | Brick work in CM 1:5, in F&B
| PC/HC Qtrs 8 in 1 all round | 1 | x | 1 | 57 | 0.23 | 0.15 | 1.97
| Add for b.piller | 1 | x | 15 | 0.23 | 0.23 | 0.6 | 0.48
| SI qtrs 2 in 1 Half block building all round | 1 | x | 1 | 22 | 0.23 | 0.15 | 0.76
| Add for b.piller | 1 | x | 7 | 0.23 | 0.23 | 0.6 | 0.22
| PC/HC qtrs 4 in 1 Half block all round | 1 | x | 3 | 40 | 0.4 | 0.15 | 18.38
| Add for b.piller | 1 | x | 7 | 0.23 | 0.23 | 0.6 | 0.22
| Total | [6 empty] | 22.03
[6 empty] | Say | 22.1 | m3
10.2 | Brick work in C.M. 1:4 (F& B) using Kiln Burnt Country bricks of size 22 x 11 x 7 cm, 110mm tk (B.P.)
a.) In Foundation & basement
| PC/HC Qtrs 8 in 1 all round | 1 | x | 2 | 57 |  | 0.5 | 57
| SI qtrs 2 in 1 Half block building all round | 1 | x | 1 | 22 |  | 0.5 | 11
| PC/HC qtrs 4 in 1 Half block all round | 1 | x | 3 | 40 |  | 0.5 | 60
| Total | [6 empty] | 128
[6 empty] | Total | 128 | M2
33 | Plastering in 1:5, 12 mm tk
| PC/HC Qtrs 8 in 1 all round | 1 | x | 2 | 57 | - | 0.6 | 68.4
| SI qtrs 2 in 1 Half block building all round | 1 | x | 1 | 22 | - | 0.6 | 13.2
| PC/HC qtrs 4 in 1 Half block all round | 1 | x | 3 | 40 | - | 0.6 | 72
| Total | [6 empty] | 153.6
[6 empty] | Say | 153.6 | m2
50.6 | Precast slab in CC 1:3:6,50 mm tk
| PC/HC Qtrs 8 in 1 all round | 1 | x | 2 | 57 | 0.6 | - | 68.4
| SI qtrs 2 in 1 Half block building all round | 1 | x | 1 | 22 | 0.6 | - | 13.2
| PC/HC qtrs 4 in 1 Half block all round | 1 | x | 3 | 40 | 0.6 | - | 72
| Total | [6 empty] | 153.6
[6 empty] | Say | 153.6 | m2
13.1 | Filling Earth
| PC/HC Qtrs 8 in 1 all round | 1 | x | 2 | 57 | 0.67 | 0.37 | 28.26
| SI qtrs 2 in 1 Half block building all round | 1 | x | 1 | 22 | 0.67 | 0.37 | 5.45
| PC/HC qtrs 4 in 1 Half block all round | 1 | x | 3 | 40 | 0.67 | 0.37 | 29.75
| Total | [6 empty] | 28.26
[6 empty] | Say | 28.3 | m3

## storm
TAMILNADU POLICE HOUSING CORPORATION LIMITED
COIMBATORE DIVISION
Name of Work : Construction of 2 Nos of SI and 28 Nos of PC/HC Qtrs at Aliyar in Coimbatore district
Storm Water Drain
Sl .No | Description of Work | Nos. |  | Measurement |  |  | Qty
|  |  |  | L | B | D
1.6 | Earth work excavation for Open foundation for drain width upto 1.25m (excluding refilling)
| For SI qtrs rear side | 1 | 1 | 10.3 | 0.6 | 0.3 | 1.85
| for pc/hc qtrs 8 in 1 rear side | 1 | 2 | 20 | 0.6 | 0.3 | 7.2
| for pc/hc qtrs 4 in 1 rear side | 1 | 3 | 12 | 0.6 | 0.3 | 6.48
| add buuilding centre | 1 | 3 | 10 | 0.91 | 0.3 | 8.19
[6 empty] | Say | 23.72 | M3
3.1 | P.C.C.1:5:10 using 40mm HBSJ in foundation and basement, etc all complete
| For SI qtrs rear side | 1 | 1 | 10.3 | 0.6 | 0.1 | 0.62
| for pc/hc qtrs 8 in 1 rear side | 1 | 2 | 20 | 0.6 | 0.1 | 2.4
| for pc/hc qtrs 4 in 1 rear side | 1 | 3 | 12 | 0.6 | 0.1 | 2.16
| add buuilding centre | 1 | 3 | 10 | 0.91 | 0.1 | 2.73
[6 empty] | say | 7.91 | M3
6.5 | Brick work in cm 1:5 for foundation and basement
| For SI qtrs rear side | 1 | 1 | 10.3 | 0.23 | 1.2 | 2.84
| for pc/hc qtrs 8 in 1 rear side | 1 | 2 | 20 | 0.23 | 1.2 | 11.04
| for pc/hc qtrs 4 in 1 rear side | 1 | 3 | 12 | 0.23 | 1.2 | 9.936
| add buuilding centre | 2 | 3 | 10 | 0.23 | 1.2 | 16.56
[6 empty] | Say | 40.38 | M3
28 | Plastering the top of flooring in CM 1:4,20mm thk
| strom water bottom | 1 | 1 | 72.5 | 0.3 |  | 21.75 | M2
34 | plastering the top of flooring in CM 1:4,12mm thk
| inner wall and top | 1 | 1 | 72.5 |  | 1.43 | 103.68 | M2
33 | plastering the top of flooring in CM 1:5,12mm thk
| outer wall | 1 | 1 | 72.5 |  | 1.2 | 87 | M2

## sullage
TAMILNADU POLICE HOUSING CORPORATION LIMITED
COIMBATORE DIVISION
Name of Work : Construction of 2 Nos of SI and 28 Nos of PC/HC Qtrs at Aliyar in Coimbatore district
Sullage Drain
Sl .No | Description of Work | Nos. |  | Measurement |  |  | Qty
1.6 | Earth work excavation for Open foundation for drain width upto 1.25m (excluding refilling)
(a) 0 - 2m depth
| si qtrs main building | 1 | 1 | 10.3 | 0.58 | 0.3 | 1.79
| For PC/HC qtrs | 1 | 2 | 120 | 0.58 | 0.3 | 41.76
| Connecting Sullage drain to storm water drain | 2 | 2 | 4 | 0.58 | 0.3 | 2.78
[6 empty] | Say | 46.33 | M3
3.1 | Plain cement concrete 1:5:10 for foundation using 40mm stone jelly including ( foundation)
| si qtrs main building | 1 | 1 | 10.3 | 0.58 | 0.1 | 0.6
| For PC/HC qtrs | 1 | 2 | 120 | 0.58 | 0.1 | 13.92
| Connecting Sullage drain to storm water drain | 2 | 2 | 4 | 0.58 | 0.1 | 0.93
[6 empty] | Say | 15.48 | M3
10.2 | Brickwork in CM 1:5, 230mm thick using chamber bricks of size 9"x41/2"x3" for superstructure
| For PC/HC qtrs | 1 | 2 | 120 |  | 0.45 | 108
| Connecting Sullage drain to storm water drain | 2 | 2 | 4 |  | 0.45 | 7.22
| si qtrs main building | 1 | 1 | 35.5 |  | 0.45 | 16
[7 empty] | 131.22 | M3
[6 empty] | Say | 131.25 | M3
28 | Floor plastering with Cm 1:4, 20mm thk finishing with neat cement
| si building | 1 | 1 | 35.5 | 0.23 |  | 8.17
| connecting drain | 1 | 2 | 4 | 0.23 |  | 1.84
| for pc/hc quters | 1 | 1 | 120 | 0.23 |  | 27.6
[6 empty] | Say | 37.62 | M2
33 | Plastering with Cm 1:5, 12mm thk finishing with neat cement
| si building | 1 | 1 | 35.5 |  | 0.57 | 20.24
| connecting drain | 1 | 2 | 4 |  | 0.57 | 4.56
| for pc/hc quters | 1 | 2 | 120 |  | 0.57 | 136.8
[6 empty] | Say | 161.6 | M3
34 | Plastering the top of flooring in CM 1:4,12mm thk
| si qtrs main building | 1 | 1 | 35.5 |  | 0.45 | 15.98
| connecting drain | 1 | 2 | 4 |  | 0.45 | 3.6
` | for pc/hc quters | 1 | 2 | 120 |  | 0.45 | 108
[6 empty] | Say | 127.58 | M3

## CC ROAD ALIYAR
TAMILNADU POLICE HOUSING CORPORATION LIMITED
COIMBATORE DIVISION
Name of Work : Construction of 2 Nos of SI and 28 Nos of PC/HC Qtrs at Aliyar in Coimbatore district
Cement Concrete Road
Sl .No | Description of Work | Nos. |  | Measurement |  |  | Qty
|  |  |  | L | B | D
1.5 | Earth work excavation for Open foundation in all soils and subsoils (excluding refilling)
| Approach Road | 1 | 1 | 100 | 4.5 | 0.25 | 112.5
[6 empty] | Say | 112.52 | M3
2.1 | Supplying and filling of sand in foundation and basement
| Approach Road | 1 | 1 | 100 | 4.5 | 0.15 | 67.5
[6 empty] | Say | 67.52 | M3
3.1 | Plain cement concrete 1:5:10 for foundation using 40mm stone jelly
| Approach Road | 1 | 1 | 100 | 4.5 | 0.15 | 67.5
[6 empty] | Say | 67.52 | M3
3.2 | Plain cement concrete 1:2:4 for foundation using 20mm stone jelly
| Approach Road | 1 | 1 | 100 | 4.5 | 0.05 | 22.5
[6 empty] | Say | 22.52 | M3
7.2 | Supplying and fixing of 20mm thk Bituminious road for filler pad for expansion joint
| Approach Road | 1 | 16 | 4.5 | - | 0.2 | 14.4 | M2
41 | Painting new iron work with two coats of enamel paint
| For kerb stone on both sides . | 1 | 2 | 100 | 1 | 0.35 | 70 | M2
50.2 | Providing precast kerb stone in CC 1:3:6 , 450x300x150
| Approach Road | 1 | 2 | 100 |  |  | 200 | Rmt

## Aliyar septic tank II
TAMILNADU POLICE HOUSING CORPORATION LIMITED
COIMBATORE DIVISION
Name of Work : Construction of 2 Nos of SI and 28 Nos of PC/HC Qtrs at Aliyar in Coimbatore district
Septic Tank
Sl. No | Description of Work | Nos. |  | Measurement |  |  | Qty
|  |  |  | L | B | D
1.5 | Earth work for foundation in all soils and subsoils (Including refilling)
(a) 0 - 2m depth
| Septic tank | 2 | 1 | 7.2 | 4.2 | 1.35 | 81.65
| Inlet/Outlet chamber | 2 | 2 | 1.36 | 1.36 | 0.75 | 5.55
| Disp. Trench | 2 | 3 | 11.5 | 1 | 1.2 | 82.8
| Sundries | [5 empty] | 170
M3
1.8 | Earth work excavation for Open foundation in SDR excluding refiling the sides of foundation.
(a) 0 - 2m depth
| for septic Tank | 2 | 1 | 7.2 | 4.2 | 1.35 | 81.65
0.05
[7 empty] | 81.7 | M3
2.1 | Supplying and filling sand in layers 15cm thick etc., complete
| Disp. Trench | 2 | 3 | 11.5 | 1 | 0.2 | 13.8 | M3
2.6 | Supplying and filling of 40mm HBS jelly etc., complete
| Disp. Trench | 2 | 3 | 11.5 | 1 | 0.6 | 41.4 | M3
2.7 | Supplying and filling of 20mm HBS jelly etc., complete
| Disp. Trench | 2 | 3 | 11.5 | 1 | 0.3 | 20.7 | M3
3.1 | Plain Cement concrete 1:5:10 using 40mm ISS metal
In foundation and basement
| Inlet/Outlet chamber | 2 | 2 | 1.36 | 1.36 | 0.15 | 1.11
| Sundries | [5 empty] | 0.05
[7 empty] | 1.16 | M3
3.2 | Plain CC 1:2:4 for foundation and basement using 20mm HBGS metal
| for ST base slab | 2 | 1 | 7.2 | 4.2 | 0.15 | 9.07
| Sundries | [5 empty] | 0.06
[7 empty] | 9.13 | M3
4.1 | Standardised concrete mix design M20 using 20mm Hsbj meatl and below graded coarse metal including all charges etc., complete.,foundation and basement
| for septic Tank coverslab | 2 | 1 | 5.46 | 3.46 | 0.125 | 4.72
| Deduct Manhole cover | -2 | 2 | 0.6 | 0.6 | 0.125 | -0.18
| Baffle wall | 2 | 2 | 3.46 | 0.15 | 0.23 | 0.23
[7 empty] | 4.77 | M3
6.2 | Brick work in CM 1:5 using chamber burnt bricks for foundation and Basement
| 1st footing alround | 2 | 1 | 17.8 | 0.45 | 0.6 | 9.61
| sloped portion | 2 | 2 | 17.8 | 0.45 | 0.3 | 9.61
| sloped portion | 2 | 1 | 5.45 | 0.45 | 0.3 | 1.47
| 2nd footing alround | 2 | 1 | 17.36 | 0.34 | 0.6 | 7.08
| 3rd footing alround | 2 | 1 | 16.92 | 0.23 | 1 | 7.78
| Inlet and outlet chamber | 2 | 2 | 3.32 | 0.23 | 1 | 3.05
| Air vent pipe pillar | 2 | 2 | 0.45 | 0.45 | 0.6 | 0.49
| Baffle Wall | 2 | 2 | 3.46 | 0.23 | 1.45 | 4.62
0.02
[7 empty] | 43.73 | M3
14.II | Precast slab 40mm thick two sides finished
a) In foundation and Basement
| for Outlet/Inlet chamber | 2 | 2 | 0.83 | 0.83 |  | 2.76
| Man hole Cover | 2 | 2 | 0.75 | 0.75 |  | 2.25
[7 empty] | 5.05 | M2
28 | Floor Plastering in CM 1:4, 20mm thick including all charges etc., complete
| For Inlet/Outlet | 2 | 2 | 0.6 | 0.6 |  | 1.44
| septic tank | 2 | 1 | 5 | 3 |  | 30
| sundrise | [5 empty] | 0.28
[7 empty] | 31.72 | M2
33 | Plastering in CM 1:5, 12mmthick
| Outer side | 2 | 1 | 19.6 |  | 1 | 39.2
| Chamber Outter | 2 | 2 | 2.49 |  | 1 | 9.96
| Air vent Pillar | 2 | 1 | 1.8 |  | 0.6 | 2.16
| Sundries | [5 empty] | 0.04
[7 empty] | 51.36 | M2
34 | Plastering in CM 1:4, 12mmthick
| Septic Inner | 2 | 1 | 16 |  | 2.2 | 70.4
| For B.P Wall top | 2 | 1 | 3 |  | 0.23 | 1.38
| Baffle wall | 2 | 2 | 3 |  | 1.45 | 17.4
| Chamber inside | 2 | 2 | 2.4 |  | 1 | 9.6
| Sundries | [5 empty] | 0.01
[7 empty] | 98.79 | M2
61.2 | Supply and laying Upvc Sn8 pipe 100mm dia
| loose joint for trench | 2 | 3 | 11.5 |  |  | 69 | Rmt
62.2 | Supplying and fixing 100mm dia Upvc Sn8 Tee
| For S.T | 2 | 2 |  |  |  | 4 | Nos
18.1 | Providing formwork using MS Sheet including all charges
a) Column footing, grade beam, plinth beam, etc all complete
| Baffle wall beam | 2 | 2 | 3 | 0.15 |  | 1.8
| sides | 2 | 2 | 3 |  | 0.23 | 2.76
| Sundries | [5 empty] | 0.02
[7 empty] | 4.58 | M2
b) Plain surface
| for ST cover slab bottom | 2 | 1 | 5 | 3 |  | 30
| side | 2 | 1 | 17.84 | 0.125 |  | 4.46
| Deduct Man hole | -2 | 2 | 0.6 | 0.6 |  | -1.44
| Add Man hole side | 2 | 2 | 2.4 | 0.125 |  | 1.2
| Sundries | [5 empty] | 0.06 |  |  | 232
[7 empty] | 34.28 | M2 |  | 4
43.1 | Supply and fabrication and placing in position of MS/RTS grills | [7 empty] | 0.202 | 8
| Item 4.1 = 4.77 | [8 empty] | 7
| Item 14(ii) - 5.05x.04 = 0.20 | [7 empty] | 4.97 | 251
| Total = 4.97 |  |  | 5 | 100 | /Cum | 500
| Say = 5.00 Cum |  |  |  |  | say | 0.5 | MT |  | 1
58.5 | Supply and fixing of PVC ventilating shaft with Cowl 110mm dia | 2 | 1 | 1 |  |  | 2 | No

## Sep tank II design
TAMILNADU POLICE HOUSING CORPORATION LIMITED
COIMBATORE DIVISION
Name of Work : Construction of 2 Nos of SI and 28 Nos of PC/HC Qtrs at Aliyar in Coimbatore district
Septic Tank Design
Design of Septic Tank
total no of qtrs | : | 30Nos
no of persons | : | 30x 5 =150 | .00 Nos
peak flow of sewage | : | 150 x9lpm x 60/100 = | 810Lpm
Surface area required | : | 1107x0.92 |  | say 810sqm
Volume of Septic tank
for sedimentation | : | 0.03 x 810 | 24.3 |  | `
for sludge digestion | : | 0.033 x 205 | 6.77
for sludge storage | : | 205x365x.00021x2 | 31.43
62.5
|  | area required=68.80 | 56.82
1.1
|  | say | 57
depth of septic tank
Liquide depth | = | 1.10m
min depth of chamber | = | 0.60 m
dist inlet & outlet | = | 0.10 m
tank top above G.L. | = | 0.30 m
Slope gradiend | = | 0.25 m
2.35 m
Overall size of septic tank is :12.00x5.50x2.35m
Dispersion trench
total flow = 205x 20 = 4100 lit/day
Assuming the permeability of the soil is 120lit/m3/day
length of the trench = 4100/120 = 34.25m
Provide 3nos 11.5m length Lenth Reqired

## sump
TAMILNADU POLICE HOUSING CORPORATION LIMITED
COIMBATORE DIVISION
Name of Work : Construction of 2 Nos of SI and 28 Nos of PC/HC Qtrs at Aliyar in Coimbatore district
Detailed Estimate
Sl .No | Description of Work | Nos. |  | Measurement |  |  | Qty | Unit
|  |  |  | L | B | D
1.5 | Earth work excavation for Open foundation in all soils and subsoils (excluding refilling)
(a) 0 - 2m depth
| sump | 1 | 1 | (3.14x6.10x6.10x1.0)/4 |  |  | 29.21
| Sundries | [5 empty] | 0.04
[6 empty] | Say | 29.25 | M3
1.8 | Earth work excavation for Open foundation in SDR excluding refiling the sides of foundation.
(a) 0 - 2m depth
| sump | 1 | 1 | (3.14x6.10x6.10x1.0)/4 |  |  | 29.21
| Sundries | [5 empty] | 0.04
[6 empty] | Say | 29.25 | M3
3.1 | Plain cement concrete 1:5:10 for foundation using 40mm stone jelly including
In foundation and basement
| sump | 1 | 1 | (3.14x6.10x6.10x0.1)/4 |  |  | 2.92
| Sundries | [5 empty] | 0.04
[6 empty] | Say | 2.96 | M3
4.1 | Standardised concrete mix design using 20mm HBSJ and beolw graded coarse agg also in foundation and Basement
| cover slab | 1 | 1 | (3.14x5.10x5.10x0.11)/4 |  |  | 2.25
| D/F for Manhole opening | -1 | 2 | 0.6 | 0.06 | 0.11 | -0.01
[6 empty] | Total | 2.25 | M3
4.2 | Standardised concrete mix design M30 using 20mm HBSJ and beolw graded coarse agg also Foundation and Basement
| base concrete | 1 | 1 | (3.14x5.40x5.40x0.20)/4 |  |  | 4.58
| side walls | 1 | 1 | 3.14x6.88x0.15x2.30 |  |  | 7.45
[6 empty] | Say | 12.06 | M3
10.2 | Brickwork partition wall in CM 1:4, 114mm thick using chamber bricks of size 9"x41/2"x3" for superstructure.
a) for foundation and Basement
| Sump Inner wall alround | 1 | 1 | 3.14x4.455x2.30 |  |  | 32.9
| Sump outer wall alround | 1 | 1 | 3.14x4.985x2.30 |  |  | 36
| Sundries | [5 empty] | 0.03
[6 empty] | Say | 68.93 | M2
18.1 | Providing form work for all RCC work using MS sheets and angles
a) for Column footong, Raft beam, raft slab etc.
For RCC base slab side alround
| sump | 1 | 1 | 3.14x5.4x0.20 |  |  | 3.44 | M2
b) for plain surface such as Roof slab etc.
| for sump cover slab bottom | 1 | 1 | 3.14x5.50X5.50/4 |  |  | 23.75
| cover slab side alround | 1 | 1 | 3.14x4.985x0.11 |  |  | 1.72
| Deduct manhole open | -1 | 2 | 0.6 | 0.6 | - | -0.72
| Manhole open sides | 1 | 2 | 2.4 | - | 0.11 | 0.53
| Sundries | [5 empty] | 0.06
[6 empty] | Say | 25.34 | M2
34 | Plastering with Cm 1;4, 12mm thk including finishing etc.
| Sump inner alround | 1 | 1 | 3.14x5.50x2.30 |  |  | 39.72
| Sump outer wall alround | 1 | 1 | 3.14*4.985*0.60 |  |  | 9.39
| sides manhole opening | 1 | 2 | 2.49 |  | 1 | 4.98
| Sundries | [5 empty] | 0.05
[6 empty] | Say | 54.14 | M2
43 | Supplying fabricating and placing in poition steel grills for all RCC works
item no : 4.1 + 4.2
| 2.25 + 12.06 = 14.31 Cum | 1 | 1 | 14.5 | 100 |  | 1450 |  | 5520
[7 empty] | 1.45 | MT
53.3 | Supplying and fixing of CI steps of approved Quality ( not less than 5 kg each includig cost of labour)
| for sump | 2 | 5 |  |  |  | 10 | No
53.4 | Supplying and fixing of CI manholes cover with locality arrangements of approved analized 0.60x0.60m (50kg)
| for sump cover | 1 | 2 |  |  |  | 2 | No

## sump design
TAMILNADU POLICE HOUSING CORPORATION LIMITED
COIMBATORE DIVISION
Name of Work : Construction of 2 Nos of SI and 28 Nos of PC/HC Qtrs at Aliyar in Coimbatore district
DESIGN OF CIRCULAR SUMP
40500
No of quarters |  | : | 30
Total Requirement of Water Per Day |  | : | 30*900*1.5
40500 LITRES
| Capacity of Sump required | : | 40.50CUM
| By Assuming depth of sump |  | 2.00m
| Area Sump Required | : | 20.00sqm
| Dia of sump required | : | 5.05m
| By Assuming a free board 60cm depth of sump required |  | 2.3
So provide Circular Sump with dia 6.50m and Depth 2.30m

## culvert G.I
Name of Work : Construction of 2 Nos of SI and 28 Nos of PC/HC Qtrs at Aliyar in Coimbatore district
CULVERT
Detailed estimate
S.No | Description of Work | Nos |  | Measurements |  |  | Qty
|  |  |  | L | B | D
1.5 | Earth work excavation for Open Foundation in all soils and sub soils to the required depth
a.) 0 to 2 mt.
| For culvert | 1 | 3 | 7.2 | 2 | 1 | 43.2 | M3
1.8 | Earth work excavation for Open Foundation for SDR
a.) 0 to 2 mt.
| For culvert | 1 | 3 | 7.2 | 2 | 0.5 | 21.6 | M3
2.1 | Supplying and filling in foundation and basement with filling sand
| For culvert | 1 | 3 | 7.2 | 2 | 0.15 | 6.48 | M3
3.1 | Plain Cement Concrete 1:5:10 for foundation using 40mm gauge hard broken stone jelly
| For culvert foundation | 1 | 3 | 7.2 | 2 | 0.2 | 8.64 | M3
3.2 | Plain Cement Concrete 1:2:4 using 20mm gauge hard broken stone jelly in foundation and basement
| For culvert bed block | 1 | 3 | 7.2 | 0.34 | 0.2 | 1.47 | M3
4 | M 20 grade concrete in Foundation and Basement
| For culvert deck slab | 1 | 3 | 7.2 | 1.58 | 0.2 | 6.83 | M3
3.7 | Mass concrete in CC 1:3:6 using 20 mm gauge HBSJ metal in Foundation and Basement.
| Culvert wall | 1 | 3 | 7.2 | (0.45 + 0.34) / 2 | 1.3 | 11.09 | M3
28 | Plastering the top flooring in C.M 1:4 20mm thick including surface rendered smooth including providing proper slopes
| For culvert bottom | 1 | 3 | 7.2 | 0.9 |  | 19.44 | M2
18.1 | Providing Form work and centering for reinforced cement concrete works including supports and strutting up to 3.30m heigh
a.) For Column footings, plinth beam, Grade beam, Raft beam, Raft slab etc.,
For Culvert
| Mass wall front | 3 | 4 | 7.2 |  | 1.3 | 112.32
| Sides | 3 | 4 | (0.45+0.34) / 2 |  | 1.3 | 6.16
[6 empty] | Total | 118.48 | M2
b.) Plain surfaces such as Roof slab, floorslab, etc.
| Culvert deck slab bottom | 3 | 1 | 7.2 | 0.9 |  | 19.44
| Culvert deck slab alround | 3 | 1 | 17.56 |  | 0.2 | 10.54
[6 empty] | Total | 29.98 | M2
43.1 | Supplying, fabricating and placing in position of Mild steel Grills/Ribbed Tor Steels for reinforcement |  |  |  | Kg/M3
| As per RCC qty | 1 | 1 | 6.83 | 100 |  | 683 | Kgs
[6 empty] | Say | 0.683 | MT
JE/AE AEE/TPR

## septank
TAMILNADU POLICE HOUSING CORPORATION LIMITED
COIMBATORE DIVISION
Name of Work : Construction of 2 Nos of SI and 28 Nos of PC/HC Qtrs at Aliyar in Coimbatore district
Septic Tank
Sl. No | Description of Work | Nos. |  | Measurement |  |  | Qty
|  |  |  | L | B | D
1.5 | Earth work for foundation in all soils and subsoils (Including refilling)
(a) 0 - 2m depth
| Septic tank | 1 | 1 | 13.2 | 7.7 | 1 | 101.64
| Inlet/Outlet chamber | 1 | 2 | 1.36 | 1.36 | 0.75 | 2.77
| Disp. Trench | 1 | 3 | 11.5 | 1 | 1.2 | 41.4
| Sundries | [5 empty] | 0.04
[7 empty] | 145.85 | M3
1.8 | Earth work excavation for Open foundation in SDR excluding refiling the sides of foundation.
(a) 0 - 2m depth
| for septic Tank | 1 | 1 | 13.2 | 7.7 | 1.35 | 137.21
0.01
[7 empty] | 137.22 | M3
2.1 | Supplying and filling sand in layers 15cm thick etc., complete
| Disp. Trench | 1 | 3 | 11.5 | 1 | 0.2 | 6.9 | M3
2.6 | Supplying and filling of 40mm HBS jelly etc., complete
| Disp. Trench | 1 | 3 | 11.5 | 1 | 0.6 | 20.7 | M3
2.7 | Supplying and filling of 20mm HBS jelly etc., complete
| Disp. Trench | 1 | 3 | 11.5 | 1 | 0.3 | 10.35 | M3
3.1 | Plain Cement concrete 1:5:10 using 40mm ISS metal
In foundation and basement
| Inlet/Outlet chamber | 1 | 2 | 1.36 | 1.36 | 0.15 | 0.55
| Sundries | [5 empty] | 0.05
[7 empty] | 0.6 | M3
3.2 | Plain CC 1:2:4 for foundation and basement using 20mm HBGS metal
| for ST base slab | 1 | 1 | 13.2 | 7.7 | 0.15 | 15.25
| Sundries | [5 empty] | 0.05
[7 empty] | 15.3 | M3
4.1 | Standardised concrete mix design M20 using 20mm Hsbj meatl and below graded coarse metal including all charges etc., complete.,foundation and basement
| for septic Tank coverslab | 1 | 1 | 12.46 | 5.96 | 0.125 | 9.28
| Deduct Manhole cover | -1 | 2 | 0.6 | 0.6 | 0.125 | -0.09
| Baffle wall | 1 | 2 | 5.96 | 0.15 | 0.23 | 0.41
[7 empty] | 9.6 | M3
6.2 | Brick work in CM 1:5 using chamber burnt bricks for foundation and Basement using 23 x 11.4 x 7.5cm including all charges etc., complete
| 1st footing alround | 1 | 1 | 36.8 | 0.45 | 0.6 | 9.94
| sloped portion | 1 | 2 | 4.12 | 0.45 | 0.3 | 1.11
| sloped portion | 1 | 1 | 6.4 | 0.45 | 0.3 | 0.86
| 2nd footing alround | 1 | 1 | 36.36 | 0.34 | 0.6 | 7.42
| 3rd footing alround | 1 | 1 | 35.92 | 0.23 | 1 | 8.26
| Inlet and outlet chamber | 1 | 2 | 3.32 | 0.23 | 1 | 1.53
| Air vent pipe pillar | 1 | 2 | 0.45 | 0.45 | 0.6 | 0.24
| Baffle Wall | 1 | 2 | 5.5 | 0.23 | 1.45 | 3.67
0.02
[7 empty] | 33.05 | M3
14.II | Precast slab 40mm thick two sides finished
a) In foundation and Basement
| for Outlet/Inlet chamber | 1 | 2 | 0.83 | 0.83 |  | 1.38
| Man hole Cover | 1 | 2 | 0.75 | 0.75 |  | 1.13
[7 empty] | 2.55 | M2
28 | Floor Plastering in CM 1:4, 20mm thick including all charges etc., complete
| For Inlet/Outlet | 1 | 2 | 0.6 | 0.6 |  | 0.72
| septic tank | 1 | 1 | 12 | 5.5 |  | 66
| sundrise | [5 empty] | 0.28
[7 empty] | 67 | M2
33 | Plastering in CM 1:5, 12mmthick
| Outer side | 1 | 1 | 36.84 |  | 0.6 | 22.1
| Chamber Outter | 1 | 2 | 2.49 |  | 1 | 4.98
| Air vent Pillar | 1 | 1 | 1.8 |  | 0.6 | 1.08
| Sundries | [5 empty] | 0.04
[7 empty] | 28.2 | M2
34 | Plastering in CM 1:4, 12mmthick
| Septic Inner | 1 | 1 | 35 |  | 2.2 | 77
| For B.P Wall top | 1 | 1 | 5.5 |  | 0.23 | 1.27
| Baffle wall | 1 | 2 | 5.5 |  | 1.45 | 15.95
| Chamber inside | 1 | 2 | 2.4 |  | 1 | 4.8
| Sundries | [5 empty] | 0.03
[7 empty] | 99.05 | M2
61.2 | Supply and laying Upvc Sn8 pipe 100mm dia
| loose joint for trench | 1 | 3 | 11.5 |  |  | 34.5 | Rmt
62.2 | Supplying and fixing 100mm dia Upvc Sn8 Tee
| For S.T | 1 | 2 |  |  |  | 2 | Nos
18.1 | Providing formwork using MS Sheet including all charges
a) Column footing, grade beam, plinth beam, etc all complete
| Baffle wall beam | 1 | 2 | 5.5 | 0.15 |  | 1.65
| sides | 2 | 2 | 5.5 |  | 0.23 | 5.06
| Sundries | [5 empty] | 0.04
[7 empty] | 6.75 | M2
b) Plain surface
| for ST cover slab bottom | 1 | 1 | 12 | 5.5 |  | 66
| side | 1 | 1 | 36.84 | 0.125 |  | 4.61
| Deduct Man hole | -1 | 2 | 0.6 | 0.6 |  | -0.72
| Add Man hole side | 1 | 2 | 2.4 | 0.125 |  | 0.6
| Sundries | [5 empty] | 0.06 |  | 232
[7 empty] | 70.55 | M2 | 4
43.1 | Supply and fabrication and placing in position of MS/RTS grills | [7 empty] | 8
| Item 4.1 = 9.60 | [7 empty] | 7
| Item 14(ii) - 2.55x.04 = 0.10 | [7 empty] | 251
| Total = 9.70 |  |  | 9.6 | 100 |  | 960
[6 empty] | say | 0.96 | MT | 1
58.5 | Supply and fixing of PVC ventilating shaft with Cowl 110mm dia | 1 | 1 | 1 |  |  | 1 | No

## NUMBERING
Name of Work : Construction of 2 Nos of SI and 28 Nos of PC/HC Qtrs at Aliyar in Coimbatore district
DETAILED ESTIMATE
S.No | Description | Nos |  | L | B | D | Qnty
1 | Supplying and fixing of Aluminium dia casting letters with MRF powder coating for various size like 6", 9" and 12" police Housing Empelum and rate is including cost of materials and laber etc.,
a) Police housing Empelum 24"X24"
| TNPHCL Embelum | 1 | 1 |  |  |  | 1 | No
b) 12" English Letters
| Sub Inspector of Police (SI) | 1 | 2 |  |  |  | 2
| Police Qtrs (PC/HC) | 2 | 5 |  |  |  | 10
| Block No: A,B,C,D,E | 1 | 5 |  |  |  | 5
[6 empty] | Total | 17 | Nos
d) 4" Flat Numbers
| SI (1 & 2) | 1 | 2 |  |  |  | 2
| Block : C & D (1to 8) | 2 | 8 |  |  |  | 16
| Block : A,B & E (1 to 4) | 3 | 4 |  |  |  | 12
[6 empty] | Total | 30 | Nos

## LED Details
Name of Work : Construction of 2 Nos of SI and 28 Nos of PC/HC Qtrs at Aliyar in Coimbatore district
LED DETAILED ESTIMATE
S.No | Description | Nos |  | L | B | D | Qnty
1 | Supplying and fixing of 18W LED tube lights with necessary fittings
SI Qtrs
| Hall | 2 | 2 |  |  |  | 4
| Bed -I | 2 | 1 |  |  |  | 2
| Bed -II | 2 | 1 |  |  |  | 2
| Kitchen | 2 | 1 |  |  |  | 2
PC/HC Qtrs Block: A,B & E (4in1)
| Hall | 2 | 12 |  |  |  | 24
| Bed I | 1 | 12 |  |  |  | 12
| Bed II | 1 | 12 |  |  |  | 12
| Kitchen | 1 | 12 |  |  |  | 12
PC/HC Qtrs Block No C & D (8in1)
| Hall | 2 | 16 |  |  |  | 32
| Bed I | 1 | 16 |  |  |  | 16
| Bed II | 1 | 16 |  |  |  | 16
| Kitchen | 1 | 16 |  |  |  | 16
[6 empty] | Total | 150 | Nos
2 | Supplying and fixing of 9W LED bulb and fixing the bulb including cost of all materials and labour for fixing in position etc.,
SI Qtrs
| Hall | 1 | 2 |  |  |  | 2
| Bed -I | 1 | 2 |  |  |  | 2
| Bed -II | 1 | 2 |  |  |  | 2
| Kitchen | 1 | 2 |  |  |  | 2
| Attached toilet & wash basin | 2 | 2 |  |  |  | 4
| com. Toilet & passage | 2 | 2 |  |  |  | 4
| Dinning | 1 | 2 |  |  |  | 2
PC/HC Qtrs Block: A,B & E (4in1)
| Hall | 1 | 12 |  |  |  | 12
| Bed I & II | 2 | 12 |  |  |  | 24
| Kitchen | 1 | 12 |  |  |  | 12
| com. Toilet & passage | 2 | 12 |  |  |  | 24
| Attached toilet & wash basin | 2 | 12 |  |  |  | 24
PC/HC Qtrs Block No C & D (8in1)
| Hall | 1 | 16 |  |  |  | 16
| Bed I & II | 2 | 16 |  |  |  | 32
| Kitchen | 1 | 16 |  |  |  | 16
| com. Toilet & passage | 2 | 16 |  |  |  | 32
| Attached toilet & wash basin | 2 | 16 |  |  |  | 32
[6 empty] | Total | 242 | Nos
3 | Supplying and fixing of 12W LED bulb with suitable bulkhead fittings and fixing the bulb including cost of all materials and labour for fixing in position etc.,
SI Qtrs
| Main Door Entrance | 1 | 2 |  |  |  | 2
| SI Qtrs Stricase mid landing | 1 | 2 |  |  |  | 2
| Head room outer | 1 | 1 |  |  |  | 1
PC/HC Qtrs Block: A,B & E (4in1)
| Main Door Entrance | 3 | 4 |  |  |  | 12
| Stricase mid landing | 3 | 4 |  |  |  | 12
| Head room outer | 3 | 1 |  |  |  | 3
PC/HC Qtrs Block No C & D (8in1)
| Main Door Entrance | 2 | 8 |  |  |  | 16
| Stricase mid landing | 2 | 4 |  |  |  | 8
| Head room outer | 2 | 2 |  |  |  | 4
[6 empty] | Total | 60 | Nos

## ALIYAR GENERAL ABSTRACT
NAME OF WORK : CONSTRUCTION OF 2 NOS OF SI AND 28 NOS OF PC/HC QUARTERS WITH DEVELOPMENT WORKS AT ALIYAR IN COIMBATORE DISTRICT UNDER HON'BLE CM ANNOUNCEMENT SCHEME FOR THE YEAR OF 2019 -2020
GENERAL ABSTRACT
Sl.No. | Qty | Description | Rate | Unit | Amount
|  | BUILDING WORKS | AS PER PWD SR 2019 - 2020
1 | 1 | Construction of 2 Nos of SI Quarters (G+1) | 3960391.09 | 1 Unit | 3960391.09
2 | 1 | Construction of 24 Nos of PC/HC Quarters - G+3 (12 in 1) | 28263383.71 | 1 Unit | 28263383.71
3 | 1 | Construction of 4 Nos of PC/HC Quarters - G+3 (4 in 1) | 4982745.06 | 1 Unit | 4982745.06
[5 empty] | 37206519.86 | 0 | -37206519.86
DEVELOPMENT WORKS
4 | 1 | Plinth Protection | 409389.15 | 1 Unit | 409389.15
5 | 1 | Bore Well | 128462.24 | 1 Unit | 128462.24 |  |  | 981895.3
6 | 1 | Cupboard Arrangement | 444043.91 | 1 Unit | 444043.91
|  | SUB - TOTAL - II Rs. |  |  | 38188415.16 | 0 | 38188415.16
|  | GST at 12 % |  |  | 4582609.82
|  | SUB - TOTAL - III Rs. |  |  | 42771024.98
7 | 1 | Provision for soil investigation | LS |  | 50000
8 |  | Providing filling lowlying area | LS |  | 150000
9 |  | Provision for purchasing of locks & Expansion joint arrangements | LS |  | 75000
|  | SUB - TOTAL - IV Rs. |  |  | 43046024.98
10 |  | Labour Welfare fund @ 1% |  |  | 430460.25
11 |  | Supervision Charges @ 7.5% | - |  | 3228451.87
|  | SUB - TOTAL - V Rs. |  |  | 46704937.1
12 |  | Provision for Adervertisment Charges | LS |  | 50000
13 |  | Provision for Payment to local body | LS |  | 54000
14 |  | Provision for EB Deposit for service connections & Shifting | LS |  | 50000 |  |  | s
15 |  | Provision for structural design | LS |  | 50000
16 |  | Building Inagural function | LS |  | 30000
|  | TOTAL Rs. |  |  | 46938937.1
|  | SAY Rs. |  |  | 46939000
46939000
0
s

## TILES
ESTIMATE FOR ADDITIONAL AMENITIES.
NAME OF WORK : PROVIDING ADDITIONAL AMENITIES FOR THE Construction of 2 Nos of SI and 28 Nos of PC/HC Qtrs at Aliyar in Coimbatore district
Item No | Description of works | Nos |  | Measurements |  |  | Total
|  |  |  | L | B | D / H | Qty
1 | Supply and laying Industrial tiles superior variety such as for flooring in CM 1:3 (One of Cement and three of sand) including fixing in position, cutting the tiles to the required size wherever necessary, pointing the joints with colour cement, finishing, curing etc complete and as directed by the departmental officers.
SI QTRS
| For s/c Entrance step tread | 1 | 4 | 2.86 | 0.3 |  | 3.43
| For door entrance step tread | 2 | 4 | 1.46 | 0.3 |  | 3.5
| For s/c Entrance step riser | 1 | 5 | 2.86 |  | 0.15 | 2.15
| For door entrance step riser | 2 | 5 | 1.46 |  | 0.15 | 2.19
| for staircase area | 1 | 1 | 1.4 | 4.4 |  | 6.16
C,D Block
| Entrance step tread | 2 | 4 | 2.46 | 0.3 |  | 5.9
| Entrance step riser | 2 | 5 | 2.46 |  | 0.15 | 3.69
| sitout area | 2 | 1 | 5.52 | 1 |  | 11.04
| for staircase area | 2 | 1 | 1 | 3.77 |  | 7.54
A,B & E BLOCK
| Entrance step tread | 3 | 4 | 2.46 | 0.3 |  | 8.86
| Entrance step riser | 3 | 5 | 2.46 |  | 0.15 | 5.54
| sitout area F | 3 | 1 | 3.65 | 1 |  | 10.95
| for staircase area | 3 | 1 | 1 | 3.77 |  | 11.31
[5 empty] | Total |  | 82.26
[5 empty] | Say |  | 82.5
2 | Supplying and fixing of PVC corner sheet beding including all charges of materials labour charges etc complete.
For SI Qtrs
| Attached & commom toilet | 2 | 2 | 2.1 |  |  | 8.4
| For floor depression | 2 | 2 | 1.2 |  |  | 4.8
For PC/HC Qtrs
| For common & Attached toilet | 28 | 2 | 1.58 |  |  | 88.48
| For floor depression | 28 | 2 | 1.2 |  |  | 67.2
[5 empty] | total |  | 168.88
[5 empty] | say |  | 452.1
3 | Supply and fixing of Concealed stop cock approved quality with ISI mark relevent specfication with including Labour Fixing charges etc., complete as directed by the departmental officers.
| For SI Qtrs att. Toilet | 2 | 2 |  |  |  | 4
| For pc/hc Qtrs att. Toilet | 28 | 2 |  |  |  | 56
[5 empty] | total |  | 60
4 | Supply, delevery and laying of RCC Hume pipe of size 450mm dia including ,loading un loading transpoartation charges etc..,
| For road | 1 | 3 | 10 |  |  | 30
[5 empty] | Total |  | 30
5 | Supplying and fixing of precast reinforcement cement concrete rings of size 50mm thickness 1200mm dia and 300mm depth in RCC 1:2:4 with all relevent specification etc..,
| For si qtrs rain water | 2 | 3 |  |  |  | 6
| For A Block PC qtrs rain water | 2 | 3 |  |  |  | 6
| For B Block PC qtrs rain water | 2 | 3 |  |  |  | 6
| For C & D Block PC qtrs rain water | 4 | 3 |  |  |  | 12
| For E Block PC qtrs rain water | 2 | 3 |  |  |  | 6
[5 empty] | SAY |  | 36

## Building
NAME OF WORK : CONSTRUCTION OF 2 NOS OF SI AND 28 NOS OF PC/HC QUARTERS WITH DEVELOPMENT WORKS AT ALIYAR IN COIMBATORE DISTRICT UNDER HON'BLE CM ANNOUNCEMENT SCHEME FOR THE YEAR OF 2019 -2020
Abstract
Sl. No. | Description | Rate (Using M.Sand) | Unit | Main Building | [12 empty] | Qty | Amount
|  |  |  | SI QTRS (2 IN 1) (G+1) = 2nos |  |  | PC / HC Qtrs (12 in 1) (G+3) = 24 nos |  |  | PC / HC Qtrs (4 in 1) (G) = 4 nos |  |  | Total Building Qty |  | Total Development Qty
|  |  |  | Qty. | Qty for 1 Block | Amount | Qty | Qty for 2 BlockS | Amount | Qty | Qty for 1 BlockS | Amount | Qty | Amount | Qty | Amount
1.1 | Earth work excavation in all soils (including refilling) | [15 empty] | *
| a. 0 to 2 mt. | 177.77 | Cum. | 54.4 | 54.4 | 9670.69 | 122 | 244 | 43375.88 | 54 | 54 | 9599.58 | 352.4 | 62646.15 | 61.5 | 10932.86 | 413.9 | 73579
| b. 2 to 3 mt. | #REF! | Cum. |  | 0 | #REF! |  |  | #REF! |  |  | #REF! | #REF! | #REF! | 0 | #REF! | #REF! | #REF!
1.2 | Earth work excavation in all soils (excluding refilling) |  |  |  | 0 | 0 |  |  | 0 |  |  | 0 | #REF! | #REF! | 0 | 0 | #REF! | #REF!
| a. 0 to 2 mt. | #REF! | Cum. |  | 0 | #REF! |  |  | #REF! |  |  | #REF! | #REF! | #REF! | #REF! | #REF! | #REF! | #REF!
| b. 2 to 3 mt. | #REF! | Cum. |  | 0 | #REF! |  |  | #REF! |  |  | #REF! | #REF! | #REF! | #REF! | #REF! | #REF! | #REF!
1.3 | Earth work excavation in Soft disintegrated rock (including refilling) |  |  |  | 0 | 0 |  | 0 | 0 |  | 0 | 0 | 0 | 0 |  | 0 | 0 | 0
| a. 0 to 2 mt. | 260.17 | Cum. | 38 | 38 | 9886.46 | 97.1 | 194.2 | 50525.01 | 38.78 | 38.78 | 10089.39 | 270.98 | 70500.87 |  | 0 | 270.98 | 70500.87
| b. 2 to 3 mt. | #REF! | Cum. |  | 0 | #REF! |  |  | #REF! |  |  | #REF! | #REF! | #REF! | #REF! | #REF! | #REF! | #REF!
1.4 | Earth work excavation for Open foundation (including refilling) |  |  |  | 0 | 0 |  |  | 0 |  |  | 0 | #REF! | #REF! | #REF! | #REF! | #REF! | #REF!
| a. 0 to 2 mt. | #REF! | Cum. |  | 0 | #REF! |  |  | #REF! |  |  | #REF! | #REF! | #REF! | 0 | #REF! | #REF! | #REF!
| b. 2 to 3 mt. | #REF! | Cum. |  | 0 | #REF! |  |  | #REF! |  |  | #REF! | #REF! | #REF! | 9.9 | #REF! | #REF! | #REF!
| b. 2 to 3 mt. | #REF! | Cum. |  | 0 | #REF! |  |  | #REF! |  |  | #REF! | #REF! | #REF! | 15.4 | #REF! | #REF! | #REF!
| c. 3 to 4 mt. | #REF! | Cum. |  | 0 | #REF! |  |  | #REF! |  |  | #REF! | #REF! | #REF! | #REF! | #REF! | #REF! | #REF!
| d. 4 to 5 mt. | #REF! | Cum. |  | 0 | #REF! |  |  | #REF! |  |  | #REF! | #REF! | #REF! | 0 | #REF! | #REF! | #REF!
| b. 2 to 3 mt. | #REF! | Cum. |  | 0 | #REF! |  |  | #REF! |  |  | #REF! | #REF! | #REF! | 0 | #REF! | #REF! | #REF!
1.7 | Earth work excavation in Soft disintegrated rock (Excluding refilling) |  |  |  | 0 | 0 |  |  | 0 |  |  | 0 | #REF! | #REF! | 0 | 0 | #REF! | #REF!
| a. 0 to 2 mt. | #REF! | Cum. |  | 0 | #REF! |  |  | #REF! |  |  | #REF! | #REF! | #REF! | 0 | #REF! | #REF! | #REF!
| b. 2 to 3 mt. | #REF! | Cum. |  | 0 | #REF! |  |  | #REF! |  |  | #REF! | #REF! | #REF! | 0 | #REF! | #REF! | #REF!
1.9 | Providing Driven PILES |  |  |  | 0 | 0 |  |  | 0 |  |  | 0 | #REF! | #REF! | 128 | 0 | #REF! | #REF!
| a.300mm dia |  | Rmt |  | 0 | 0 |  |  | 0 |  |  | 0 | #REF! | #REF! | 0 | 0 | #REF! | #REF!
| b.330mm dia |  | Rmt |  | 0 | 0 |  |  | 0 |  |  | 0 | #REF! | #REF! | #REF! | #REF! | #REF! | #REF!
| c.375mm dia |  | Rmt |  | 0 | 0 |  |  | 0 |  |  | 0 | #REF! | #REF! | 0 | 0 | #REF! | #REF!
| d.400mm dia |  | Rmt |  | 0 | 0 |  |  | 0 |  |  | 0 | #REF! | #REF! | #REF! | #REF! | #REF! | #REF!
| e.450mm dia |  | Rmt |  | 0 | 0 |  |  | 0 |  |  | 0 | #REF! | #REF! | 0 | 0 | #REF! | #REF!
| f.500mm dia |  | Rmt |  | 0 | 0 |  |  | 0 |  |  | 0 | #REF! | #REF! | 0 | 0 | #REF! | #REF!
2.1 | Filling sand | 1665.24 | Cum. | 11.2 | 11.2 | 18650.69 | 26.8 | 53.6 | 89256.86 | 13.76 | 13.76 | 22913.7 | 78.56 | 130821.25 | 9.9 | 16485.88 | 88.46 | 147307.13
2.2 | Sand Gravel Mix | #REF! | Cum. |  | 0 | #REF! |  |  | #REF! |  |  | #REF! | #REF! | #REF! | 0 | #REF! | #REF! | #REF!
2.3 | Supply and filling of 40 mm Brick jelly | #REF! | Cum. |  | 0 | #REF! |  |  | #REF! |  |  | #REF! | #REF! | #REF! | 0 | #REF! | #REF! | #REF!
2.4 | Supply and filling of 20 mm Brick jelly | #REF! | Cum. |  | 0 | #REF! |  |  | #REF! |  |  | #REF! | #REF! | #REF! | 0 | #REF! | #REF! | #REF!
2.5 | Gravel soling | #REF! | Cum. |  | 0 | #REF! |  |  | #REF! |  |  | #REF! | #REF! | #REF! | 0 | #REF! | #REF! | #REF!
3.1 | C.C.1:5:10 for Foundation & Basement | 4273.65 | Cum. | 7.9 | 7.9 | 33761.84 | 15.6 | 31.2 | 133337.88 | 6.08 | 6.08 | 25983.79 | 45.18 | 193083.51 | 15.4 | 65814.21 | 60.58 | 258897.72
3.4 | Providing WBM 125 mm consolidated thick with gravel blindage |  | Sqm. |  | 0 | 0 |  |  | 0 |  |  | 0 | #REF! | #REF! | 0 | 0 | #REF! | #REF!
3.5 | Surface dressing over WBM 25 mm thick |  | Sqm. |  | 0 | 0 |  |  | 0 |  |  | 0 | #REF! | #REF! | 0 | 0 | #REF! | #REF!
3.6 | Providing WBM 125 mm consolidated thick with gravel blindage (IRC 63 to 45mm for 75mm thick and 37.5 to 26.5mm for 50.mm thick) | #REF! | Sqm. |  | 0 | #REF! |  |  | #REF! |  |  | #REF! | #REF! | #REF! | 0 | #REF! | #REF! | #REF!
3.7 | Surface dressing over WBM 25 mm tk. with pre-coated chips using 11.2mm size IRC | #REF! | Sqm. |  | 0 | #REF! |  |  | #REF! |  |  | #REF! | #REF! | #REF! | 0 | #REF! | #REF! | #REF!
4.1 | R.C.C. 1:2:4 Foundation and Basement | #REF! | Cum. |  | 0 | #REF! |  |  | #REF! |  |  | #REF! | #REF! | #REF! | 0 | #REF! | #REF! | #REF!
4.2 | R.C.C. 1: 11/2: 3 Foundation and Basement | #REF! | Cum. |  | 0 | #REF! |  |  | #REF! |  |  | #REF! | #REF! | #REF! | 0 | #REF! | #REF! | #REF!
5 | R.R. masonry in C.M. 1:5 Foundation and Basment | #REF! | Cum. |  | 0 | #REF! |  |  | #REF! |  |  | #REF! | #REF! | #REF! | 0 | #REF! | #REF! | #REF!
6.1 | Brick work in C.M. 1:5 (F& B) using Chamber Burnt brick of size 23 x 11.2 x 7 cm (9" x 4 3/8" x 2 3/4") | #REF! | Cum. |  | 0 | #REF! |  |  | #REF! |  |  | #REF! | #REF! | #REF! | #REF! | #REF! | #REF! | #REF!
6.2 | Brick work in C.M. 1:5 (F& B) using chamber Burnt bricks of size 23 x 11.4 x 7.5 cm (9" x 4 1/2"x 3") | 6053.66 | Cum. | 14.51 | 14.51 | 87838.61 | 34.9 | 69.8 | 422545.47 | 14.75 | 14.75 | 89291.49 | 99.06 | 599675.56 | 22.1 | 133785.89 | 121.16 | 733461.45
6.3 | Brick work in C.M. 1:5 (F& B) using Chamber Burnt brick of size 23 x 11 x 7 cm (9" x 4 1/4" x 2 3/4") |  | Cum. |  | 0 | 0 |  |  | 0 |  |  | 0 | #REF! | #REF! | 0 | 0 | #REF! | #REF!
6.4 | Brick work in C.M. 1:5 (F& B) using Chamber Burnt brick of size 22 x 11 x 7 cm (8 3/4" x 4 1/4" x 2 3/4") |  | Cum. |  | 0 | 0 |  |  | 0 |  |  | 0 | #REF! | #REF! | 153.6 | 0 | #REF! | #REF!
6.5 | Brick work in C.M. 1:5 (F& B) using Kiln Burnt Country bricks of size 22 x 11 x 7 cm (8 3/4" x 4 1/4" x 2 3/4") | #REF! | Cum. |  | 0 | #REF! |  |  | #REF! |  |  | #REF! | #REF! | #REF! | #REF! | #REF! | #REF! | #REF!
6.6 | Brick work in C.M. 1:5 (F& B) using Kiln Burnt Country bricks of size 22 x 11 x 5.7 cm (8 3/4" x 4 1/4" x 2 1/4") |  | Cum. |  | 0 | 0 |  |  | 0 |  |  | 0 | #REF! | #REF! | 0 | 0 | #REF! | #REF!
7.1 | Damp Proof Course in C.M. 1:4, 12 MM thick mixed with Crude oil |  | Sqm. |  | 0 | 0 |  |  | 0 |  |  | 0 | #REF! | #REF! | 0 | 0 | #REF! | #REF!
7.3 | Damp Proof Course in C.M. 1:4, 12 MM thick mixed with Water proofing compound | #REF! | Sqm. |  | 0 | #REF! |  |  | #REF! |  |  | #REF! | #REF! | #REF! | 0 | #REF! | #REF! | #REF!
8.1 | R.C.C.1:2:4 |  |  |  | 0 | 0 |  |  | 0 |  |  | 0 | #REF! | #REF! | 0 | 0 | #REF! | #REF!
| a. In Ground floor | #REF! | Cum. |  | 0 | #REF! |  |  | #REF! |  |  | #REF! | #REF! | #REF! | 0 | #REF! | #REF! | #REF!
| b. In First floor | #REF! | Cum. |  | 0 | #REF! |  |  | #REF! |  |  | #REF! | #REF! | #REF! | 0 | #REF! | #REF! | #REF!
| c. In Second floor | #REF! | Cum. |  | 0 | #REF! |  |  | #REF! |  |  | #REF! | #REF! | #REF! | 0 | #REF! | #REF! | #REF!
| d. In Third floor | #REF! | Cum. |  | 0 | #REF! |  |  | #REF! |  |  | #REF! | #REF! | #REF! | #REF! | #REF! | #REF! | #REF!
| e. In Fourth floor | #REF! | Cum. |  | 0 | #REF! |  |  | #REF! |  |  | #REF! | #REF! | #REF! | #REF! | #REF! | #REF! | #REF!
8.2 | R.C.C.1: 1 1/2 :3 |  |  |  | 0 | 0 |  |  | 0 |  |  | 0 | #REF! | #REF! | #REF! | #REF! | #REF! | #REF!
| a. In Ground floor | #REF! | Cum. |  | 0 | #REF! |  |  | #REF! |  |  | #REF! | #REF! | #REF! | #REF! | #REF! | #REF! | #REF!
| b. In First floor | #REF! | Cum. |  | 0 | #REF! |  |  | #REF! |  |  | #REF! | #REF! | #REF! | #REF! | #REF! | #REF! | #REF!
| c. In Second floor | #REF! | Cum. |  | 0 | #REF! |  |  | #REF! |  |  | #REF! | #REF! | #REF! | #REF! | #REF! | #REF! | #REF!
| d. In Third floor | #REF! | Cum. |  | 0 | #REF! |  |  | #REF! |  |  | #REF! | #REF! | #REF! | #REF! | #REF! | #REF! | #REF!
| e. In Fourth floor | #REF! | Cum. |  | 0 | #REF! |  |  | #REF! |  |  | #REF! | #REF! | #REF! | #REF! | #REF! | #REF! | #REF!
| f. In Fifth floor | #REF! | Cum. |  | 0 | #REF! |  |  | #REF! |  |  | #REF! | #REF! | #REF! | #REF! | #REF! | #REF! | #REF!
| g. In sixth floor | #REF! | Cum. |  | 0 | #REF! |  |  | #REF! |  |  | #REF! | #REF! | #REF! | #REF! | #REF! | #REF! | #REF!
| h. In seventh floor | #REF! | Cum. |  | 0 | #REF! |  |  | #REF! |  |  | #REF! | #REF! | #REF! | #REF! | #REF! | #REF! | #REF!
| i. In eighth floor | #REF! | Cum. |  | 0 | #REF! |  |  | #REF! |  |  | #REF! | #REF! | #REF! | #REF! | #REF! | #REF! | #REF!
| j. In Ninth floor | #REF! | Cum. |  | 0 | #REF! |  |  | #REF! |  |  | #REF! | #REF! | #REF! | #REF! | #REF! | #REF! | #REF!
| k. In Tenth floor | #REF! | Cum. |  | 0 | #REF! |  |  | #REF! |  |  | #REF! | #REF! | #REF! | #REF! | #REF! | #REF! | #REF!
| l. In Eleventh floor | #REF! | Cum. |  | 0 | #REF! |  |  | #REF! |  |  | #REF! | #REF! | #REF! | #REF! | #REF! | #REF! | #REF!
| m. In Twelth floor | #REF! | Cum. |  | 0 | #REF! |  |  | #REF! |  |  | #REF! | #REF! | #REF! | #REF! | #REF! | #REF! | #REF!
9.1 | Brick work in C.M. 1:6 using Chamber Burnt brick of size 23 x 11.2 x 7 cm (9" x 4 3/8" x 2 3/4") |  |  |  | 0 | 0 |  |  | 0 |  |  | 0 | #REF! | #REF! | #REF! | #REF! | #REF! | #REF!
| a. In Ground Floor | #REF! | Cum. |  | 0 | #REF! |  |  | #REF! |  |  | #REF! | #REF! | #REF! | #REF! | #REF! | #REF! | #REF!
| b. In First Floor | #REF! | Cum. |  | 0 | #REF! |  |  | #REF! |  |  | #REF! | #REF! | #REF! | #REF! | #REF! | #REF! | #REF!
| c. In Second Floor | #REF! | Cum. |  | 0 | #REF! |  |  | #REF! |  |  | #REF! | #REF! | #REF! | #REF! | #REF! | #REF! | #REF!
| d. In Third Floor | #REF! | Cum. |  | 0 | #REF! |  |  | #REF! |  |  | #REF! | #REF! | #REF! | #REF! | #REF! | #REF! | #REF!
| e. In Fourth Floor | #REF! | Cum. |  | 0 | #REF! |  |  | #REF! |  |  | #REF! | #REF! | #REF! | #REF! | #REF! | #REF! | #REF!
9.2 | Brick work in C.M 1:6 for super structure | [9 empty] | 0
| a. In Ground Floor/Stilt floor | 6057.18 | Cum. | 20.9 | 20.9 | 126595.06 | 38.2 | 76.4 | 462768.55 | 14 | 14 | 84800.52 | 111.3 | 674164.13 |  | 0 | 111.3 | 674164.13
| b. In First Floor | 6176.48 | Cum. | 25.96 | 25.96 | 160341.42 | 38.2 | 76.4 | 471883.07 | 13.6 | 13.6 | 84000.13 | 115.96 | 716224.62 |  | 0 | 115.96 | 716224.62
| c. In Second Floor | 6295.78 | Cum. | 7.2 | 7.2 | 45329.62 | 38.2 | 76.4 | 480997.59 | 13.6 | 13.6 | 85622.61 | 97.2 | 611949.82 |  | 0 | 97.2 | 611949.82
| d. In Third Floor | 6415.08 | Cum. |  | 0 | 0 | 38.2 | 76.4 | 490112.11 | 21 | 21 | 134716.68 | 97.4 | 624828.79 |  | 0 | 97.4 | 624828.79
| e. In Fourth Floor | 6534.38 | Cum. |  | 0 | 0 | 17.8 | 35.6 | 232623.93 | 8.1 | 8.1 | 52928.48 | 43.7 | 285552.41 |  | 0 | 43.7 | 285552.41
| f. In Fifth floor | #REF! | Cum. |  | 0 | #REF! |  |  | #REF! |  |  | #REF! | #REF! | #REF! | #REF! | #REF! | #REF! | #REF!
| g. In sixth floor | #REF! | Cum. |  | 0 | #REF! |  |  | #REF! |  |  | #REF! | #REF! | #REF! | #REF! | #REF! | #REF! | #REF!
| h. In seventh floor | #REF! | Cum. |  | 0 | #REF! |  |  | #REF! |  |  | #REF! | #REF! | #REF! | #REF! | #REF! | #REF! | #REF!
| i. In eighth floor | #REF! | Cum. |  | 0 | #REF! |  |  | #REF! |  |  | #REF! | #REF! | #REF! | #REF! | #REF! | #REF! | #REF!
| j. In Ninth floor | #REF! | Cum. |  | 0 | #REF! |  |  | #REF! |  |  | #REF! | #REF! | #REF! | #REF! | #REF! | #REF! | #REF!
| k. In Tenth floor | #REF! | Cum. |  | 0 | #REF! |  |  | #REF! |  |  | #REF! | #REF! | #REF! | #REF! | #REF! | #REF! | #REF!
| l. In Eleventh floor | #REF! | Cum. |  | 0 | #REF! |  |  | #REF! |  |  | #REF! | #REF! | #REF! | #REF! | #REF! | #REF! | #REF!
| m. In Twelth floor | #REF! | Cum. |  | 0 | #REF! |  |  | #REF! |  |  | #REF! | #REF! | #REF! | #REF! | #REF! | #REF! | #REF!
| n. In thirteen floor | #REF! | Cum. |  | 0 | #REF! |  |  | #REF! |  |  | #REF! | #REF! | #REF! | #REF! | #REF! | #REF! | #REF!
9.3 | Brick work in C.M. 1:6 using Chamber Burnt brick of size 23 x 11 x 7 cm (9" x 4 1/4" x 2 3/4") |  |  |  | 0 | 0 |  |  | 0 |  |  | 0 | #REF! | #REF! | #REF! | #REF! | #REF! | #REF!
| a. In Ground Floor |  | Cum. |  | 0 | 0 |  |  | 0 |  |  | 0 | #REF! | #REF! | #REF! | #REF! | #REF! | #REF!
| b. In First Floor |  | Cum. |  | 0 | 0 |  |  | 0 |  |  | 0 | #REF! | #REF! | #REF! | #REF! | #REF! | #REF!
| c. In Second Floor |  | Cum. |  | 0 | 0 |  |  | 0 |  |  | 0 | #REF! | #REF! | #REF! | #REF! | #REF! | #REF!
| d. In Third Floor |  | Cum. |  | 0 | 0 |  |  | 0 |  |  | 0 | #REF! | #REF! | #REF! | #REF! | #REF! | #REF!
| e. In Fourth Floor |  | Cum. |  | 0 | 0 |  |  | 0 |  |  | 0 | #REF! | #REF! | #REF! | #REF! | #REF! | #REF!
9.4 | Brick work in C.M. 1:6 using Chamber Burnt brick of size 22 x 11 x 7 cm (8 3/4" x 4 1/4" x 2 3/4") |  |  |  | 0 | 0 |  |  | 0 |  |  | 0 | #REF! | #REF! | #REF! | #REF! | #REF! | #REF!
| a. In Ground Floor |  | Cum. |  | 0 | 0 |  |  | 0 |  |  | 0 | #REF! | #REF! | #REF! | #REF! | #REF! | #REF!
| b. In First Floor |  | Cum. |  | 0 | 0 |  |  | 0 |  |  | 0 | #REF! | #REF! | #REF! | #REF! | #REF! | #REF!
| c. In Second Floor |  | Cum. |  | 0 | 0 |  |  | 0 |  |  | 0 | #REF! | #REF! | #REF! | #REF! | #REF! | #REF!
| d. In Third Floor |  | Cum. |  | 0 | 0 |  |  | 0 |  |  | 0 | #REF! | #REF! | #REF! | #REF! | #REF! | #REF!
| e. In Fourth Floor |  | Cum. |  | 0 | 0 |  |  | 0 |  |  | 0 | #REF! | #REF! | #REF! | #REF! | #REF! | #REF!
9.5 | Brick work in C.M. 1:6 using Kiln Burnt Country bricks of size 22 x 11 x 7 cm ( 8 3/4" x 4 1/4" x 2 3/4") |  |  |  | 0 | 0 |  |  | 0 |  |  | 0 | #REF! | #REF! | #REF! | #REF! | #REF! | #REF!
| a. In Ground Floor | #REF! | Cum. |  | 0 | #REF! |  |  | #REF! |  |  | #REF! | #REF! | #REF! | #REF! | #REF! | #REF! | #REF!
| b. In First Floor | #REF! | Cum. |  | 0 | #REF! |  |  | #REF! |  |  | #REF! | #REF! | #REF! | #REF! | #REF! | #REF! | #REF!
| c. In Second Floor | #REF! | Cum. |  | 0 | #REF! |  |  | #REF! |  |  | #REF! | #REF! | #REF! | #REF! | #REF! | #REF! | #REF!
| d. In Third Floor | #REF! | Cum. |  | 0 | #REF! |  |  | #REF! |  |  | #REF! | #REF! | #REF! | #REF! | #REF! | #REF! | #REF!
| e. In Fourth Floor | #REF! | Cum. |  | 0 | #REF! |  |  | #REF! |  |  | #REF! | #REF! | #REF! | #REF! | #REF! | #REF! | #REF!
9.6 | Brick work in C.M. 1:6 using Kiln Burnt Country bricks of size 22 x 11 x 5.7 cm (8 3/4" x 4 1/4" x 2 1/4") |  |  |  | 0 | 0 |  |  | 0 |  |  | 0 | #REF! | #REF! | #REF! | #REF! | #REF! | #REF!
| a. In Ground Floor |  | Cum. |  | 0 | 0 |  |  | 0 |  |  | 0 | #REF! | #REF! | #REF! | #REF! | #REF! | #REF!
| b. In First Floor |  | Cum. |  | 0 | 0 |  |  | 0 |  |  | 0 | #REF! | #REF! | #REF! | #REF! | #REF! | #REF!
| c. In Second Floor |  | Cum. |  | 0 | 0 |  |  | 0 |  |  | 0 | #REF! | #REF! | #REF! | #REF! | #REF! | #REF!
| d. In Third Floor |  | Cum. |  | 0 | 0 |  |  | 0 |  |  | 0 | #REF! | #REF! | #REF! | #REF! | #REF! | #REF!
| e. In Fourth Floor |  | Cum. |  | 0 | 0 |  |  | 0 |  |  | 0 | #REF! | #REF! | #REF! | #REF! | #REF! | #REF!
10.1 | Brick partition work in C.M. 1:4 Chamber Burnt brick of size 23 x 11.2 x 7 cm (9" x 4 3/8" x 2 3/4")112 mm tk (B.P.) |  |  |  | 0 | 0 |  |  | 0 |  |  | 0 | #REF! | #REF! | #REF! | #REF! | #REF! | #REF!
| a. In Foundation and basement | #REF! | Sqm. |  | 0 | #REF! |  |  | #REF! |  |  | #REF! | #REF! | #REF! | #REF! | #REF! | #REF! | #REF!
| b. In Ground Floor | #REF! | Sqm. |  | 0 | #REF! |  |  | #REF! |  |  | #REF! | #REF! | #REF! | #REF! | #REF! | #REF! | #REF!
| c. In First Floor | #REF! | Sqm. |  | 0 | #REF! |  |  | #REF! |  |  | #REF! | #REF! | #REF! | #REF! | #REF! | #REF! | #REF!
| d. In Second Floor | #REF! | Sqm. |  | 0 | #REF! |  |  | #REF! |  |  | #REF! | #REF! | #REF! | #REF! | #REF! | #REF! | #REF!
| e. In Third Floor | #REF! | Sqm. |  | 0 | #REF! |  |  | #REF! |  |  | #REF! | #REF! | #REF! | #REF! | #REF! | #REF! | #REF!
| f. In Fourth Floor | #REF! | Sqm. |  | 0 | #REF! |  |  | #REF! |  |  | #REF! | #REF! | #REF! | #REF! | #REF! | #REF! | #REF!
10.2 | Brick partition work in C.M. 1:4 using chamber Burnt bricks of size 23 x 11.4 x 7.5 cm (9" x 4 1/2"x 3") 114 mm tk (B.P.) |  |  |  | 0 | 0 |  | 0 | 0 |  | 0 | 0 | 0 | 0 |  | 0 | 0 | 0
| a. In Foundation and basement | 746.83 | Sqm. |  | 0 | 0 |  | 0 | 0 |  | 0 | 0 | 0 | 0 | 128 | 95594.24 | 128 | 95594.24
| b. In Ground Floor/stilt floor | 753.58 | Sqm. | 31 | 31 | 23360.98 | 122.33 | 244.66 | 184370.88 | 42.3 | 42.3 | 31876.43 | 317.96 | 239608.3 |  | 0 | 317.96 | 239608.3
| c. In First Floor | 767.18 | Sqm. | 62.35 | 62.35 | 47833.67 | 122.33 | 244.66 | 187698.26 | 42.3 | 42.3 | 32451.71 | 349.31 | 267983.65 |  | 0 | 349.31 | 267983.65
| d. In Second Floor | 780.78 | Sqm. | 7.1 | 7.1 | 5543.54 | 122.33 | 244.66 | 191025.63 | 42.3 | 42.3 | 33026.99 | 294.06 | 229596.17 |  | 0 | 294.06 | 229596.17
| e. In Third Floor | 794.38 | Sqm. |  | 0 | 0 | 122.33 | 244.66 | 194353.01 | 42.3 | 42.3 | 33602.27 | 286.96 | 227955.28 |  | 0 | 286.96 | 227955.28
| f. In Fourth Floor | 807.98 | Sqm. |  | 0 | 0 | 48.22 | 96.44 | 77921.59 | 42.3 | 42.3 | 34177.55 | 138.74 | 112099.15 |  | 0 | 138.74 | 112099.15
| f. In Fifth floor | #REF! | Sqm. |  | 0 | #REF! |  |  | #REF! |  |  | #REF! | #REF! | #REF! | 153.6 | #REF! | #REF! | #REF!
| g. In sixth floor | #REF! | Sqm. |  | 0 | #REF! |  |  | #REF! |  |  | #REF! | #REF! | #REF! | 0 | #REF! | #REF! | #REF!
| h. In seventh floor | #REF! | Sqm. |  | 0 | #REF! |  |  | #REF! |  |  | #REF! | #REF! | #REF! | 0 | #REF! | #REF! | #REF!
| i. In eighth floor | #REF! | Sqm. |  | 0 | #REF! |  |  | #REF! |  |  | #REF! | #REF! | #REF! | 0 | #REF! | #REF! | #REF!
| j. In Ninth floor | #REF! | Sqm. |  | 0 | #REF! |  |  | #REF! |  |  | #REF! | #REF! | #REF! | 0 | #REF! | #REF! | #REF!
| k. In Tenth floor | #REF! | Sqm. |  | 0 | #REF! |  |  | #REF! |  |  | #REF! | #REF! | #REF! | 0 | #REF! | #REF! | #REF!
| l. In Eleventh floor | #REF! | Sqm. |  | 0 | #REF! |  |  | #REF! |  |  | #REF! | #REF! | #REF! | 0 | #REF! | #REF! | #REF!
| m. In Twelth floor | #REF! | Sqm. |  | 0 | #REF! |  |  | #REF! |  |  | #REF! | #REF! | #REF! | #REF! | #REF! | #REF! | #REF!
| n. In thirteen floor | #REF! | Sqm. |  | 0 | #REF! |  |  | #REF! |  |  | #REF! | #REF! | #REF! | #REF! | #REF! | #REF! | #REF!
10.3 | Brick partition work in C.M. 1:4 Chamber Burnt brick of size 23 x 11 x 7 cm (9" x 4 1/4" x 2 3/4") 110 mm tk (B.P.) |  |  |  | 0 | 0 |  |  | 0 |  |  | 0 | #REF! | #REF! | #REF! | #REF! | #REF! | #REF!
| a. In Foundation and basement |  | Sqm. |  | 0 | 0 |  |  | 0 |  |  | 0 | #REF! | #REF! | #REF! | #REF! | #REF! | #REF!
| b. In Ground Floor |  | Sqm. |  | 0 | 0 |  |  | 0 |  |  | 0 | #REF! | #REF! | #REF! | #REF! | #REF! | #REF!
| c. In First Floor |  | Sqm. |  | 0 | 0 |  |  | 0 |  |  | 0 | #REF! | #REF! | #REF! | #REF! | #REF! | #REF!
| d. In Second Floor |  | Sqm. |  | 0 | 0 |  |  | 0 |  |  | 0 | #REF! | #REF! | #REF! | #REF! | #REF! | #REF!
| e. In Third Floor |  | Sqm. |  | 0 | 0 |  |  | 0 |  |  | 0 | #REF! | #REF! | #REF! | #REF! | #REF! | #REF!
| f. In Fourth Floor |  | Sqm. |  | 0 | 0 |  |  | 0 |  |  | 0 | #REF! | #REF! | #REF! | #REF! | #REF! | #REF!
10.4 | Brick partition work in C.M. 1:4 Chamber Burnt brick of size 22 x 11 x 7 cm (8 3/4" x 4 1/4" x 2 3/4") 110 mm tk (B.P.) |  |  |  | 0 | 0 |  |  | 0 |  |  | 0 | #REF! | #REF! | #REF! | #REF! | #REF! | #REF!
| a. In Foundation and basement |  | Sqm. |  | 0 | 0 |  |  | 0 |  |  | 0 | #REF! | #REF! | #REF! | #REF! | #REF! | #REF!
| b. In Ground Floor |  | Sqm. |  | 0 | 0 |  |  | 0 |  |  | 0 | #REF! | #REF! | #REF! | #REF! | #REF! | #REF!
| c. In First Floor |  | Sqm. |  | 0 | 0 |  |  | 0 |  |  | 0 | #REF! | #REF! | #REF! | #REF! | #REF! | #REF!
| d. In Second Floor |  | Sqm. |  | 0 | 0 |  |  | 0 |  |  | 0 | #REF! | #REF! | #REF! | #REF! | #REF! | #REF!
| e. In Third Floor |  | Sqm. |  | 0 | 0 |  |  | 0 |  |  | 0 | #REF! | #REF! | #REF! | #REF! | #REF! | #REF!
| f. In Fourth Floor |  | Sqm. |  | 0 | 0 |  |  | 0 |  |  | 0 | #REF! | #REF! | #REF! | #REF! | #REF! | #REF!
10.5 | Brick partition work in C.M. 1:4 Kiln Burnt Country bricks of size 22 x 11 x 7 cm (8 3/4" x 4 1/4" x 2 3/4") 110 mm tk (B.P.) |  |  |  | 0 | 0 |  |  | 0 |  |  | 0 | #REF! | #REF! | #REF! | #REF! | #REF! | #REF!
| a. In Foundation and basement | #REF! | Sqm. |  | 0 | #REF! |  |  | #REF! |  |  | #REF! | #REF! | #REF! | #REF! | #REF! | #REF! | #REF!
| b. In Ground Floor | #REF! | Sqm. |  | 0 | #REF! |  |  | #REF! |  |  | #REF! | #REF! | #REF! | #REF! | #REF! | #REF! | #REF!
| c. In First Floor | #REF! | Sqm. |  | 0 | #REF! |  |  | #REF! |  |  | #REF! | #REF! | #REF! | #REF! | #REF! | #REF! | #REF!
| d. In Second Floor | #REF! | Sqm. |  | 0 | #REF! |  |  | #REF! |  |  | #REF! | #REF! | #REF! | #REF! | #REF! | #REF! | #REF!
| e. In Third Floor | #REF! | Sqm. |  | 0 | #REF! |  |  | #REF! |  |  | #REF! | #REF! | #REF! | #REF! | #REF! | #REF! | #REF!
| f. In Fourth Floor | #REF! | Sqm. |  | 0 | #REF! |  |  | #REF! |  |  | #REF! | #REF! | #REF! | #REF! | #REF! | #REF! | #REF!
10.6 | Brick partition work in C.M. 1:4 Kiln Burnt Country bricks of size 22 x 11 x 5.7 cm (8 3/4" x 4 1/4" x 2 1/4") 110 mm tk (B.P.) |  |  |  | 0 | 0 |  |  | 0 |  |  | 0 | #REF! | #REF! | #REF! | #REF! | #REF! | #REF!
| a. In Foundation and basement |  | Sqm. |  | 0 | 0 |  |  | 0 |  |  | 0 | #REF! | #REF! | #REF! | #REF! | #REF! | #REF!
| b. In Ground Floor |  | Sqm. |  | 0 | 0 |  |  | 0 |  |  | 0 | #REF! | #REF! | #REF! | #REF! | #REF! | #REF!
| c. In First Floor |  | Sqm. |  | 0 | 0 |  |  | 0 |  |  | 0 | #REF! | #REF! | #REF! | #REF! | #REF! | #REF!
| d. In Second Floor |  | Sqm. |  | 0 | 0 |  |  | 0 |  |  | 0 | #REF! | #REF! | #REF! | #REF! | #REF! | #REF!
| e. In Third Floor |  | Sqm. |  | 0 | 0 |  |  | 0 |  |  | 0 | #REF! | #REF! | #REF! | #REF! | #REF! | #REF!
| f. In Fourth Floor |  | Sqm. |  | 0 | 0 |  |  | 0 |  |  | 0 | #REF! | #REF! | #REF! | #REF! | #REF! | #REF!
11.1 | Brick work in C.M. 1:4 Chamber Burnt brick of size 23 x 11.2 x 7 cm (9" x 4 3/8" x 2 3/4")70 mm tk (B.P.) |  |  |  | 0 | 0 |  |  | 0 |  |  | 0 | #REF! | #REF! | #REF! | #REF! | #REF! | #REF!
| a. In Ground Floor | #REF! | Sqm. |  | 0 | #REF! |  |  | #REF! |  |  | #REF! | #REF! | #REF! | #REF! | #REF! | #REF! | #REF!
| b. In First Floor | #REF! | Sqm. |  | 0 | #REF! |  |  | #REF! |  |  | #REF! | #REF! | #REF! | #REF! | #REF! | #REF! | #REF!
| c. In Second Floor | #REF! | Sqm. |  | 0 | #REF! |  |  | #REF! |  |  | #REF! | #REF! | #REF! | #REF! | #REF! | #REF! | #REF!
| d. In Third Floor | #REF! | Sqm. |  | 0 | #REF! |  |  | #REF! |  |  | #REF! | #REF! | #REF! | #REF! | #REF! | #REF! | #REF!
| e. In Fourth Floor | #REF! | Sqm. |  | 0 | #REF! |  |  | #REF! |  |  | #REF! | #REF! | #REF! | #REF! | #REF! | #REF! | #REF!
11.2 | Brick work in C.M. 1:4 using chamber Burnt bricks of size 23 x 11.4 x 7.5 cm (9" x 4 1/2"x 3") 75 mm tk (B.P.) |  |  |  | 0 | 0 |  | 0 | 0 |  | 0 | 0 | 0 | 0 |  | 0 | 0 | 0
| a. In Ground Floor | 522.08 | Sqm. | 12.1 | 12.1 | 6317.17 | 36.27 | 72.54 | 37871.68 | 13.1 | 13.1 | 6839.25 | 97.74 | 51028.1 |  | 0 | 97.74 | 51028.1
| b. In First Floor | 531.03 | Sqm. | 12.1 | 12.1 | 6425.46 | 36.27 | 72.54 | 38520.92 | 13.1 | 13.1 | 6956.49 | 97.74 | 51902.87 |  | 0 | 97.74 | 51902.87
| c. In Second Floor | 539.98 | Sqm. |  | 0 | 0 | 36.27 | 72.54 | 39170.15 | 13.1 | 13.1 | 7073.74 | 85.64 | 46243.89 |  | 0 | 85.64 | 46243.89
| d. In Third Floor | 548.93 | Sqm. |  | 0 | 0 | 36.27 | 72.54 | 39819.38 | 13.1 | 13.1 | 7190.98 | 85.64 | 47010.37 |  | 0 | 85.64 | 47010.37
| e. In Fourth Floor | #REF! | Sqm. |  | 0 | #REF! |  |  | #REF! |  |  | #REF! | #REF! | #REF! | #REF! | #REF! | #REF! | #REF!
11.3 | Brick work in C.M. 1:4 Chamber Burnt brick: of size 23 x 11 x 7 cm (9" x 4 1/4" x 2 3/4") 70 mm tk (B.P.) |  |  |  | 0 | 0 |  |  | 0 |  |  | 0 | #REF! | #REF! | #REF! | #REF! | #REF! | #REF!
| a. In Ground Floor |  | Sqm. |  | 0 | 0 |  |  | 0 |  |  | 0 | #REF! | #REF! | #REF! | #REF! | #REF! | #REF!
| b. In First Floor |  | Sqm. |  | 0 | 0 |  |  | 0 |  |  | 0 | #REF! | #REF! | #REF! | #REF! | #REF! | #REF!
| c. In Second Floor |  | Sqm. |  | 0 | 0 |  |  | 0 |  |  | 0 | #REF! | #REF! | #REF! | #REF! | #REF! | #REF!
| d. In Third Floor |  | Sqm. |  | 0 | 0 |  |  | 0 |  |  | 0 | #REF! | #REF! | #REF! | #REF! | #REF! | #REF!
| e. In Fourth Floor |  | Sqm. |  | 0 | 0 |  |  | 0 |  |  | 0 | #REF! | #REF! | #REF! | #REF! | #REF! | #REF!
11.4 | Brick work in C.M. 1:4 Chamber Burnt brick of size 22 x 11 x 7 cm (8 3/4" x 4 1/4" x 2 3/4") 70 mm tk (B.P.) |  |  |  | 0 | 0 |  |  | 0 |  |  | 0 | #REF! | #REF! | #REF! | #REF! | #REF! | #REF!
| a. In Ground Floor |  | Sqm. |  | 0 | 0 |  |  | 0 |  |  | 0 | #REF! | #REF! | #REF! | #REF! | #REF! | #REF!
| b. In First Floor |  | Sqm. |  | 0 | 0 |  |  | 0 |  |  | 0 | #REF! | #REF! | #REF! | #REF! | #REF! | #REF!
| c. In Second Floor |  | Sqm. |  | 0 | 0 |  |  | 0 |  |  | 0 | #REF! | #REF! | #REF! | #REF! | #REF! | #REF!
| d. In Third Floor |  | Sqm. |  | 0 | 0 |  |  | 0 |  |  | 0 | #REF! | #REF! | #REF! | #REF! | #REF! | #REF!
| e. In Fourth Floor |  | Sqm. |  | 0 | 0 |  |  | 0 |  |  | 0 | #REF! | #REF! | #REF! | #REF! | #REF! | #REF!
11.5 | Brick work in C.M. 1:4 Kiln Burnt Country bricks of size 22 x 11 x 7 cm (8 3/4" x 4 1/4" x 2 3/4") 70 mm tk (B.P.) |  |  |  | 0 | 0 |  |  | 0 |  |  | 0 | #REF! | #REF! | #REF! | #REF! | #REF! | #REF!
| a. In Ground Floor | #REF! | Sqm. |  | 0 | #REF! |  |  | #REF! |  |  | #REF! | #REF! | #REF! | #REF! | #REF! | #REF! | #REF!
| b. In First Floor | #REF! | Sqm. |  | 0 | #REF! |  |  | #REF! |  |  | #REF! | #REF! | #REF! | #REF! | #REF! | #REF! | #REF!
| c. In Second Floor | #REF! | Sqm. |  | 0 | #REF! |  |  | #REF! |  |  | #REF! | #REF! | #REF! | #REF! | #REF! | #REF! | #REF!
| d. In Third Floor | #REF! | Sqm. |  | 0 | #REF! |  |  | #REF! |  |  | #REF! | #REF! | #REF! | #REF! | #REF! | #REF! | #REF!
| e. In Fourth Floor | #REF! | Sqm. |  | 0 | #REF! |  |  | #REF! |  |  | #REF! | #REF! | #REF! | #REF! | #REF! | #REF! | #REF!
11.6 | Brick work in C.M. 1:4 Kiln Burnt Country bricks of size 22 x 11 x 5.7 cm (8 3/4" x 4 1/4" x 2 1/4") 57 mm tk (B.P.) |  |  |  | 0 | 0 |  |  | 0 |  |  | 0 | #REF! | #REF! | #REF! | #REF! | #REF! | #REF!
| a. In Ground Floor |  | Sqm. |  | 0 | 0 |  |  | 0 |  |  | 0 | #REF! | #REF! | #REF! | #REF! | #REF! | #REF!
| b. In First Floor |  | Sqm. |  | 0 | 0 |  |  | 0 |  |  | 0 | #REF! | #REF! | #REF! | #REF! | #REF! | #REF!
| c. In Second Floor |  | Sqm. |  | 0 | 0 |  |  | 0 |  |  | 0 | #REF! | #REF! | #REF! | #REF! | #REF! | #REF!
| d. In Third Floor |  | Sqm. |  | 0 | 0 |  |  | 0 |  |  | 0 | #REF! | #REF! | #REF! | #REF! | #REF! | #REF!
| e. In Fourth Floor |  | Sqm. |  | 0 | 0 |  |  | 0 |  |  | 0 | #REF! | #REF! | #REF! | #REF! | #REF! | #REF!
12.1 | Brick partition in C.M. 1:4 using country bricks of size 22 x11x5cm 50 mm thick |  |  |  | 0 | 0 |  | 0 | 0 |  | 0 | 0 | 0 | 0 |  | 0 | 0 | 0
| a. In Ground Floor | 354.76 | Sqm. | 5.2 | 5.2 | 1844.75 | 10.92 | 21.84 | 7747.96 | 5.5 | 5.5 | 1951.18 | 32.54 | 11543.89 |  | 0 | 32.54 | 11543.89
| b. In First Floor | 360.73 | Sqm. | 6.1 | 6.1 | 2200.45 | 10.92 | 21.84 | 7878.34 | 5.5 | 5.5 | 1984.02 | 33.44 | 12062.81 |  | 0 | 33.44 | 12062.81
| c. In Second Floor | 366.7 | Sqm. | 10.92 | 10.92 | 4004.36 | 10.92 | 21.84 | 8008.73 | 5.5 | 5.5 | 2016.85 | 38.26 | 14029.94 |  | 0 | 38.26 | 14029.94
| d. In Third Floor | 372.67 | Sqm. | 10.92 | 10.92 | 4069.56 | 10.92 | 21.84 | 8139.11 | 5.5 | 5.5 | 2049.69 | 38.26 | 14258.35 |  | 0 | 38.26 | 14258.35
| e. In Fourth Floor | #REF! | Sqm. |  | 0 | #REF! |  |  | #REF! |  |  | #REF! | #REF! | #REF! | #REF! | #REF! | #REF! | #REF!
12.2 | Brick partition in C.M. 1:4 50 mm tk. (B.P.) Kiln Burnt Country brick: 23 x 11 x 5 cm (9" x 4 1/4" x 2") |  |  |  | 0 | 0 |  |  | 0 |  |  | 0 | #REF! | #REF! | #REF! | #REF! | #REF! | #REF!
| a. In Ground Floor |  | Sqm. |  | 0 | 0 |  |  | 0 |  |  | 0 | #REF! | #REF! | #REF! | #REF! | #REF! | #REF!
| b. In First Floor |  | Sqm. |  | 0 | 0 |  |  | 0 |  |  | 0 | #REF! | #REF! | #REF! | #REF! | #REF! | #REF!
| c. In Second Floor |  | Sqm. |  | 0 | 0 |  |  | 0 |  |  | 0 | #REF! | #REF! | #REF! | #REF! | #REF! | #REF!
| d. In Third Floor |  | Sqm. |  | 0 | 0 |  |  | 0 |  |  | 0 | #REF! | #REF! | #REF! | #REF! | #REF! | #REF!
| e. In Fourth Floor |  | Sqm. |  | 0 | 0 |  |  | 0 |  |  | 0 | #REF! | #REF! | #REF! | #REF! | #REF! | #REF!
[5 empty] | 0 | 0 |  |  | 0 |  |  | 0 | #REF! | #REF! | #REF! | #REF! | #REF! | #REF!
13.1 | Filling with Excavated Earth | 29.3 | Cum. | 18.69 | 18.69 | 547.62 | 40.9 | 81.8 | 2396.74 | 29.5 | 29.5 | 864.35 | 129.99 | 3808.71 | 28.3 | 829.19 | 158.29 | 4637.9
13.2 | Filling with Excavated Earth Mixed with lime in the proporation 1:4 (one of lime & four of earth) |  | Cum. |  | 0 | 0 |  |  | 0 |  |  | 0 | #REF! | #REF! | #REF! | #REF! | #REF! | #REF!
14.I | Precast Cupboard slab 20 mm tk. |  |  |  | 0 | 0 |  |  | 0 |  |  | 0 | #REF! | #REF! | #REF! | #REF! | #REF! | #REF!
| a. In Ground floor | #REF! | Sqm. |  | 0 | #REF! |  |  | #REF! |  |  | #REF! | #REF! | #REF! | #REF! | #REF! | #REF! | #REF!
| b. In First floor | #REF! | Sqm. |  | 0 | #REF! |  |  | #REF! |  |  | #REF! | #REF! | #REF! | #REF! | #REF! | #REF! | #REF!
| c. In Second floor | #REF! | Sqm. |  | 0 | #REF! |  |  | #REF! |  |  | #REF! | #REF! | #REF! | #REF! | #REF! | #REF! | #REF!
| d. In Third floor | #REF! | Sqm. |  | 0 | #REF! |  |  | #REF! |  |  | #REF! | #REF! | #REF! | #REF! | #REF! | #REF! | #REF!
| e. In Fourth floor | #REF! | Sqm. |  | 0 | #REF! |  |  | #REF! |  |  | #REF! | #REF! | #REF! | #REF! | #REF! | #REF! | #REF!
| f. In Fifth floor | #REF! | Sqm. |  | 0 | #REF! |  |  | #REF! |  |  | #REF! | #REF! | #REF! | #REF! | #REF! | #REF! | #REF!
| g. In sixth floor | #REF! | Sqm. |  | 0 | #REF! |  |  | #REF! |  |  | #REF! | #REF! | #REF! | #REF! | #REF! | #REF! | #REF!
| h. In seventh floor | #REF! | Sqm. |  | 0 | #REF! |  |  | #REF! |  |  | #REF! | #REF! | #REF! | #REF! | #REF! | #REF! | #REF!
| i. In eighth floor | #REF! | Sqm. |  | 0 | #REF! |  |  | #REF! |  |  | #REF! | #REF! | #REF! | #REF! | #REF! | #REF! | #REF!
| j. In Ninth floor | #REF! | Sqm. |  | 0 | #REF! |  |  | #REF! |  |  | #REF! | #REF! | #REF! | #REF! | #REF! | #REF! | #REF!
| k. In Tenth floor | #REF! | Sqm. |  | 0 | #REF! |  |  | #REF! |  |  | #REF! | #REF! | #REF! | #REF! | #REF! | #REF! | #REF!
| l. In Eleventh floor | #REF! | Sqm. |  | 0 | #REF! |  |  | #REF! |  |  | #REF! | #REF! | #REF! | #REF! | #REF! | #REF! | #REF!
14.II | Precast cupboard slab 40 mm tk. |  |  |  | 0 | 0 |  |  | 0 |  |  | 0 | #REF! | #REF! | #REF! | #REF! | #REF! | #REF!
| a. In Foundation & basement | #REF! | Sqm. |  | 0 | #REF! |  |  | #REF! |  |  | #REF! | #REF! | #REF! | #REF! | #REF! | #REF! | #REF!
| b. In Ground floor | #REF! | Sqm. |  | 0 | #REF! |  |  | #REF! |  |  | #REF! | #REF! | #REF! | #REF! | #REF! | #REF! | #REF!
| c. In First floor | #REF! | Sqm. |  | 0 | #REF! |  |  | #REF! |  |  | #REF! | #REF! | #REF! | #REF! | #REF! | #REF! | #REF!
| d. In Second floor | #REF! | Sqm. |  | 0 | #REF! |  |  | #REF! |  |  | #REF! | #REF! | #REF! | #REF! | #REF! | #REF! | #REF!
| e. In Third floor | #REF! | Sqm. |  | 0 | #REF! |  |  | #REF! |  |  | #REF! | #REF! | #REF! | #REF! | #REF! | #REF! | #REF!
| f. In Fourth floor | #REF! | Sqm. |  | 0 | #REF! |  |  | #REF! |  |  | #REF! | #REF! | #REF! | #REF! | #REF! | #REF! | #REF!
15.1 | Cuddappa slab 20 mm tk. |  |  |  | 0 | 0 |  |  | 0 |  |  | 0 | #REF! | #REF! | #REF! | #REF! | #REF! | #REF!
| a. In Ground floor | #REF! | Sqm. |  | 0 | #REF! |  |  | #REF! |  |  | #REF! | #REF! | #REF! | #REF! | #REF! | #REF! | #REF!
| b. In First floor | #REF! | Sqm. |  | 0 | #REF! |  |  | #REF! |  |  | #REF! | #REF! | #REF! | #REF! | #REF! | #REF! | #REF!
| c. In Second floor | #REF! | Sqm. |  | 0 | #REF! |  |  | #REF! |  |  | #REF! | #REF! | #REF! | #REF! | #REF! | #REF! | #REF!
| d. In Third floor | #REF! | Sqm. |  | 0 | #REF! |  |  | #REF! |  |  | #REF! | #REF! | #REF! | #REF! | #REF! | #REF! | #REF!
| e. In Fourth floor | #REF! | Sqm. |  | 0 | #REF! |  |  | #REF! |  |  | #REF! | #REF! | #REF! | #REF! | #REF! | #REF! | #REF!
15.2 | Cuddappa slab 40 mm tk. |  |  |  | 0 | 0 |  |  | 0 |  |  | 0 | #REF! | #REF! | #REF! | #REF! | #REF! | #REF!
| a. In Ground floor | #REF! | Sqm. |  | 0 | #REF! |  |  | #REF! |  |  | #REF! | #REF! | #REF! | #REF! | #REF! | #REF! | #REF!
| b. In First floor | #REF! | Sqm. |  | 0 | #REF! |  |  | #REF! |  |  | #REF! | #REF! | #REF! | #REF! | #REF! | #REF! | #REF!
| c. In Second floor | #REF! | Sqm. |  | 0 | #REF! |  |  | #REF! |  |  | #REF! | #REF! | #REF! | #REF! | #REF! | #REF! | #REF!
| d. In Third floor | #REF! | Sqm. |  | 0 | #REF! |  |  | #REF! |  |  | #REF! | #REF! | #REF! | #REF! | #REF! | #REF! | #REF!
| e. In Fourth floor | #REF! | Sqm. |  | 0 | #REF! |  |  | #REF! |  |  | #REF! | #REF! | #REF! | #REF! | #REF! | #REF! | #REF!
16.1 | Precast Jally ventilator 50mm tk. |  |  |  | 0 | 0 |  |  | 0 |  |  | 0 | #REF! | #REF! | #REF! | #REF! | #REF! | #REF!
| a. In Ground Floor | #REF! | Sqm. |  | 0 | #REF! |  |  | #REF! |  |  | #REF! | #REF! | #REF! | #REF! | #REF! | #REF! | #REF!
| b. In First floor | #REF! | Sqm. |  | 0 | #REF! |  |  | #REF! |  |  | #REF! | #REF! | #REF! | #REF! | #REF! | #REF! | #REF!
| c. In Second floor | #REF! | Sqm. |  | 0 | #REF! |  |  | #REF! |  |  | #REF! | #REF! | #REF! | #REF! | #REF! | #REF! | #REF!
| d. In Third floor | #REF! | Sqm. |  | 0 | #REF! |  |  | #REF! |  |  | #REF! | #REF! | #REF! | #REF! | #REF! | #REF! | #REF!
| e. In Fourth floor | #REF! | Sqm. |  | 0 | #REF! |  |  | #REF! |  |  | #REF! | #REF! | #REF! | #REF! | #REF! | #REF! | #REF!
16.2 | Supplying & fixing of Terra cotta jolly (not less than 50mm) |  |  |  | 0 | 0 |  |  | 0 |  |  | 0 | #REF! | #REF! | #REF! | #REF! | #REF! | #REF!
| a. In Ground Floor | #REF! | Sqm. |  | 0 | #REF! |  |  | #REF! |  |  | #REF! | #REF! | #REF! | #REF! | #REF! | #REF! | #REF!
| b. In First Floor | #REF! | Sqm. |  | 0 | #REF! |  |  | #REF! |  |  | #REF! | #REF! | #REF! | #REF! | #REF! | #REF! | #REF!
| c. In Second Floor | #REF! | Sqm. |  | 0 | #REF! |  |  | #REF! |  |  | #REF! | #REF! | #REF! | #REF! | #REF! | #REF! | #REF!
| d. In Third Floor | #REF! | Sqm. |  | 0 | #REF! |  |  | #REF! |  |  | #REF! | #REF! | #REF! | #REF! | #REF! | #REF! | #REF!
| e. In Fourth Floor | #REF! | Sqm. |  | 0 | #REF! |  |  | #REF! |  |  | #REF! | #REF! | #REF! | #REF! | #REF! | #REF! | #REF!
16.3 | Supplying & fixing of Terra cotta jolly (more than 50mm upto 110 mm) |  |  |  | 0 | 0 |  |  | 0 |  |  | 0 | #REF! | #REF! | #REF! | #REF! | #REF! | #REF!
| a. In Ground Floor | #REF! | Sqm. |  | 0 | #REF! |  |  | #REF! |  |  | #REF! | #REF! | #REF! | #REF! | #REF! | #REF! | #REF!
| b. In First Floor | #REF! | Sqm. |  | 0 | #REF! |  |  | #REF! |  |  | #REF! | #REF! | #REF! | #REF! | #REF! | #REF! | #REF!
| c. In Second Floor | #REF! | Sqm. |  | 0 | #REF! |  |  | #REF! |  |  | #REF! | #REF! | #REF! | #REF! | #REF! | #REF! | #REF!
| d. In Third Floor | #REF! | Sqm. |  | 0 | #REF! |  |  | #REF! |  |  | #REF! | #REF! | #REF! | #REF! | #REF! | #REF! | #REF!
| e. In Fourth Floor | #REF! | Sqm. |  | 0 | #REF! |  |  | #REF! |  |  | #REF! | #REF! | #REF! | #REF! | #REF! | #REF! | #REF!
17 | Form work- Lintel (C.W. planks) |  | Sqm. |  | 0 | 0 |  |  | 0 |  |  | 0 | #REF! | #REF! | #REF! | #REF! | #REF! | #REF!
18 | Form work - M.S. Sheet (slab) |  | Sqm. |  | 0 | 0 |  |  | 0 |  |  | 0 | #REF! | #REF! | #REF! | #REF! | #REF! | #REF!
19 | Form work - Small quantities (M.S. Sheet) |  | Sqm. |  | 0 | 0 |  |  | 0 |  |  | 0 | #REF! | #REF! | #REF! | #REF! | #REF! | #REF!
20 | Form work - Plinth beam (C.W. planks) |  | Sqm. |  | 0 | 0 |  |  | 0 |  |  | 0 | #REF! | #REF! | #REF! | #REF! | #REF! | #REF!
21.1 | R.C.C.Door frame |  |  |  | 0 | 0 |  |  | 0 |  |  | 0 | #REF! | #REF! | #REF! | #REF! | #REF! | #REF!
| a. 900 x 2100 mm | #REF! | Each |  | 0 | #REF! |  |  | #REF! |  |  | #REF! | #REF! | #REF! | #REF! | #REF! | #REF! | #REF!
| b. 700 x 2100 mm | #REF! | Each |  | 0 | #REF! |  |  | #REF! |  |  | #REF! | #REF! | #REF! | #REF! | #REF! | #REF! | #REF!
| c. 1000 x 2100 mm | #REF! | Each |  | 0 | #REF! |  |  | #REF! |  |  | #REF! | #REF! | #REF! | #REF! | #REF! | #REF! | #REF!
21.2 | Teak wood Wrought & Put up |  |  |  | 0 | 0 |  | 0 | 0 |  | 0 | 0 | 0 | 0 |  | 0 | 0 | 0
| a. T.W. over 2 m & below 3 m | 121875 | Cum. | 0.067 | 0.07 | 8531.25 | 0.403 | 0.81 | 98718.75 | 0.126 | 0.13 | 15843.75 | 1.01 | 123093.75 |  | 0 | 1.01 | 123093.75
| b. T.W. below 2 m length. | 109675 | Cum. | 0.032 | 0.03 | 3290.25 | 0.192 | 0.38 | 41676.5 | 0.06 | 0.06 | 6580.5 | 0.47 | 51547.25 |  | 0 | 0.47 | 51547.25
21.3 | PVC Door frame & shutter | #REF! | Sqm. |  | 0 | #REF! |  |  | #REF! |  |  | #REF! | #REF! | #REF! | #REF! | #REF! | #REF! | #REF!
22.1 | Teak wood panelled door shutters |  |  |  | 0 | 0 |  |  | 0 |  |  | 0 | #REF! | #REF! | #REF! | #REF! | #REF! | #REF!
| a. 1000 x 2100 mm | #REF! | Sqm. |  | 0 | #REF! |  |  | #REF! |  |  | #REF! | #REF! | #REF! | #REF! | #REF! | #REF! | #REF!
| b. 900 x 2100 mm | #REF! | Sqm. |  | 0 | #REF! |  |  | #REF! |  |  | #REF! | #REF! | #REF! | #REF! | #REF! | #REF! | #REF!
| c. 700 x 2100 mm | #REF! | Sqm. |  | 0 | #REF! |  |  | #REF! |  |  | #REF! | #REF! | #REF! | #REF! | #REF! | #REF! | #REF!
| d. 1200 x 2100 mm (Single) annexure item | #REF! | Sqm. |  | 0 | #REF! |  |  | #REF! |  |  | #REF! | #REF! | #REF! | #REF! | #REF! | #REF! | #REF!
22.2 | Teak wood "Window" & Ventilator Shutter |  |  |  | 0 | 0 |  |  | 0 |  |  | 0 | #REF! | #REF! | #REF! | #REF! | #REF! | #REF!
| a. Window: 135 cm ht. | #REF! | Sqm. |  | 0 | #REF! |  |  | #REF! |  |  | #REF! | #REF! | #REF! | #REF! | #REF! | #REF! | #REF!
| b. Window: 120 cm ht. |  | Sqm. |  | 0 | 0 |  |  | 0 |  |  | 0 | #REF! | #REF! | #REF! | #REF! | #REF! | #REF!
| c. Window: 105 cm ht. | #REF! | Sqm. |  | 0 | #REF! |  |  | #REF! |  |  | #REF! | #REF! | #REF! | #REF! | #REF! | #REF! | #REF!
| d. Ventilator: (90 x 60 cm) | #REF! | Sqm. |  | 0 | #REF! |  |  | #REF! |  |  | #REF! | #REF! | #REF! | #REF! | #REF! | #REF! | #REF!
22.3 | T.W. double leaf shutters for cup board/ ward robes |  | Sqm. |  | 0 | 0 |  |  | 0 |  |  | 0 | #REF! | #REF! | #REF! | #REF! | #REF! | #REF!
23.1 | T.W. single leaf Door shutters using 9 mm tk. phynol bonded BWR plywood |  | Sqm. |  | 0 | 0 |  |  | 0 |  |  | 0 | #REF! | #REF! | #REF! | #REF! | #REF! | #REF!
| a. 900 x 2100 mm | #REF! | Sqm. |  | 0 | #REF! |  |  | #REF! |  |  | #REF! | #REF! | #REF! | #REF! | #REF! | #REF! | #REF!
23.2 | Glass panels with Aluminium beedings | #REF! | Sqm. |  | 0 | #REF! |  |  | #REF! |  |  | #REF! | #REF! | #REF! | #REF! | #REF! | #REF! | #REF!
23.3 | S&F of Magnetic door catches | 52 | Each | 6 | 6 | 312 | 36 | 72 | 3744 | 12 | 12 | 624 | 90 | 4680 |  | 0 | 90 | 4680
23.4 | Supply and fixing of Aluminium window with 3mm thick Glass |  |  |  | 0 | 0 |  |  | 0 |  |  | 0 | #REF! | #REF! | #REF! | #REF! | #REF! | #REF!
| a. 1.8 x 1.35 mt.window | #REF! | Each |  | 0 | #REF! |  |  | #REF! |  |  | #REF! | #REF! | #REF! | #REF! | #REF! | #REF! | #REF!
| b. 1.35 x 1.35 mt.window | #REF! | Each |  | 0 | #REF! |  |  | #REF! |  |  | #REF! | #REF! | #REF! | #REF! | #REF! | #REF! | #REF!
| c. 1.35 x 1.05 mt window | #REF! | Each |  | 0 | #REF! |  |  | #REF! |  |  | #REF! | #REF! | #REF! | #REF! | #REF! | #REF! | #REF!
| d. 1.2 x 1.35 mt window | #REF! | Each |  | 0 | #REF! |  |  | #REF! |  |  | #REF! | #REF! | #REF! | #REF! | #REF! | #REF! | #REF!
| e. 1.2 x 1.05 mt window | #REF! | Each |  | 0 | #REF! |  |  | #REF! |  |  | #REF! | #REF! | #REF! | #REF! | #REF! | #REF! | #REF!
| f. 1.05 x 1.35 mt window | #REF! | Each |  | 0 | #REF! |  |  | #REF! |  |  | #REF! | #REF! | #REF! | #REF! | #REF! | #REF! | #REF!
| g. 0.9 x 1.35 mt window | #REF! | Each |  | 0 | #REF! |  |  | #REF! |  |  | #REF! | #REF! | #REF! | #REF! | #REF! | #REF! | #REF!
| h. 0.9 x 1.05 mt window | #REF! | Each |  | 0 | #REF! |  |  | #REF! |  |  | #REF! | #REF! | #REF! | #REF! | #REF! | #REF! | #REF!
| i. 0.5 x 1.35 mt window | #REF! | Each |  | 0 | #REF! |  |  | #REF! |  |  | #REF! | #REF! | #REF! | #REF! | #REF! | #REF! | #REF!
| j. 0.45 x 1.35 mt window | #REF! | Each |  | 0 | #REF! |  |  | #REF! |  |  | #REF! | #REF! | #REF! | #REF! | #REF! | #REF! | #REF!
| k.0.90 x 0.60 mt.Ventilator | #REF! | Each |  | 0 | #REF! |  |  | #REF! |  |  | #REF! | #REF! | #REF! | #REF! | #REF! | #REF! | #REF!
| l. 0.60 x 0.60 mt.Ventilator | #REF! | Each |  | 0 | #REF! |  |  | #REF! |  |  | #REF! | #REF! | #REF! | #REF! | #REF! | #REF! | #REF!
24 | Manufacturing & supply of steel windows (Weight basis) | 60.9 | Kg. | 852.1 | 852.1 | 51892.89 | 3657.15 | 7314.3 | 445440.87 | 1219.1 | 1219.1 | 74243.19 | 9385.5 | 571576.95 |  | 0 | 9385.5 | 571576.95
25 | M.S.Holdfast | 9.6 | Each | 36 | 36 | 345.6 | 216 | 432 | 4147.2 | 72 | 72 | 691.2 | 540 | 5184 |  | 0 | 540 | 5184
26 | Flooring in C.C.1:5:10 | 4273.65 | Cum. | 5.2 | 5.2 | 22222.98 | 13.3 | 26.6 | 113679.09 | 4.5 | 4.5 | 19231.43 | 36.3 | 155133.5 |  | 0 | 36.3 | 155133.5
27.1 | B.w. in C.M. 1:4 for staircase steps Chamber burnt bricks 23 x 11.2 x 7 cm. | #REF! | Cum. |  | 0 | #REF! |  |  | #REF! |  |  | #REF! | #REF! | #REF! | #REF! | #REF! | #REF! | #REF!
27.2 | B.w. in C.M. 1:4 for staircase steps Chamber burnt bricks 23 x 11.4 x 7.5 cm. | #REF! | Cum. |  | 0 | #REF! |  |  | #REF! |  |  | #REF! | #REF! | #REF! | #REF! | #REF! | #REF! | #REF!
27.3 | B.w. in C.M. 1:4 for staircase steps Chamber burnt bricks 23 x 11 x 7 cm. |  | Cum. |  | 0 | 0 |  |  | 0 |  |  | 0 | #REF! | #REF! | #REF! | #REF! | #REF! | #REF!
27.4 | B.w. in C.M. 1:4 for staircase steps Chamber burnt bricks 22 x 11 x 7 cm. |  | Cum. |  | 0 | 0 |  |  | 0 |  |  | 0 | #REF! | #REF! | #REF! | #REF! | #REF! | #REF!
27.5 | B.w. in C.M. 1:4 for staircase steps Kiln burnt country bricks 22 x 11 x 7 cm. | #REF! | Cum. |  | 0 | #REF! |  |  | #REF! |  |  | #REF! | #REF! | #REF! | #REF! | #REF! | #REF! | #REF!
27.6 | B.w. in C.M. 1:4 for staircase steps Kiln burnt country bricks 22 x 11 x 5.7 cm. |  | Cum. |  | 0 | 0 |  |  | 0 |  |  | 0 | #REF! | #REF! | #REF! | #REF! | #REF! | #REF!
28 | Floor plastering in C.M. 1:4, 20 mm tk. | 410.04 | Sqm. | 26.1 | 26.1 | 10702.04 | 83.8 | 167.6 | 68722.7 | 41.2 | 41.2 | 16893.65 | 234.9 | 96318.4 |  | 0 | 234.9 | 96318.4
29.1 | Mosaic tiles 20 cm x 20 cm x 2 cm. |  | Sqm. |  | 0 | 0 |  |  | 0 |  |  | 0 | #REF! | #REF! | #REF! | #REF! | #REF! | #REF!
29.2 | Mosaic tiles 25 cm x 25 cm x 2 cm. | #REF! | Sqm. |  | 0 | #REF! |  |  | #REF! |  |  | #REF! | #REF! | #REF! | #REF! | #REF! | #REF! | #REF!
29.3 | Floor ceramic tiles | #REF! | Sqm. |  | 0 | #REF! |  |  | #REF! |  |  | #REF! | #REF! | #REF! | #REF! | #REF! | #REF! | #REF!
29.4 | Glazed tiles | #REF! | Sqm. |  | 0 | #REF! |  |  | #REF! |  |  | #REF! | #REF! | #REF! | #REF! | #REF! | #REF! | #REF!
29.5 | Floor ceramic tiles (Anti-skid) | #REF! | Sqm. |  | 0 | #REF! |  |  | #REF! |  |  | #REF! | #REF! | #REF! | #REF! | #REF! | #REF! | #REF!
30 | Ellispattern | 362.6 | Sqm. | 28.3 | 28.3 | 10261.58 | 87.6 | 175.2 | 63527.52 | 31.6 | 31.6 | 11458.16 | 235.1 | 85247.26 |  | 0 | 235.1 | 85247.26
31 | Weathering course | 3592.32 | Cum. | 1.59 | 1.59 | 5711.79 | 13.2 | 26.4 | 94837.25 | 5.2 | 5.2 | 18680.06 | 33.19 | 119229.1 |  | 0 | 33.19 | 119229.1
32 | Pressed tiles (23cmx23cmx20mm) mixed with Crude oil |  | Sqm. |  | 0 | 0 |  |  | 0 |  |  | 0 | #REF! | #REF! | #REF! | #REF! | #REF! | #REF!
32.1 | Pressed tiles (23cmx23cmx20mm) mixed with Water proofing compound | #REF! | Sqm. |  | 0 | #REF! |  |  | #REF! |  |  | #REF! | #REF! | #REF! | #REF! | #REF! | #REF! | #REF!
32.2 | Pressed tiles (23cmx23cmx18mm) mixed with Water proofing compound |  | Sqm. |  | 0 | 0 |  |  | 0 |  |  | 0 | #REF! | #REF! | #REF! | #REF! | #REF! | #REF!
33 | Plastering in C.M. 1:5, 12 mm tk. | 203.07 | Sqm. | 1268.3 | 1268.3 | 257553.68 | 4093 | 8186 | 1662331.02 | 1300.6 | 1300.6 | 264112.84 | 10754.9 | 2183997.54 | 153.6 | 31191.55 | 10908.5 | 2215189.1
34 | Plastering in C.M. 1:4, 12 mm tk. | 208.91 | Sqm. | 31.9 | 31.9 | 6664.23 | 163.7 | 327.4 | 68397.13 | 99.1 | 99.1 | 20702.98 | 458.4 | 95764.34 |  | 0 | 458.4 | 95764.34
35 | Spl. Ceiling plastering in C.M. 1:3, 10 mm tk. | 230.74 | Sqm. | 208.7 | 208.7 | 48155.44 | 915.4 | 1830.8 | 422438.79 | 330.7 | 330.7 | 76305.72 | 2370.2 | 546899.95 |  | 0 | 2370.2 | 546899.95
36 | Cement mortar Border in C.M. 1:5, 12 mm tk. |  |  |  | 0 | 0 |  | 0 | 0 |  | 0 | 0 | 0 | 0 |  | 0 | 0 | 0
| a. 150 mm wide | 64.09 | Rmt | 50 | 50 | 3204.5 | 120.6 | 241.2 | 15458.51 | 53.3 | 53.3 | 3416 | 344.5 | 22079.01 |  | 0 | 344.5 | 22079.01
| b. 75 mm wide | 41.8 | Rmt | 160 | 160 | 6688 | 120.6 | 241.2 | 10082.16 | 202.9 | 202.9 | 8481.22 | 604.1 | 25251.38 |  | 0 | 604.1 | 25251.38
| c. 50 mm wide | 31.26 | Rmt | 62 | 62 | 1938.12 | 201.2 | 402.4 | 12579.02 | 96.5 | 96.5 | 3016.59 | 560.9 | 17533.73 |  | 0 | 560.9 | 17533.73
37.1 | White washing 3 coats (slaked) | 35.14 | Sqm. | 208.7 | 208.7 | 7333.72 | 915.4 | 1830.8 | 64334.31 | 330.7 | 330.7 | 11620.8 | 2370.2 | 83288.83 |  | 0 | 2370.2 | 83288.83
37.2 | Colour washing ( slaked) |  | Sqm. |  | 0 | 0 |  |  | 0 |  |  | 0 | #REF! | #REF! | #REF! | #REF! | #REF! | #REF!
38.1 | Cement paint | #REF! | Sqm. |  | 0 | #REF! |  |  | #REF! |  |  | #REF! | #REF! | #REF! | #REF! | #REF! | #REF! | #REF!
38.2 | Matt paint | #REF! | Sqm. |  | 0 | #REF! |  |  | #REF! |  |  | #REF! | #REF! | #REF! | #REF! | #REF! | #REF! | #REF!
39 | M.s Grills | 54.5 | Kg. | 52.5 | 52.5 | 2861.25 | 624.2 | 1248.4 | 68037.8 | 289.6 | 289.6 | 15783.2 | 1590.5 | 86682.25 |  | 0 | 1590.5 | 86682.25
40 | Painting - New "wood work" | 197.58 | Sqm. | 19.66 | 19.66 | 3884.42 | 118.1 | 236.2 | 46668.4 | 43.3 | 43.3 | 8555.21 | 299.16 | 59108.03 |  | 0 | 299.16 | 59108.03
41 | Painting - New "iron work" | 117.35 | Sqm. | 55.5 | 55.5 | 6512.93 | 310.4 | 620.8 | 72850.88 | 104.76 | 104.76 | 12293.59 | 781.06 | 91657.39 |  | 0 | 781.06 | 91657.39
42 | Fabrication of Mild steel / RTS grills (with cement slurry wash) |  |  |  | 0 | 0 |  |  | 0 |  |  | 0 | #REF! | #REF! | #REF! | #REF! | #REF! | #REF!
| a. upto 16mm dia rods | #REF! | MT |  | 0 | #REF! |  |  | #REF! |  |  | #REF! | #REF! | #REF! | #REF! | #REF! | #REF! | #REF!
| b. above 16mm dia rods | #REF! | MT |  | 0 | #REF! |  |  | #REF! |  |  | #REF! | #REF! | #REF! | #REF! | #REF! | #REF! | #REF!
43 | Fabrication of Mild steel / RTS grills |  |  |  | 0 | 0 |  |  | 0 |  |  | 0 | #REF! | #REF! | #REF! | #REF! | #REF! | #REF!
| a. upto 16mm dia rods | #REF! | MT |  | 0 | #REF! |  |  | #REF! |  |  | #REF! | #REF! | #REF! | #REF! | #REF! | #REF! | #REF!
| b. above 16mm dia rods | #REF! | MT |  | 0 | #REF! |  |  | #REF! |  |  | #REF! | #REF! | #REF! | #REF! | #REF! | #REF! | #REF!
44.1 | PVC SWR 110 mm dia Rain water pipe | #REF! | Rmt |  | 0 | #REF! |  |  | #REF! |  |  | #REF! | #REF! | #REF! | #REF! | #REF! | #REF! | #REF!
44.2 | Rain Water Harvesting using Defunct borewell method |  | Each |  | 0 | 0 |  |  | 0 |  |  | 0 | #REF! | #REF! | #REF! | #REF! | #REF! | #REF!
45 | Stucco plastering 12 mm tk. | #REF! | Sqm. |  | 0 | #REF! |  |  | #REF! |  |  | #REF! | #REF! | #REF! | #REF! | #REF! | #REF! | #REF!
46 | S & F 20 mm dia Alu. Hanger Rod | 58 | Rmt | 4 | 4 | 232 | 24 | 48 | 2784 | 8 | 8 | 464 | 60 | 3480 |  | 0 | 60 | 3480
47 | S & F Alu Towel rail 75 cm long | 95 | Each | 6 | 6 | 570 | 24 | 48 | 4560 | 8 | 8 | 760 | 62 | 5890 |  | 0 | 62 | 5890
48 | S & F 5 pin Coat stand | 55 | Each | 4 | 4 | 220 | 36 | 72 | 3960 | 12 | 12 | 660 | 88 | 4840 |  | 0 | 88 | 4840
49 | S & F chromium plated 8 guage Picture Hook | 1.5 | Each | 20 | 20 | 30 | 120 | 240 | 360 | 40 | 40 | 60 | 300 | 450 |  | 0 | 300 | 450
50.1 | Precast slab 50 mm tk.in C.C. 1:3:6 |  | Sqm. |  | 0 | 0 |  |  | 0 |  |  | 0 | #REF! | #REF! | #REF! | #REF! | #REF! | #REF!
50.2 | Providing precast Kerb stone in C.C. 1:3:6, 450 x 300 x 150 mm | 236.21 | Rmt |  | 0 | 0 |  | 0 | 0 |  | 0 | 0 | 0 | 0 |  | 0 | 0 | 0
50.3 | Supply and planting avenue trees | 356.96 | Each | 4 | 4 | 1427.84 | 5 | 10 | 3569.6 | 3 | 3 | 1070.88 | 17 | 6068.32 |  | 0 | 17 | 6068.32
50.4 | Providing Tree guard | 757.63 | Each | 4 | 4 | 3030.52 | 5 | 10 | 7576.3 | 3 | 3 | 2272.89 | 17 | 12879.71 |  | 0 | 17 | 12879.71
50.5 | Supplying. Fabricating and erection of M.S Scheme Name board | #REF! | Each |  | 0 | #REF! |  |  | #REF! |  |  | #REF! | #REF! | #REF! | #REF! | #REF! | #REF! | #REF!
51 | HDPE water tank 700 lit capacity with ISI mark | #REF! | Each |  | 0 | #REF! |  |  | #REF! |  |  | #REF! | #REF! | #REF! | #REF! | #REF! | #REF! | #REF!
52 | PVC Water supply (ASTM) |  |  |  | 0 | 0 |  | 0 | 0 |  | 0 | 0 | 0 | 0 |  | 0 | 0 | 0
| a. 32 mm dia | 210.28 | Rmt | 25 | 25 | 5257 | 55.5 | 111 | 23341.08 | 22 | 22 | 4626.16 | 158 | 33224.24 |  | 0 | 158 | 33224.24
| b. 25 mm dia | 194.45 | Rmt | 46.25 | 46.25 | 8993.31 | 335.7 | 671.4 | 130553.73 | 129.4 | 129.4 | 25161.83 | 847.05 | 164708.87 |  | 0 | 847.05 | 164708.87
| c. 20 mm dia | #REF! | Rmt |  | 0 | #REF! |  |  | #REF! |  |  | #REF! | #REF! | #REF! | #REF! | #REF! | #REF! | #REF!
52.1 | G.I Pipe 20mm dia for Hot water line (Fully Concealed in walls) | 268.21 | Rmt | 4 | 4 | 1072.84 | 24 | 48 | 12874.08 | 16 | 16 | 4291.36 | 68 | 18238.28 |  | 0 | 68 | 18238.28
53.1 | Wash basin | #REF! | Each |  | 0 | #REF! |  |  | #REF! |  |  | #REF! | #REF! | #REF! | #REF! | #REF! | #REF! | #REF!
53.2 | S & F of C.I. Manhole cover (20 kg. weight) | 1828 | Each |  | 0 | 0 |  | 0 | 0 |  | 0 | 0 | 0 | 0 |  | 0 | 0 | 0
53.3 | C.I. Steps ( 5 kg) | 30 | Each |  | 0 | 0 |  | 0 | 0 |  | 0 | 0 | 0 | 0 |  | 0 | 0 | 0
54 | Brass tap (with ISI mark) | #REF! | Each |  | 0 | #REF! |  |  | #REF! |  |  | #REF! | #REF! | #REF! | #REF! | #REF! | #REF! | #REF!
54.1 | C.P tap long body | #REF! | Each |  | 0 | #REF! |  |  | #REF! |  |  | #REF! | #REF! | #REF! | #REF! | #REF! | #REF! | #REF!
54.2 | C.P tap short body | #REF! | Each |  | 0 | #REF! |  |  | #REF! |  |  | #REF! | #REF! | #REF! | #REF! | #REF! | #REF! | #REF!
55.1 | Squat Urinal | #REF! | Each |  | 0 | #REF! |  |  | #REF! |  |  | #REF! | #REF! | #REF! | #REF! | #REF! | #REF! | #REF!
55.2 | Flat Back Urinal | #REF! | Each |  | 0 | #REF! |  |  | #REF! |  |  | #REF! | #REF! | #REF! | #REF! | #REF! | #REF! | #REF!
56.1 | S & F of Orissapan - in G.F. | #REF! | Each |  | 0 | #REF! |  |  | #REF! |  |  | #REF! | #REF! | #REF! | #REF! | #REF! | #REF! | #REF!
56.2 | S & F of Orissapan - other than G.F. | #REF! | Each |  | 0 | #REF! |  |  | #REF! |  |  | #REF! | #REF! | #REF! | #REF! | #REF! | #REF! | #REF!
57 | S & F of E.W.C.(white) | #REF! | Each |  | 0 | #REF! |  |  | #REF! |  |  | #REF! | #REF! | #REF! | #REF! | #REF! | #REF! | #REF!
57.1 | S & F of E.W.C.(colour) | #REF! | Each |  | 0 | #REF! |  |  | #REF! |  |  | #REF! | #REF! | #REF! | #REF! | #REF! | #REF! | #REF!
58.1 | PVC SWR pipe (Soil line) |  |  |  | 0 | 0 |  |  | 0 |  |  | 0 | #REF! | #REF! | #REF! | #REF! | #REF! | #REF!
| a. 110 mm dia. | #REF! | Rmt |  | 0 | #REF! |  |  | #REF! |  |  | #REF! | #REF! | #REF! | #REF! | #REF! | #REF! | #REF!
| b. 75 mm dia. | #REF! | Rmt |  | 0 | #REF! |  |  | #REF! |  |  | #REF! | #REF! | #REF! | #REF! | #REF! | #REF! | #REF!
58.2 | PVC Ventilating shaft with cowl | #REF! | Each |  | 0 | #REF! |  |  | #REF! |  |  | #REF! | #REF! | #REF! | #REF! | #REF! | #REF! | #REF!
59.1 | Gully Trap using Chamber burnt bricks 23 x 11.2 x 7 cm. |  | Each |  | 0 | 0 |  |  | 0 |  |  | 0 | #REF! | #REF! | #REF! | #REF! | #REF! | #REF!
59.2 | Gully Trap using chamber burnt bricks of size 23x11.4x7.5cm | 1606.93 | Each | 4 | 4 | 6427.72 | 9 | 18 | 28924.74 | 3 | 3 | 4820.79 | 25 | 40173.25 |  | 0 | 25 | 40173.25
59.3 | Gully Trap using Chamber burnt bricks 23 x 11 x 7 cm. |  | Each |  | 0 | 0 |  |  | 0 |  |  | 0 | #REF! | #REF! | #REF! | #REF! | #REF! | #REF!
59.4 | Gully Trap using Chamber burnt bricks 22 x 11 x 7 cm. |  | Each |  | 0 | 0 |  |  | 0 |  |  | 0 | #REF! | #REF! | #REF! | #REF! | #REF! | #REF!
59.5 | Gully Trap using Kiln burnt country bricks 22 x 11 x 7 cm. | #REF! | Each |  | 0 | #REF! |  |  | #REF! |  |  | #REF! | #REF! | #REF! | #REF! | #REF! | #REF! | #REF!
59.6 | Gully Trap using Kiln burnt country bricks 22 x 11 x 5.7 cm. |  | Each |  | 0 | 0 |  |  | 0 |  |  | 0 | #REF! | #REF! | #REF! | #REF! | #REF! | #REF!
60 | PVC Nahani trap (4way/2way) | 136.7 | Each | 10 | 10 | 1367 | 60 | 120 | 16404 | 20 | 20 | 2734 | 150 | 20505 |  | 0 | 150 | 20505
61.1 | Stoneware pipe |  |  |  | 0 | 0 |  |  | 0 |  |  | 0 | #REF! | #REF! | #REF! | #REF! | #REF! | #REF!
| a. 100 mm S.W. pipe | #REF! | Rmt |  | 0 | #REF! |  |  | #REF! |  |  | #REF! | #REF! | #REF! | #REF! | #REF! | #REF! | #REF!
| b. 150 mm S.W. pipe | #REF! | Rmt |  | 0 | #REF! |  |  | #REF! |  |  | #REF! | #REF! | #REF! | #REF! | #REF! | #REF! | #REF!
61.2 | Stoneware pipe dry condition |  |  |  | 0 | 0 |  |  | 0 |  |  | 0 | #REF! | #REF! | #REF! | #REF! | #REF! | #REF!
| a. 100 mm dia | #REF! | Rmt |  | 0 | #REF! |  |  | #REF! |  |  | #REF! | #REF! | #REF! | #REF! | #REF! | #REF! | #REF!
| b. 150 mm dia | #REF! | Rmt |  | 0 | #REF! |  |  | #REF! |  |  | #REF! | #REF! | #REF! | #REF! | #REF! | #REF! | #REF!
62.1 | Stoneware bend |  |  |  | 0 | 0 |  |  | 0 |  |  | 0 | #REF! | #REF! | #REF! | #REF! | #REF! | #REF!
| a. 100 mm dia | #REF! | Each |  | 0 | #REF! |  |  | #REF! |  |  | #REF! | #REF! | #REF! | #REF! | #REF! | #REF! | #REF!
| b. 150 mm dia | #REF! | Each |  | 0 | #REF! |  |  | #REF! |  |  | #REF! | #REF! | #REF! | #REF! | #REF! | #REF! | #REF!
62.2 | Stoneware Tee |  |  |  | 0 | 0 |  |  | 0 |  |  | 0 | #REF! | #REF! | #REF! | #REF! | #REF! | #REF!
| a. 100 mm dia | #REF! | Each |  | 0 | #REF! |  |  | #REF! |  |  | #REF! | #REF! | #REF! | #REF! | #REF! | #REF! | #REF!
| b. 150 mm dia | #REF! | Each |  | 0 | #REF! |  |  | #REF! |  |  | #REF! | #REF! | #REF! | #REF! | #REF! | #REF! | #REF!
63 | 32 mm dia PVC waste pipe | #REF! | Each |  | 0 | #REF! |  |  | #REF! |  |  | #REF! | #REF! | #REF! | #REF! | #REF! | #REF! | #REF!
| Electrical arrangements |  |  |  | 0 | 0 |  | 0 | 0 |  | 0 | 0 | 0 | 0 |  | 0 | 0 | 0
64 | a. Light point with ceiling rose | #REF! | Each |  | 0 | #REF! |  |  | #REF! |  |  | #REF! | #REF! | #REF! | #REF! | #REF! | #REF! | #REF!
| b. Light point without ceiling rose |  | Each |  | 0 | 0 |  |  | 0 |  |  | 0 | #REF! | #REF! | #REF! | #REF! | #REF! | #REF!
| c. Calling bell point with Buzzer/Calling bell | #REF! | Each |  | 0 | #REF! |  |  | #REF! |  |  | #REF! | #REF! | #REF! | #REF! | #REF! | #REF! | #REF!
65 | Fan point | #REF! | Each |  | 0 | #REF! |  |  | #REF! |  |  | #REF! | #REF! | #REF! | #REF! | #REF! | #REF! | #REF!
66 | Staircase light point | #REF! | Each |  | 0 | #REF! |  |  | #REF! |  |  | #REF! | #REF! | #REF! | #REF! | #REF! | #REF! | #REF!
67 | 5 amps 5 pin Plug point (Switch board itself) | #REF! | Each |  | 0 | #REF! |  |  | #REF! |  |  | #REF! | #REF! | #REF! | #REF! | #REF! | #REF! | #REF!
68 | 5 amps 5 pin Plug point (Convenient places) | #REF! | Each |  | 0 | #REF! |  |  | #REF! |  |  | #REF! | #REF! | #REF! | #REF! | #REF! | #REF! | #REF!
69 | 15 Amp. Power plug | 129 | Each | 6 | 6 | 774 | 36 | 72 | 9288 | 8 | 8 | 1032 | 86 | 11094 |  | 0 | 86 | 11094
70.1 | Bulk head fitting | #REF! | Each |  | 0 | #REF! |  |  | #REF! |  |  | #REF! | #REF! | #REF! | #REF! | #REF! | #REF! | #REF!
70.2 | S & F of Tube light with fittings |  | Each |  | 0 | 0 |  |  | 0 |  |  | 0 | #REF! | #REF! | #REF! | #REF! | #REF! | #REF!
70.3 | S & F of 40/ 60 w bulb | #REF! | Each |  | 0 | #REF! |  |  | #REF! |  |  | #REF! | #REF! | #REF! | #REF! | #REF! | #REF! | #REF!
70.4 | S & F of plastic shade | #REF! | Each |  | 0 | #REF! |  |  | #REF! |  |  | #REF! | #REF! | #REF! | #REF! | #REF! | #REF! | #REF!
71 | Double pole main switch | #REF! | Each |  | 0 | #REF! |  |  | #REF! |  |  | #REF! | #REF! | #REF! | #REF! | #REF! | #REF! | #REF!
72 | Box type Fibre Fan hook | 33.9 | Each | 12 | 12 | 406.8 | 72 | 144 | 4881.6 | 24 | 24 | 813.6 | 180 | 6102 |  | 0 | 180 | 6102
73.1 | 6 way - D.B. | 4020 | Each | 1 | 1 | 4020 | 2 | 4 | 16080 | 1 | 1 | 4020 | 6 | 24120 |  | 0 | 6 | 24120
73.2 | 4 way - D.B. | 3250 | Each |  | 0 | 0 |  | 0 | 0 |  | 0 | 0 | 0 | 0 |  | 0 | 0 | 0
74 | Charges for fixing of "Fan" | 467 | Each | 8 | 8 | 3736 | 48 | 96 | 44832 | 16 | 16 | 7472 | 120 | 56040 |  | 0 | 120 | 56040
75 | Supply and delivery of Fan |  |  |  | 0 | 0 |  |  | 0 |  |  | 0 | #REF! | #REF! | #REF! | #REF! | #REF! | #REF!
| a. 48" (1200 mm) |  | Each |  | 0 | 0 |  |  | 0 |  |  | 0 | #REF! | #REF! | #REF! | #REF! | #REF! | #REF!
| b. 42" (1050 mm) |  | Each |  | 0 | 0 |  |  | 0 |  |  | 0 | #REF! | #REF! | #REF! | #REF! | #REF! | #REF!
76 | 8 SWG wire | 21.6 | Rmt | 10 | 10 | 216 | 30 | 60 | 1296 | 15 | 15 | 324 | 85 | 1836 |  | 0 | 85 | 1836
77 | Run of main 2 wires of 1.50 Sqmm. | #REF! | Rmt |  | 0 | #REF! |  |  | #REF! |  |  | #REF! | #REF! | #REF! | #REF! | #REF! | #REF! | #REF!
77.1 | Run of 2 wires of 4 sqmm with continuous earth by means of 2.5sqmm | #REF! | Rmt |  | 0 | #REF! |  |  | #REF! |  |  | #REF! | #REF! | #REF! | #REF! | #REF! | #REF! | #REF!
77.2 | S & F of A/C metal clad switch | #REF! | Each |  | 0 | #REF! |  |  | #REF! |  |  | #REF! | #REF! | #REF! | #REF! | #REF! | #REF! | #REF!
77.3 | S&F of TV/Telephone line Socket | 80 | Each | 6 | 6 | 480 | 36 | 72 | 5760 | 12 | 12 | 960 | 90 | 7200 |  | 0 | 90 | 7200
77.4 | S&F of 20mm dia PVC pipe for TV/Telephone line | 72.01 | Rmt | 39 | 39 | 2808.39 | 234 | 468 | 33700.68 | 78 | 78 | 5616.78 | 585 | 42125.85 |  | 0 | 585 | 42125.85
78 | Earthing Station IS3043 (Type I) | 2355 | Each | 2 | 2 | 4710 | 2 | 4 | 9420 | 1 | 1 | 2355 | 7 | 16485 |  | 0 | 7 | 16485
78.1 | Earthing Station (Type II) |  | Each |  | 0 | 0 |  |  | 0 |  |  | 0 | #REF! | #REF! | #REF! | #REF! | #REF! | #REF!
79.1 | 1 No.of 30Amps - Fuse Unit | #REF! | Each |  | 0 | #REF! |  |  | #REF! |  |  | #REF! | #REF! | #REF! | #REF! | #REF! | #REF! | #REF!
79.2 | 3 Nos.of 30Amps - Fuse Unit | #REF! | Each |  | 0 | #REF! |  |  | #REF! |  |  | #REF! | #REF! | #REF! | #REF! | #REF! | #REF! | #REF!
80 | 375 x 300 x 20 mm T.W. plank | #REF! | Each |  | 0 | #REF! |  |  | #REF! |  |  | #REF! | #REF! | #REF! | #REF! | #REF! | #REF! | #REF!
81 | Meter cupboard | 2211.57 | Sqm |  | 0 | 0 |  | 0 | 0 |  | 0 | 0 | 0 | 0 |  | 0 | 0 | 0
82 | Street lights | #REF! | Each |  | 0 | #REF! |  |  | #REF! |  |  | #REF! | #REF! | #REF! | #REF! | #REF! | #REF! | #REF!
83 | M.S Angle | #REF! | Rmt |  | 0 | #REF! |  |  | #REF! |  |  | #REF! | #REF! | #REF! | #REF! | #REF! | #REF! | #REF!
84 | Run of 2 wires of 4 sqmm |  | Rmt |  | 0 | 0 |  |  | 0 |  |  | 0 | #REF! | #REF! | #REF! | #REF! | #REF! | #REF!
85 | Supply of G.I pipe 25mm dia | #REF! | Rmt |  | 0 | #REF! |  |  | #REF! |  |  | #REF! | #REF! | #REF! | #REF! | #REF! | #REF! | #REF!
86 | Anti termite treatment | 33.9 | Sqm. | 91.53 | 91.53 | 3102.87 | 205.4 | 410.8 | 13926.12 | 61.7 | 61.7 | 2091.63 | 564.03 | 19120.62 |  | 0 | 564.03 | 19120.62
87 | ELCB Single phase | #REF! | Each |  | 0 | #REF! |  |  | #REF! |  |  | #REF! | #REF! | #REF! | #REF! | #REF! | #REF! | #REF!
112 | S & F of Exsaust Fan 300 mm dia | #REF! | Each |  | 0 | #REF! |  |  | #REF! |  |  | #REF! | #REF! | #REF! | #REF! | #REF! | #REF! | #REF!
238 | Anticorrosive treatment for steel grills | #REF! | MT |  | 0 | #REF! |  |  | #REF! |  |  | #REF! | #REF! | #REF! | #REF! | #REF! | #REF! | #REF!
| ANNEXURE |  |  |  | 0 | 0 |  | 0 | 0 |  | 0 | 0 | 0 | 0 |  | 0 | 0 | 0
14.I | Precast Cupboard slab 20 mm tk.using standardised concrete mix M20 (annexure) |  |  |  | 0 | 0 |  | 0 | 0 |  | 0 | 0 | 0 | 0 |  | 0 | 0 | 0
| a. In Ground floor | 1154.87 | Sqm. | 7.56 | 7.56 | 8730.82 | 33.8 | 67.6 | 78069.21 | 13.9 | 13.9 | 16052.69 | 89.06 | 102852.72 |  | 0 | 89.06 | 102852.72
| b. In First floor | 1158.44 | Sqm. | 7.56 | 7.56 | 8757.81 | 33.8 | 67.6 | 78310.54 | 13.9 | 13.9 | 16102.32 | 89.06 | 103170.67 |  | 0 | 89.06 | 103170.67
| c. In Second floor | 1162.01 | Sqm. |  | 0 | 0 | 33.8 | 67.6 | 78551.88 | 13.9 | 13.9 | 16151.94 | 81.5 | 94703.82 |  | 0 | 81.5 | 94703.82
| d. In Third floor | 1190.57 | Sqm. |  | 0 | 0 | 33.8 | 67.6 | 80482.53 | 13.9 | 13.9 | 16548.92 | 81.5 | 97031.46 |  | 0 | 81.5 | 97031.46
| e. In Fourth floor | #REF! | Sqm. |  | 0 | #REF! |  |  | #REF! |  |  | #REF! | #REF! | #REF! | #REF! | #REF! | #REF! | #REF!
14.II | Precast cupboard slab 40 mm tkusing standardised concrete mix M20 (annexure) |  |  |  | 0 | 0 |  | 0 | 0 |  | 0 | 0 | 0 | 0 |  | 0 | 0 | 0
| a. In Foundation & basement | 1281.9 | Sqm. | 3.3 | 3.3 | 4230.27 | 6.75 | 13.5 | 17305.65 | 2.3 | 2.3 | 2948.37 | 19.1 | 24484.29 |  | 0 | 19.1 | 24484.29
| b. In Ground floor | 1285.53 | Sqm. | 0.3 | 0.3 | 385.66 | 3.6 | 7.2 | 9255.82 | 1.2 | 1.2 | 1542.64 | 8.7 | 11184.11 |  | 0 | 8.7 | 11184.11
| c. In First floor | 1292.68 | Sqm. | 0.3 | 0.3 | 387.8 | 3.6 | 7.2 | 9307.3 | 1.2 | 1.2 | 1551.22 | 8.7 | 11246.32 |  | 0 | 8.7 | 11246.32
| d. In Second floor | 1299.83 | Sqm. |  | 0 | 0 | 3.6 | 7.2 | 9358.78 | 1.2 | 1.2 | 1559.8 | 8.4 | 10918.57 |  | 0 | 8.4 | 10918.57
| e. In Third floor | #REF! | Sqm. |  | 0 | #REF! |  |  | #REF! |  |  | #REF! | #REF! | #REF! | #REF! | #REF! | #REF! | #REF!
| f. In Fourth floor | #REF! | Sqm. |  | 0 | #REF! |  |  | #REF! |  |  | #REF! | #REF! | #REF! | #REF! | #REF! | #REF! | #REF!
14.I | Precast Cupboard slab 20 mm tk.using standardised concrete mix M30 (annexure) |  |  |  | 0 | 0 |  |  | 0 |  |  | 0 | #REF! | #REF! | #REF! | #REF! | #REF! | #REF!
| a. In Ground floor | #REF! | Sqm. |  | 0 | #REF! |  |  | #REF! |  |  | #REF! | #REF! | #REF! | #REF! | #REF! | #REF! | #REF!
| b. In First floor | #REF! | Sqm. |  | 0 | #REF! |  |  | #REF! |  |  | #REF! | #REF! | #REF! | #REF! | #REF! | #REF! | #REF!
| c. In Second floor | #REF! | Sqm. |  | 0 | #REF! |  |  | #REF! |  |  | #REF! | #REF! | #REF! | #REF! | #REF! | #REF! | #REF!
| d. In Third floor | #REF! | Sqm. |  | 0 | #REF! |  |  | #REF! |  |  | #REF! | #REF! | #REF! | #REF! | #REF! | #REF! | #REF!
| e. In Fourth floor | #REF! | Sqm. |  | 0 | #REF! |  |  | #REF! |  |  | #REF! | #REF! | #REF! | #REF! | #REF! | #REF! | #REF!
14.II | Precast cupboard slab 40 mm tkusing standardised concrete mix M30 (annexure) |  |  |  | 0 | 0 |  |  | 0 |  |  | 0 | #REF! | #REF! | #REF! | #REF! | #REF! | #REF!
| a. In Foundation & basement | #REF! | Sqm. |  | 0 | #REF! |  |  | #REF! |  |  | #REF! | #REF! | #REF! | #REF! | #REF! | #REF! | #REF!
| b. In Ground floor | #REF! | Sqm. |  | 0 | #REF! |  |  | #REF! |  |  | #REF! | #REF! | #REF! | #REF! | #REF! | #REF! | #REF!
| c. In First floor | #REF! | Sqm. |  | 0 | #REF! |  |  | #REF! |  |  | #REF! | #REF! | #REF! | #REF! | #REF! | #REF! | #REF!
| d. In Second floor | #REF! | Sqm. |  | 0 | #REF! |  |  | #REF! |  |  | #REF! | #REF! | #REF! | #REF! | #REF! | #REF! | #REF!
| e. In Third floor | #REF! | Sqm. |  | 0 | #REF! |  |  | #REF! |  |  | #REF! | #REF! | #REF! | #REF! | #REF! | #REF! | #REF!
| f. In Fourth floor | #REF! | Sqm. |  | 0 | #REF! |  |  | #REF! |  |  | #REF! | #REF! | #REF! | #REF! | #REF! | #REF! | #REF!
| Precast Jally ventilator 50mm tk.using standardised concrete mix M30 (annexure) without vibrating charges |  |  |  | 0 | 0 |  |  | 0 |  |  | 0 | #REF! | #REF! | #REF! | #REF! | #REF! | #REF!
| a. In Ground floor | #REF! | Sqm. |  | 0 | #REF! |  |  | #REF! |  |  | #REF! | #REF! | #REF! | #REF! | #REF! | #REF! | #REF!
| b. In First floor | #REF! | Sqm. |  | 0 | #REF! |  |  | #REF! |  |  | #REF! | #REF! | #REF! | #REF! | #REF! | #REF! | #REF!
| c. In Second floor | #REF! | Sqm. |  | 0 | #REF! |  |  | #REF! |  |  | #REF! | #REF! | #REF! | #REF! | #REF! | #REF! | #REF!
| d. In Third floor | #REF! | Sqm. |  | 0 | #REF! |  |  | #REF! |  |  | #REF! | #REF! | #REF! | #REF! | #REF! | #REF! | #REF!
| e. In Fourth floor | #REF! | Sqm. |  | 0 | #REF! |  |  | #REF! |  |  | #REF! | #REF! | #REF! | #REF! | #REF! | #REF! | #REF!
| d. In Third floor | 1306.98 | Sqm. |  | 0 | 0 | 3.6 | 7.2 | 9410.26 | 1.2 | 1.2 | 1568.38 | 8.4 | 10978.63 |  | 0 | 8.4 | 10978.63
| Precast Jally ventilator 50mm tk.using standardised concrete mix M20 (annexure) without vibrating charges |  |  |  | 0 | 0 |  | 0 | 0 |  | 0 | 0 | 0 | 0 |  | 0 | 0 | 0
| a. In Ground Floor | 2311.23 | Sqm. | 1.1 | 1.1 | 2542.35 | 6.8 | 13.6 | 31432.73 | 3 | 3 | 6933.69 | 17.7 | 40908.77 |  | 0 | 17.7 | 40908.77
| b. In First floor | 2317.89 | Sqm. | 3.1 | 3.1 | 7185.46 | 6.8 | 13.6 | 31523.3 | 3 | 3 | 6953.67 | 19.7 | 45662.43 |  | 0 | 19.7 | 45662.43
| c. In Second floor | 2324.55 | Sqm. |  | 0 | 0 | 6.8 | 13.6 | 31613.88 | 3 | 3 | 6973.65 | 16.6 | 38587.53 |  | 0 | 16.6 | 38587.53
| d. In Third floor | 2331.21 | Sqm. |  | 0 | 0 | 6.8 | 13.6 | 31704.46 | 3 | 3 | 6993.63 | 16.6 | 38698.09 |  | 0 | 16.6 | 38698.09
| e. In Fourth floor | 2337.87 | Sqm. |  | 0 | 0 | 4.1 | 8.2 | 19170.53 | 2.1 | 2.1 | 4909.53 | 10.3 | 24080.06 |  | 0 | 10.3 | 24080.06
| f. In Fifth floor | #REF! | Sqm. |  | 0 | #REF! |  |  | #REF! |  |  | #REF! | #REF! | #REF! | #REF! | #REF! | #REF! | #REF!
4.1 | Standardised concrete Mix M20 Grade Concrete |  |  |  | 0 | 0 |  | 0 | 0 |  | 0 | 0 | 0 | 0 |  | 0 | 0 | 0
| a. In Foundation and basement | 6922.33 | Cum | 19.5 | 19.5 | 134985.44 | 52.7 | 105.4 | 729613.58 | 25.05 | 25.05 | 173404.37 | 149.95 | 1038003.38 |  | 0 | 149.95 | 1038003.38
8.1 | b. Ground Floor | 7012.23 | Cum | 22.5 | 22.5 | 157775.18 | 54 | 108 | 757320.84 | 15.7 | 15.7 | 110092.01 | 146.2 | 1025188.03 |  |  | 146.2 | 1025188.03
| c. In First Floor | 7189.23 | Cum | 24.9 | 24.9 | 179011.83 | 54 | 108 | 776436.84 | 15.7 | 15.7 | 112870.91 | 148.6 | 1068319.58 |  | 0 | 148.6 | 1068319.58
| d. In Second Floor | 7366.23 | Cum | 3.6 | 3.6 | 26518.43 | 54 | 108 | 795552.84 | 15.7 | 15.7 | 115649.81 | 127.3 | 937721.08 |  | 0 | 127.3 | 937721.08
| e. In Third floor | 7543.23 | Cum |  | 0 | 0 | 54 | 108 | 814668.84 | 15.7 | 15.7 | 118428.71 | 123.7 | 933097.55 |  | 0 | 123.7 | 933097.55
| f.In fourth floor | 7720.23 | Cum |  | 0 | 0 | 9.6 | 19.2 | 148228.42 | 5.6 | 5.6 | 43233.29 | 24.8 | 191461.7 |  | 0 | 24.8 | 191461.7
4.1.1 | Standardised concrete Mix M30 Grade Concrete |  |  |  | 0 | 0 |  | 0 | 0 |  | 0 | 0 | 0 | 0 |  | 0 | 0 | 0
| a. In Foundation and basement | 7446.86 | Cum |  | 0 | 0 |  | 0 | 0 |  | 0 | 0 | 0 | 0 |  | 0 | 0 | 0
| b. In Ground Floor | #REF! | Cum |  | 0 | #REF! |  |  | #REF! |  |  | #REF! | #REF! | #REF! | #REF! | #REF! | #REF! | #REF!
| c. In First Floor | #REF! | Cum |  | 0 | #REF! |  |  | #REF! |  |  | #REF! | #REF! | #REF! | #REF! | #REF! | #REF! | #REF!
| d. In Second Floor | #REF! | Cum |  | 0 | #REF! |  |  | #REF! |  |  | #REF! | #REF! | #REF! | #REF! | #REF! | #REF! | #REF!
| e. In Third floor | #REF! | Cum |  | 0 | #REF! |  |  | #REF! |  |  | #REF! | #REF! | #REF! | #REF! | #REF! | #REF! | #REF!
| RCC M30 mix using hard broken stone jelly for foundation and basement |  |  |  | 0 | 0 |  |  | 0 |  |  | 0 | #REF! | #REF! | #REF! | #REF! | #REF! | #REF!
| a. Foundation & basement | #REF! | Cum |  | 0 | #REF! |  |  | #REF! |  |  | #REF! | #REF! | #REF! | #REF! | #REF! | #REF! | #REF!
| b.Stilt floor | #REF! | Cum |  | 0 | #REF! |  |  | #REF! |  |  | #REF! | #REF! | #REF! | #REF! | #REF! | #REF! | #REF!
| Cement Concrete using desing mix of grade M25 concrete |  |  |  | 0 | 0 |  |  | 0 |  |  | 0 | #REF! | #REF! | #REF! | #REF! | #REF! | #REF!
| a. In Foundation and basement | #REF! | Cum. |  | 0 | #REF! |  |  | #REF! |  |  | #REF! | #REF! | #REF! | #REF! | #REF! | #REF! | #REF!
| b. In Stilt /Ground Floor | #REF! | Cum. |  | 0 | #REF! |  |  | #REF! |  |  | #REF! | #REF! | #REF! | #REF! | #REF! | #REF! | #REF!
| c. In First Floor | #REF! | Cum. |  | 0 | #REF! |  |  | #REF! |  |  | #REF! | #REF! | #REF! | #REF! | #REF! | #REF! | #REF!
| d. In Second Floor | #REF! | Cum. |  | 0 | #REF! |  |  | #REF! |  |  | #REF! | #REF! | #REF! | #REF! | #REF! | #REF! | #REF!
| e. In Third floor | #REF! | Cum. |  | 0 | #REF! |  |  | #REF! |  |  | #REF! | #REF! | #REF! | #REF! | #REF! | #REF! | #REF!
| f. In Fourth Floor | #REF! | Cum. |  | 0 | #REF! |  |  | #REF! |  |  | #REF! | #REF! | #REF! | #REF! | #REF! | #REF! | #REF!
| g. In Fifth Floor | #REF! | Cum. |  | 0 | #REF! |  |  | #REF! |  |  | #REF! | #REF! | #REF! | #REF! | #REF! | #REF! | #REF!
| h. In Sixth Floor | #REF! | Cum. |  | 0 | #REF! |  |  | #REF! |  |  | #REF! | #REF! | #REF! | #REF! | #REF! | #REF! | #REF!
| i. In Seventh Floor | #REF! | Cum. |  | 0 | #REF! |  |  | #REF! |  |  | #REF! | #REF! | #REF! | #REF! | #REF! | #REF! | #REF!
| j.in Eighth floor | #REF! | Cum. |  | 0 | #REF! |  |  | #REF! |  |  | #REF! | #REF! | #REF! | #REF! | #REF! | #REF! | #REF!
| k.in Ninth floor | #REF! | Cum. |  | 0 | #REF! |  |  | #REF! |  |  | #REF! | #REF! | #REF! | #REF! | #REF! | #REF! | #REF!
| l.in Tenth floor | #REF! | Cum. |  | 0 | #REF! |  |  | #REF! |  |  | #REF! | #REF! | #REF! | #REF! | #REF! | #REF! | #REF!
| l. In Eleventh floor | #REF! | Cum. |  | 0 | #REF! |  |  | #REF! |  |  | #REF! | #REF! | #REF! | #REF! | #REF! | #REF! | #REF!
| m. In Twelth floor | #REF! | Cum. |  | 0 | #REF! |  |  | #REF! |  |  | #REF! | #REF! | #REF! | #REF! | #REF! | #REF! | #REF!
| n. In Thirteen floor | #REF! | Cum. |  | 0 | #REF! |  |  | #REF! |  |  | #REF! | #REF! | #REF! | #REF! | #REF! | #REF! | #REF!
9.2 | Brick work in C.M. 1:6 using chamber Burnt bricks of size 23 x 11.4 x 7.5 cm (9" x 4 1/2"x 3") |  |  |  | 0 | 0 |  |  | 0 |  |  | 0 | #REF! | #REF! | #REF! | #REF! | #REF! | #REF!
| g. In Fifth Floor | #REF! | Cum. |  | 0 | #REF! |  |  | #REF! |  |  | #REF! | #REF! | #REF! | #REF! | #REF! | #REF! | #REF!
| h. In Sixth Floor | #REF! | Cum. |  | 0 | #REF! |  |  | #REF! |  |  | #REF! | #REF! | #REF! | #REF! | #REF! | #REF! | #REF!
| i. In Seventh Floor | #REF! | Cum. |  | 0 | #REF! |  |  | #REF! |  |  | #REF! | #REF! | #REF! | #REF! | #REF! | #REF! | #REF!
| j.in Eighth floor | #REF! | Cum. |  | 0 | #REF! |  |  | #REF! |  |  | #REF! | #REF! | #REF! | #REF! | #REF! | #REF! | #REF!
| k.in Ninth floor | #REF! | Cum. |  | 0 | #REF! |  |  | #REF! |  |  | #REF! | #REF! | #REF! | #REF! | #REF! | #REF! | #REF!
| l.in Tenth floor | #REF! |  |  | 0 | #REF! |  |  | #REF! |  |  | #REF! | #REF! | #REF! | #REF! | #REF! | #REF! | #REF!
10.2 | Brick partition work in C.M. 1:4 using chamber Burnt bricks of size 23 x 11.4 x 7.5 cm (9" x 4 1/2"x 3") 114 mm tk (B.P.) |  |  |  | 0 | 0 |  |  | 0 |  |  | 0 | #REF! | #REF! | #REF! | #REF! | #REF! | #REF!
| g. In Fifth Floor | #REF! | Cum. |  | 0 | #REF! |  |  | #REF! |  |  | #REF! | #REF! | #REF! | #REF! | #REF! | #REF! | #REF!
| h. In Sixth Floor | #REF! | Cum. |  | 0 | #REF! |  |  | #REF! |  |  | #REF! | #REF! | #REF! | #REF! | #REF! | #REF! | #REF!
| i. In Seventh Floor | #REF! | Cum. |  | 0 | #REF! |  |  | #REF! |  |  | #REF! | #REF! | #REF! | #REF! | #REF! | #REF! | #REF!
| j.in Eighth floor | #REF! | Cum. |  | 0 | #REF! |  |  | #REF! |  |  | #REF! | #REF! | #REF! | #REF! | #REF! | #REF! | #REF!
| k.in Ninth floor | #REF! | Cum. |  | 0 | #REF! |  |  | #REF! |  |  | #REF! | #REF! | #REF! | #REF! | #REF! | #REF! | #REF!
11.2 | Brick work in C.M. 1:4 using chamber Burnt bricks of size 23 x 11.4 x 7.5 cm (9" x 4 1/2"x 3") 75 mm tk (B.P.) |  |  |  | 0 | 0 |  |  | 0 |  |  | 0 | #REF! | #REF! | #REF! | #REF! | #REF! | #REF!
| g. In Fifth Floor | #REF! | Sqm |  | 0 | #REF! |  |  | #REF! |  |  | #REF! | #REF! | #REF! | #REF! | #REF! | #REF! | #REF!
| h. In Sixth Floor | #REF! | Sqm |  | 0 | #REF! |  |  | #REF! |  |  | #REF! | #REF! | #REF! | #REF! | #REF! | #REF! | #REF!
| i. In Seventh Floor | #REF! | Sqm |  | 0 | #REF! |  |  | #REF! |  |  | #REF! | #REF! | #REF! | #REF! | #REF! | #REF! | #REF!
| j. In Eighth floor | #REF! | Sqm |  | 0 | #REF! |  |  | #REF! |  |  | #REF! | #REF! | #REF! | #REF! | #REF! | #REF! | #REF!
| k.in Ninth floor | #REF! | Sqm |  | 0 | #REF! |  |  | #REF! |  |  | #REF! | #REF! | #REF! | #REF! | #REF! | #REF! | #REF!
| Supply and laying of Hard core layer 200mm | 2796.22 | Cum |  | 0 | 0 |  |  | 0 |  |  | 0 | #REF! | #REF! | #REF! | #REF! | #REF! | #REF!
| Supplying and filling stonedust | #REF! | Cum. |  | 0 | #REF! |  |  | #REF! |  |  | #REF! | #REF! | #REF! | #REF! | #REF! | #REF! | #REF!
| Plastering with CM 1:3, 12mm with WPC | 227.04 | Sqm | 10.1 | 10.1 | 2293.1 | 90.7 | 181.4 | 41185.06 | 30.2 | 30.2 | 6856.61 | 221.7 | 50334.77 |  | 0 | 221.7 | 50334.77
| Supplying and filling with gravel | 378.9 | Cum |  | 0 | 0 | 89.9 | 179.8 | 68126.22 | 47.2 | 47.2 | 17884.08 | 227 | 86010.3 |  | 0 | 227 | 86010.3
| B.W in CM 1:4 in Superstructure in First floor | #REF! | Cum |  | 0 | #REF! |  |  | #REF! |  |  | #REF! | #REF! | #REF! | #REF! | #REF! | #REF! | #REF!
| B.W in CM 1:4 in Superstructure in second floor | #REF! | Cum |  | 0 | #REF! |  |  | #REF! |  |  | #REF! | #REF! | #REF! | #REF! | #REF! | #REF! | #REF!
| B.W in CM 1:4 in Superstructure for OHT d) In Third floor | #REF! | Cum |  | 0 | #REF! |  |  | #REF! |  |  | #REF! | #REF! | #REF! | #REF! | #REF! | #REF! | #REF!
| B.W in CM 1:4 in Superstructure for OHT e) In fourth floor | #REF! | Cum |  | 0 | #REF! |  |  | #REF! |  |  | #REF! | #REF! | #REF! | #REF! | #REF! | #REF! | #REF!
| Earth work excavation in Loose / sandy soils (including refilling) | #REF! |  |  | 0 | #REF! |  |  | #REF! |  |  | #REF! | #REF! | #REF! | #REF! | #REF! | #REF! | #REF!
| Earth work excavation in Loose / sandy soils (excluding refilling) for open foundation | #REF! |  |  | 0 | #REF! |  |  | #REF! |  |  | #REF! | #REF! | #REF! | #REF! | #REF! | #REF! | #REF!
| Earth work excavation in Loose / sandy soils (excluding refilling) for drain | #REF! |  |  | 0 | #REF! |  |  | #REF! |  |  | #REF! | #REF! | #REF! | #REF! | #REF! | #REF! | #REF!
3.8 |  |  | Cum |  | 0 | 0 |  |  | 0 |  |  | 0 | #REF! | #REF! | #REF! | #REF! | #REF! | #REF!
4.8 |  |  | Cum |  | 0 | 0 |  |  | 0 |  |  | 0 | #REF! | #REF! | #REF! | #REF! | #REF! | #REF!
8.4 | Providing earth quake resistant for Corner walls |  |  |  | 0 | 0 |  |  | 0 |  |  | 0 | #REF! | #REF! | #REF! | #REF! | #REF! | #REF!
| a. Foundation & basement | #REF! | Cum |  | 0 | #REF! |  |  | #REF! |  |  | #REF! | #REF! | #REF! | #REF! | #REF! | #REF! | #REF!
| b. Ground Floor | #REF! | Cum |  | 0 | #REF! |  |  | #REF! |  |  | #REF! | #REF! | #REF! | #REF! | #REF! | #REF! | #REF!
| c. First Floor | #REF! | Cum |  | 0 | #REF! |  |  | #REF! |  |  | #REF! | #REF! | #REF! | #REF! | #REF! | #REF! | #REF!
| d. Second Floor | #REF! | Cum |  | 0 | #REF! |  |  | #REF! |  |  | #REF! | #REF! | #REF! | #REF! | #REF! | #REF! | #REF!
8.5 | Providing earth quake resistant for Door/window Jambs |  |  |  | 0 | 0 |  |  | 0 |  |  | 0 | #REF! | #REF! | #REF! | #REF! | #REF! | #REF!
| a. Ground Floor | #REF! | Rmt |  | 0 | #REF! |  |  | #REF! |  |  | #REF! | #REF! | #REF! | #REF! | #REF! | #REF! | #REF!
| b. First Floor | #REF! | Rmt |  | 0 | #REF! |  |  | #REF! |  |  | #REF! | #REF! | #REF! | #REF! | #REF! | #REF! | #REF!
| c. Second Floor | #REF! | Rmt |  | 0 | #REF! |  |  | #REF! |  |  | #REF! | #REF! | #REF! | #REF! | #REF! | #REF! | #REF!
1.9.3.1 | Providing Bored pile using design mix M20 |  |  |  | 0 | 0 |  |  | 0 |  |  | 0 | #REF! | #REF! | #REF! | #REF! | #REF! | #REF!
| a.450mm dia | #REF! | Rmt |  | 0 | #REF! |  |  | #REF! |  |  | #REF! | #REF! | #REF! | #REF! | #REF! | #REF! | #REF!
| Chipping of RCC pile head to the required cut of level and clearing way debries with an average lead of 3 km entirely with city limits |  |  |  | 0 | 0 |  |  | 0 |  |  | 0 | #REF! | #REF! | #REF! | #REF! | #REF! | #REF!
| 450mm dia pile | 619.82 | Rmt |  | 0 | 0 |  |  | 0 |  |  | 0 | #REF! | #REF! | #REF! | #REF! | #REF! | #REF!
| Conducting routine vertical compression load test CER No.328/2014-15 | 70000 | Nos |  | 0 | 0 |  |  | 0 |  |  | 0 | #REF! | #REF! | #REF! | #REF! | #REF! | #REF!
| Mobilization charges including transporting to site CER No.328/2014-15 | 50000 | Set |  | 0 | 0 |  |  | 0 |  |  | 0 | #REF! | #REF! | #REF! | #REF! | #REF! | #REF!
| Red oxide plastering in CM 1:4 | #REF! | Sqm |  | 0 | #REF! |  |  | #REF! |  |  | #REF! | #REF! | #REF! | #REF! | #REF! | #REF! | #REF!
18.1 | Formwork using M.S.Sheet |  |  |  | 0 | 0 |  | 0 | 0 |  | 0 | 0 | 0 | 0 |  | 0 | 0 | 0
| a.For Column footings,plinth beam,Grade beam,Raftbeam,Raft slab etc., | 664.3 | Sqm | 85.86 | 85.86 | 57036.8 | 227.4 | 454.8 | 302123.64 | 105.4 | 105.4 | 70017.22 | 646.06 | 429177.66 |  | 0 | 646.06 | 429177.66
| b.Plain surfaces such as Roof slab,floorslab,Beams,lintels,lofts,sill slab,staircase,portico slab and other similar works | 751.65 | Sqm | 821 | 821 | 617104.65 | 1535.5 | 3071 | 2308317.15 | 440.6 | 440.6 | 331176.99 | 4332.6 | 3256598.79 |  | 0 | 4332.6 | 3256598.79
| c.For Square and rectangular columns and small quantities | 901.98 | Sqm | 398.56 | 398.56 | 359493.15 | 728.1 | 1456.2 | 1313463.28 | 268.7 | 268.7 | 242362.03 | 2123.46 | 1915318.45 |  | 0 | 2123.46 | 1915318.45
| d.Vertical wall | 0 | Sqm |  | 0 | 0 |  | 0 | 0 |  | 0 | 0 | 0 | 0 |  | 0 | 0 | 0
| e.Circular column | 1803.96 | Sqm |  | 0 | 0 |  |  | 0 |  |  | 0 | #REF! | #REF! | #REF! | #REF! | #REF! | #REF!
| f.Curved surface | 1127.48 | Sqm |  | 0 | 0 |  |  | 0 |  |  | 0 | #REF! | #REF! | #REF! | #REF! | #REF! | #REF!
| g.Double centering portico area | 1503.3 | Sqm |  | 0 | 0 |  |  | 0 |  |  | 0 | #REF! | #REF! | #REF! | #REF! | #REF! | #REF!
21.6 | R.C.C.Door frames of size 100 x 75mm with one edge grooves size 't' x 20 mm using M20 grade ( with out vibrating charges) |  |  |  | 0 | 0 |  | 0 | 0 |  | 0 | 0 | 0 | 0 |  | 0 | 0 | 0
| a. 900 x 2100 mm | 2195.98 | Each | 4 | 4 | 8783.92 | 24 | 48 | 105407.04 | 8 | 8 | 17567.84 | 60 | 131758.8 |  | 0 | 60 | 131758.8
| c. 1200 x 2100 mm | #REF! | Each |  | 0 | #REF! |  |  | #REF! |  |  | #REF! | #REF! | #REF! | #REF! | #REF! | #REF! | #REF!
| d. 750 x 2100 mm | #REF! |  |  | 0 | #REF! |  |  | #REF! |  |  | #REF! | #REF! | #REF! | #REF! | #REF! | #REF! | #REF!
| c. 1000 x 2100 mm | #REF! | Each |  | 0 | #REF! |  |  | #REF! |  |  | #REF! | #REF! | #REF! | #REF! | #REF! | #REF! | #REF!
| Teak wood "Window" & Ventilator Shutter with 4mm thick pin headed glasses |  |  |  | 0 | 0 |  |  | 0 |  |  | 0 | #REF! | #REF! | #REF! | #REF! | #REF! | #REF!
| a. Window: 135 cm ht. | #REF! | Sqm. |  | 0 | #REF! |  |  | #REF! |  |  | #REF! | #REF! | #REF! | #REF! | #REF! | #REF! | #REF!
| b. Window: 120 cm ht. |  | Sqm. |  | 0 | 0 |  |  | 0 |  |  | 0 | #REF! | #REF! | #REF! | #REF! | #REF! | #REF!
| c. Window: 105 cm ht. | #REF! | Sqm. |  | 0 | #REF! |  |  | #REF! |  |  | #REF! | #REF! | #REF! | #REF! | #REF! | #REF! | #REF!
| d. Ventilator: (90 x 60 cm) | #REF! | Sqm. |  | 0 | #REF! |  |  | #REF! |  |  | #REF! | #REF! | #REF! | #REF! | #REF! | #REF! | #REF!
| d. Ventilator: (75 x 75 cm) | 2203.28 | Sqm. |  | 0 | 0 |  |  | 0 |  |  | 0 | #REF! | #REF! | #REF! | #REF! | #REF! | #REF!
22.3.2 | MDF board (18mm thick) double leaf shutters with TW frame for cup board/ ward robes. | #REF! | Sqm |  | 0 | #REF! |  |  | #REF! |  |  | #REF! | #REF! | #REF! | #REF! | #REF! | #REF! | #REF!
| T.W. frame & TW styles & rails with BWR double leaf shutters for cup board/ ward robes including two coat enamel paint & one coat primer. | #REF! | Sqm |  | 0 | #REF! |  |  | #REF! |  |  | #REF! | #REF! | #REF! | #REF! | #REF! | #REF! | #REF!
22.8 | MDF board door shutters (35mm thick) exterior grade both side laminated with external lipping. |  |  |  | 0 | 0 |  |  | 0 |  |  | 0 | #REF! | #REF! | #REF! | #REF! | #REF! | #REF!
| a. 1000X2100mm. | #REF! | Sqm |  | 0 | #REF! |  |  | #REF! |  |  | #REF! | #REF! | #REF! | #REF! | #REF! | #REF! | #REF!
| b. 900X2100mm. | #REF! | Sqm |  | 0 | #REF! |  |  | #REF! |  |  | #REF! | #REF! | #REF! | #REF! | #REF! | #REF! | #REF!
| c.1200X2100mm. |  | Sqm |  | 0 | 0 |  |  | 0 |  |  | 0 | #REF! | #REF! | #REF! | #REF! | #REF! | #REF!
| TW panelled door shutter with brass fittings. |  |  |  | 0 | 0 |  | 0 | 0 |  | 0 | 0 | 0 | 0 |  | 0 | 0 | 0
| a. 1000X2100mm.(Single leaf) | 5552.86 | Sqm | 3.69 | 3.69 | 20490.05 | 22.2 | 44.4 | 246546.98 | 7.38 | 7.38 | 40980.11 | 55.47 | 308017.14 |  | 0 | 55.47 | 308017.14
| b.1200x2400mm |  |  |  | 0 | 0 |  |  | 0 |  |  | 0 | #REF! | #REF! | #REF! | #REF! | #REF! | #REF!
| a. 1200X2100mm.(Single leaf) | #REF! | Sqm |  | 0 | #REF! |  |  | #REF! |  |  | #REF! | #REF! | #REF! | #REF! | #REF! | #REF! | #REF!
| b. 900X2100mm (over all size 900X2400mm.). | #REF! |  |  | 0 | #REF! |  |  | #REF! |  |  | #REF! | #REF! | #REF! | #REF! | #REF! | #REF! | #REF!
| c.1800X2400mm. |  |  |  | 0 | 0 |  |  | 0 |  |  | 0 | #REF! | #REF! | #REF! | #REF! | #REF! | #REF!
| TW double leaves shutter of size with brass fittings a.1800 x 2100mm | #REF! | Sqm |  | 0 | #REF! |  |  | #REF! |  |  | #REF! | #REF! | #REF! | #REF! | #REF! | #REF! | #REF!
| a. 1500X2100mm.(Double leaves) with Brass fittings | #REF! | Sqm |  | 0 | #REF! |  |  | #REF! |  |  | #REF! | #REF! | #REF! | #REF! | #REF! | #REF! | #REF!
| 2000X2400mm.(Double leaves) with Brass fittings | #REF! | Sqm |  | 0 | #REF! |  |  | #REF! |  |  | #REF! | #REF! | #REF! | #REF! | #REF! | #REF! | #REF!
| TW panelled door double leaves shutter with brass fittings of size . 1200X2100mm.( Crime & Traffic) | #REF! | Sqm |  | 0 | #REF! |  |  | #REF! |  |  | #REF! | #REF! | #REF! | #REF! | #REF! | #REF! | #REF!
| TW panelled door double leaves shutter with brass fittings of size . 2000X2100mm. | #REF! | Sqm |  | 0 | #REF! |  |  | #REF! |  |  | #REF! | #REF! | #REF! | #REF! | #REF! | #REF! | #REF!
| TW styles & rails with 9mm thick BWR single leaf shutters with brass screws size of 900x2100 mm | 3263.68 | Sqm | 6.56 | 6.56 | 21409.74 | 39.4 | 78.8 | 257177.98 | 13.2 | 13.2 | 43080.58 | 98.56 | 321668.3 |  | 0 | 98.56 | 321668.3
| TW styles & rails with 9mm thick BWR single leaf shutters with brass screws size of 750x2100 mm | #REF! | Sqm |  | 0 | #REF! |  |  | #REF! |  |  | #REF! | #REF! | #REF! | #REF! | #REF! | #REF! | #REF!
| TW styles & rails with 9mm thick BWR single leaf shutters with brass screws size of 1000 x 2100 mm | #REF! | Sqm |  | 0 | #REF! |  |  | #REF! |  |  | #REF! | #REF! | #REF! | #REF! | #REF! | #REF! | #REF!
| TW styles & rails with 9mm thick BWR Double leaves shutters with brass screws size of 1500x2100 mm |  | Sqm |  | 0 | 0 |  |  | 0 |  |  | 0 | #REF! | #REF! | #REF! | #REF! | #REF! | #REF!
| TW styles & rails with 9mm thick BWR single leaf shutters with brass screws size of 1200x2100 | #REF! | Sqm |  | 0 | #REF! |  |  | #REF! |  |  | #REF! | #REF! | #REF! | #REF! | #REF! | #REF! | #REF!
21.5.2 | Supply and Fixing Soild PVC door Shutter with frame | 2828 | Sqm | 6.3 | 6.3 | 17816.4 | 37.8 | 75.6 | 213796.8 | 12.6 | 12.6 | 35632.8 | 94.5 | 267246 |  | 0 | 94.5 | 267246
23.2.1 | 4mm thick pin headed Glass panels with Aluminium beedings | 688.2 | Sqm | 20.94 | 20.94 | 14410.91 | 88.9 | 177.8 | 122361.96 | 30 | 30 | 20646 | 228.74 | 157418.87 |  | 0 | 228.74 | 157418.87
| Cuddappa slab 20 mm tk.for kitchen hearth slab. |  |  |  | 0 | 0 |  |  | 0 |  |  | 0 | #REF! | #REF! | #REF! | #REF! | #REF! | #REF!
| a. In Ground floor | #REF! | Sqm. |  | 0 | #REF! |  |  | #REF! |  |  | #REF! | #REF! | #REF! | #REF! | #REF! | #REF! | #REF!
| b. In First floor | #REF! | Sqm. |  | 0 | #REF! |  |  | #REF! |  |  | #REF! | #REF! | #REF! | #REF! | #REF! | #REF! | #REF!
| c. In Second floor | #REF! | Sqm. |  | 0 | #REF! |  |  | #REF! |  |  | #REF! | #REF! | #REF! | #REF! | #REF! | #REF! | #REF!
| d. In Third floor | #REF! | Sqm. |  | 0 | #REF! |  |  | #REF! |  |  | #REF! | #REF! | #REF! | #REF! | #REF! | #REF! | #REF!
| e. In Fourth floor | #REF! | Sqm. |  | 0 | #REF! |  |  | #REF! |  |  | #REF! | #REF! | #REF! | #REF! | #REF! | #REF! | #REF!
| Cuddappa slab 20 mm tk.for C/B slab. |  |  |  | 0 | 0 |  |  | 0 |  |  | 0 | #REF! | #REF! | #REF! | #REF! | #REF! | #REF!
| a. Ground floor | #REF! | Sqm. |  | 0 | #REF! |  |  | #REF! |  |  | #REF! | #REF! | #REF! | #REF! | #REF! | #REF! | #REF!
| b. In First floor | #REF! | Sqm. |  | 0 | #REF! |  |  | #REF! |  |  | #REF! | #REF! | #REF! | #REF! | #REF! | #REF! | #REF!
| c. In Second floor | #REF! | Sqm. |  | 0 | #REF! |  |  | #REF! |  |  | #REF! | #REF! | #REF! | #REF! | #REF! | #REF! | #REF!
| d. In Third floor | #REF! | Sqm. |  | 0 | #REF! |  |  | #REF! |  |  | #REF! | #REF! | #REF! | #REF! | #REF! | #REF! | #REF!
| e. In Fourth floor | #REF! | Sqm. |  | 0 | #REF! |  |  | #REF! |  |  | #REF! | #REF! | #REF! | #REF! | #REF! | #REF! | #REF!
| Cuddappa slab 40 mm tk.for C/B slab. |  |  |  | 0 | 0 |  |  | 0 |  |  | 0 | #REF! | #REF! | #REF! | #REF! | #REF! | #REF!
| a. In Ground floor | #REF! | Sqm. |  | 0 | #REF! |  |  | #REF! |  |  | #REF! | #REF! | #REF! | #REF! | #REF! | #REF! | #REF!
| b. In First floor | #REF! | Sqm. |  | 0 | #REF! |  |  | #REF! |  |  | #REF! | #REF! | #REF! | #REF! | #REF! | #REF! | #REF!
| c. In Second floor | #REF! | Sqm. |  | 0 | #REF! |  |  | #REF! |  |  | #REF! | #REF! | #REF! | #REF! | #REF! | #REF! | #REF!
| d. In Third floor | #REF! | Sqm. |  | 0 | #REF! |  |  | #REF! |  |  | #REF! | #REF! | #REF! | #REF! | #REF! | #REF! | #REF!
| e. In Fourth floor | #REF! |  |  | 0 | #REF! |  |  | #REF! |  |  | #REF! | #REF! | #REF! | #REF! | #REF! | #REF! | #REF!
| Cuddappa slab 40 mm tk.for Sunshade. |  |  |  | 0 | 0 |  |  | 0 |  |  | 0 | #REF! | #REF! | #REF! | #REF! | #REF! | #REF!
| a. In Ground floor | #REF! | Sqm. |  | 0 | #REF! |  |  | #REF! |  |  | #REF! | #REF! | #REF! | #REF! | #REF! | #REF! | #REF!
| b. In First floor | #REF! | Sqm. |  | 0 | #REF! |  |  | #REF! |  |  | #REF! | #REF! | #REF! | #REF! | #REF! | #REF! | #REF!
| c. In Second floor | #REF! | Sqm. |  | 0 | #REF! |  |  | #REF! |  |  | #REF! | #REF! | #REF! | #REF! | #REF! | #REF! | #REF!
| d. In Third floor | #REF! | Sqm. |  | 0 | #REF! |  |  | #REF! |  |  | #REF! | #REF! | #REF! | #REF! | #REF! | #REF! | #REF!
| e. In Fourth floor | #REF! | Sqm. |  | 0 | #REF! |  |  | #REF! |  |  | #REF! | #REF! | #REF! | #REF! | #REF! | #REF! | #REF!
29.8 | Glazed tiles using Grout (Tile Joint Filler) | 1139.56 | Sqm | 54.4 | 54.4 | 61992.06 | 344.99 | 689.98 | 786273.61 | 128.1 | 128.1 | 145977.64 | 872.48 | 994243.31 |  | 0 | 872.48 | 994243.31
| Floor ceramic tiles using Grout (Tile Joint Filler). | #REF! | Sqm |  | 0 | #REF! |  |  | #REF! |  |  | #REF! | #REF! | #REF! | #REF! | #REF! | #REF! | #REF!
29.9 | Floor ceramic tiles (Anti-skid) using Grout (Tile Joint Filler). | 1009.63 | Sqm | 10.8 | 10.8 | 10904 | 67.32 | 134.64 | 135936.58 | 22.5 | 22.5 | 22716.68 | 167.94 | 169557.26 |  | 0 | 167.94 | 169557.26
38.4 | Two coat of cement paint over one coat white cement | 103.69 | Sqm |  | 0 | 0 |  | 0 | 0 |  | 0 | 0 | 0 | 0 |  | 0 | 0 | 0
38.5 | Matt paint | #REF! | Sqm |  | 0 | #REF! |  |  | #REF! |  |  | #REF! | #REF! | #REF! | #REF! | #REF! | #REF! | #REF!
38.6 | One coat white cement for new walls and other similar works. | 48.4 | Sqm | 709.46 | 709.46 | 34337.86 | 3000.2 | 6000.4 | 290419.36 | 819.6 | 819.6 | 39668.64 | 7529.46 | 364425.86 |  | 0 | 7529.46 | 364425.86
42 | Fabrication of Mild steel / RTS grills (with cement slurry wash) for all sizes of rods. | #REF! | MT |  | 0 | #REF! |  |  | #REF! |  |  | #REF! | #REF! | #REF! | #REF! | #REF! | #REF! | #REF!
43 | Fabrication of Mild steel / RTS grills (without cement slurry) for all sizes of rods. | 68782.5 | MT | 6.04 | 6.04 | 415446.3 | 30.45 | 60.9 | 4188854.25 | 10.15 | 10.15 | 698142.38 | 77.09 | 5302442.93 |  | 0 | 77.09 | 5302442.93
44.6 | PVC SWR 110 mm dia with ISI mark type- A for Rain water down fall pipe | 305.34 | Rmt | 26 | 26 | 7938.84 | 61.5 | 123 | 37556.82 | 21 | 21 | 6412.14 | 170 | 51907.8 |  | 0 | 170 | 51907.8
50.6 | Precast slab 50 mm tk.in C.C. 1:3:6 with fibre | 356.48 | Sqm |  | 0 | 0 |  | 0 | 0 |  | 0 | 0 | 0 | 0 | 153.6 | 54755.33 | 153.6 | 54755.33
52.4 | 20mm dia PVC water supply ASTM pipe (fully consealed in walls) | 188.81 | Rmt | 34 | 34 | 6419.54 | 258 | 516 | 97425.96 | 71.2 | 71.2 | 13443.27 | 621.2 | 117288.77 |  | 0 | 621.2 | 117288.77
53.4 | S&F of C.I Manhole cover 60 x 60 cm (50kg weight ) | #REF! | Each |  | 0 | #REF! |  |  | #REF! |  |  | #REF! | #REF! | #REF! | #REF! | #REF! | #REF! | #REF!
| Wash Hand Basin of size 550 x 400 mm | 2944.82 | Each | 4 | 4 | 11779.28 | 24 | 48 | 141351.36 | 8 | 8 | 23558.56 | 60 | 176689.2 |  | 0 | 60 | 176689.2
54.3 | Supplying and fixing of Brass Chromium plated screw down tap 15mm dia (heavy type not less than 430 grms weight) with ISI mark. | #REF! | Each |  | 0 | #REF! |  |  | #REF! |  |  | #REF! | #REF! | #REF! | #REF! | #REF! | #REF! | #REF!
56.3 | S & F of Indian Water closet white glazed (Oriya type) of size 580 x 440mm - in G.F. | #REF! | Each |  | 0 | #REF! |  |  | #REF! |  |  | #REF! | #REF! | #REF! | #REF! | #REF! | #REF! | #REF!
56.4 | S & F of Indian Water closet white glazed (Oriya type) of size 580 x 440mm - Other than G.F. | #REF! | Each |  | 0 | #REF! |  |  | #REF! |  |  | #REF! | #REF! | #REF! | #REF! | #REF! | #REF! | #REF!
58.3 | PVC SWR pipe (Soil line) with ISI mark - type 'B'. |  |  |  | 0 | 0 |  | 0 | 0 |  | 0 | 0 | 0 | 0 |  | 0 | 0 | 0
| a. 110 mm dia. | 610.45 | Rmt | 30 | 30 | 18313.5 | 195 | 390 | 238075.5 | 64.5 | 64.5 | 39374.03 | 484.5 | 295763.03 |  | 0 | 484.5 | 295763.03
| b. 75 mm dia. | 497.65 | Rmt | 53 | 53 | 26375.45 | 259.65 | 519.3 | 258429.65 | 86.5 | 86.5 | 43046.73 | 658.8 | 327851.82 |  | 0 | 658.8 | 327851.82
58.4 | Supplying, Laying & Concealing the 50mm dia PVC ( SWR) pipe with ISI mark type - 'B' with relevant specials. | 81.2 | Rmt | 9 | 9 | 730.8 | 60 | 120 | 9744 | 20 | 20 | 1624 | 149 | 12098.8 |  | 0 | 149 | 12098.8
64.1 | Wiring with 1.5 sqmm PVC insulated single core multi strand fire retardant flexible copper cable with ISI mark confirming IS: 694:1990.( Ordinary) |  |  |  | 0 | 0 |  | 0 | 0 |  | 0 | 0 | 0 | 0 |  | 0 | 0 | 0
| a. Light point with ceiling rose | 1340 | Each | 20 | 20 | 26800 | 106 | 212 | 284080 | 43 | 43 | 57620 | 275 | 368500 |  | 0 | 275 | 368500
| b. Light point without ceiling rose | 1344 | Each | 20 | 20 | 26880 | 124 | 248 | 333312 | 42 | 42 | 56448 | 310 | 416640 |  | 0 | 310 | 416640
| c. Calling bell point with Buzzer/Calling bell | 1372 | Each | 2 | 2 | 2744 | 12 | 24 | 32928 | 4 | 4 | 5488 | 30 | 41160 |  | 0 | 30 | 41160
65.1 | Wiring with 1.5 sqmm PVC insulated single core multi strand fire retardant flexible copper cable with ISI mark confirming IS: 694:1990 for Fan point. | 1399 | Each | 8 | 8 | 11192 | 48 | 96 | 134304 | 16 | 16 | 22384 | 120 | 167880 |  | 0 | 120 | 167880
66.1 | Wiring with 1.5 sqmm PVC insulated single core multi strand fire retardant flexible copper cable with ISI mark confirming IS: 694:1990 for Staircase Light Point. | 2507 | Each | 2 | 2 | 5014 | 10 | 20 | 50140 | 4 | 4 | 10028 | 26 | 65182 |  | 0 | 26 | 65182
| Wiring with 1.5 sqmm PVC insulated single core multi strand fire retardant flexible copper cable with ISI mark confirming IS: 694:1990 for 5 amps 5 pin plug socket point @ Switch Board Itself. | 688 | Each | 14 | 14 | 9632 | 76 | 152 | 104576 | 24 | 24 | 16512 | 190 | 130720 |  | 0 | 190 | 130720
68.2 | Wiring with 1.5 sqmm PVC insulated single core multi strand fire retardant flexible copper cable with ISI mark confirming IS: 694:1990 for 5 amps 5 pin plug socket point @ Convenient Places. | 934 | Each | 10 | 10 | 9340 | 60 | 120 | 112080 | 20 | 20 | 18680 | 150 | 140100 |  | 0 | 150 | 140100
70.5 | S & F of Tube light fitting (patty type ) with Electronic ballast and 36 W slim tube light | #REF! | Each |  | 0 | #REF! |  |  | #REF! |  |  | #REF! | #REF! | #REF! | #REF! | #REF! | #REF! | #REF!
| Supply and delivery of 48" (1200 mm) Fan with ISI mark with Eletronic Dimmer | 1300 | Each | 8 | 8 | 10400 | 48 | 96 | 124800 | 16 | 16 | 20800 | 120 | 156000 |  | 0 | 120 | 156000
| Run of 2 Wires of 4 sqmm PVC insulated single core multi strand fire retardant flexible copper cable with ISI mark confirming IS: 694:1990. | 250 | Rmt | 45 | 45 | 11250 | 192 | 384 | 96000 | 43.5 | 43.5 | 10875 | 472.5 | 118125 |  | 0 | 472.5 | 118125
77.5 | Run of 2 Wires of 1.5 sqmm PVC insulated single core multi strand fire retardant flexible copper cable with ISI mark confirming IS: 694:1990. | #REF! | Rmt |  | 0 | #REF! |  |  | #REF! |  |  | #REF! | #REF! | #REF! | #REF! | #REF! | #REF! | #REF!
| Run of 2 Wires of 4 sqmm PVC insulated single core multi strand fire retardant flexible copper cable with ISI mark confirming IS: 694:1990. | #REF! | Rmt |  | 0 | #REF! |  |  | #REF! |  |  | #REF! | #REF! | #REF! | #REF! | #REF! | #REF! | #REF!
| 4 x 4 Sq mm copper PVC insulated unsheathed single core cable for 3 phase EB service connection | 221 | Rmt | 23 | 23 | 5083 | 120 | 240 | 53040 | 40 | 40 | 8840 | 303 | 66963 |  | 0 | 303 | 66963
| Run of 2 Wires of 2.5 sqmm PVC insulated single core multi strand fire retardant flexible copper cable with ISI mark confirming IS: 694:1990. | 187 | Rmt | 38 | 38 | 7106 | 228 | 456 | 85272 | 132 | 132 | 24684 | 626 | 117062 |  | 0 | 626 | 117062
| Run of 4 Wires of 6 sqmm PVC insulated single core multi strand | #REF! | Rmt |  | 0 | #REF! |  |  | #REF! |  |  | #REF! | #REF! | #REF! | #REF! | #REF! | #REF! | #REF!
| Run of 4 Wires of 10 sqmm PVC insulated single core multi strand | #REF! | Rmt |  | 0 | #REF! |  |  | #REF! |  |  | #REF! | #REF! | #REF! | #REF! | #REF! | #REF! | #REF!
112.1 | S & F of Exsaust Fan 225mm dia | 1770 | Each | 2 | 2 | 3540 | 12 | 24 | 42480 | 4 | 4 | 7080 | 30 | 53100 |  | 0 | 30 | 53100
| Compact Fluoresent Lamp (CFL) |  |  |  | 0 | 0 |  |  | 0 |  |  | 0 | #REF! | #REF! | #REF! | #REF! | #REF! | #REF!
| a. 14W bulb for Bath & WC | #REF! | Each |  | 0 | #REF! |  |  | #REF! |  |  | #REF! | #REF! | #REF! | #REF! | #REF! | #REF! | #REF!
| b. 18w bulb for Bulk Head fittings | #REF! | Each |  | 0 | #REF! |  |  | #REF! |  |  | #REF! | #REF! | #REF! | #REF! | #REF! | #REF! | #REF!
| S & F of Bulk head fitting suitable for CFL | #REF! | Each |  | 0 | #REF! |  |  | #REF! |  |  | #REF! | #REF! | #REF! | #REF! | #REF! | #REF! | #REF!
44.2 | Rain water harvesting using defunct borewell and providing perforated cover slab |  |  |  | 0 | 0 |  | 0 | 0 |  | 0 | 0 | 0 | 0 |  | 0 | 0 | 0
| a). Providing pit | 1790.84 | Each | 2 | 2 | 3581.68 | 2 | 4 | 7163.36 | 1 | 1 | 1790.84 | 7 | 12535.88 |  | 0 | 7 | 12535.88
| b) Augering 30cm dia | 397.66 | Rmt | 6 | 6 | 2385.96 | 6 | 12 | 4771.92 | 3 | 3 | 1192.98 | 21 | 8350.86 |  | 0 | 21 | 8350.86
257.1 | S&F of M.S. Angle of size 35x35x5mm for staircase steps | #REF! | Rmt |  | 0 | #REF! |  |  | #REF! |  |  | #REF! | #REF! | #REF! | #REF! | #REF! | #REF! | #REF!
344.2 | S&F of Bevelled edge mirror 500 x 400 x 5.5mm | 375.7 | Each | 4 | 4 | 1502.8 | 24 | 48 | 18033.6 | 8 | 8 | 3005.6 | 60 | 22542 |  | 0 | 60 | 22542
383 | S&F of Cuddapah sink 600 x 600 x 200mm | 1000 | Each | 2 | 2 | 2000 | 12 | 24 | 24000 | 4 | 4 | 4000 | 30 | 30000 |  | 0 | 30 | 30000
383.1 | Providing nosing to the edges of Granite slab | 235 | Rmt |  | 0 | 0 |  |  | 0 |  |  | 0 | #REF! | #REF! | #REF! | #REF! | #REF! | #REF!
| Supply and fixing of PVC water supply (ASTM) a.50mm dia | #REF! |  |  | 0 | #REF! |  |  | #REF! |  |  | #REF! | #REF! | #REF! | #REF! | #REF! | #REF! | #REF!
384 | S&F of PVC flushing cistern | #REF! | Each |  | 0 | #REF! |  |  | #REF! |  |  | #REF! | #REF! | #REF! | #REF! | #REF! | #REF! | #REF!
385 | S&F of cloth drying arrangement | #REF! | Each |  | 0 | #REF! |  |  | #REF! |  |  | #REF! | #REF! | #REF! | #REF! | #REF! | #REF! | #REF!
238.1 | Anticorrosive treatment for window grills | #REF! | MT |  | 0 | #REF! |  |  | #REF! |  |  | #REF! | #REF! | #REF! | #REF! | #REF! | #REF! | #REF!
| Supplying and fixing of 32 AMPS Triple pole main switch | 1484.66 | Each | 3 | 3 | 4453.98 | 14 | 28 | 41570.48 | 5 | 5 | 7423.3 | 36 | 53447.76 |  | 0 | 36 | 53447.76
| 450 x 375 x 20 mm thick TW plank | 1170 | Each | 4 | 4 | 4680 | 16 | 32 | 37440 | 6 | 6 | 7020 | 42 | 49140 |  | 0 | 42 | 49140
| 3 Nos.of 32Amps - Fuse Unit | #REF! | Each |  | 0 | #REF! |  |  | #REF! |  |  | #REF! | #REF! | #REF! | #REF! | #REF! | #REF! | #REF!
| 1 Nos.of 32Amps - Fuse Unit | #REF! | Each |  | 0 | #REF! |  |  | #REF! |  |  | #REF! | #REF! | #REF! | #REF! | #REF! | #REF! | #REF!
| Supplying and delivery of Three phase ELCB/RCCB | 2870 | Each | 2 | 2 | 5740 | 12 | 24 | 68880 | 4 | 4 | 11480 | 30 | 86100 |  | 0 | 30 | 86100
| Supply of G.I pipe 40mm dia 'B' Class | #REF! | Rmt |  | 0 | #REF! |  |  | #REF! |  |  | #REF! | #REF! | #REF! | #REF! | #REF! | #REF! | #REF!
| Plastic Emulsion PAINT including primer for outer walls | 190.31 | Sqm | 594.09 | 594.09 | 113061.27 | 919.6 | 1839.2 | 350018.15 | 580.1 | 580.1 | 110398.83 | 3013.39 | 573478.25 |  | 0 | 3013.39 | 573478.25
| Two coat of OBD over one coat white cement for inner walls | 98.77 | Sqm | 709.46 | 709.46 | 70073.36 | 3000.2 | 6000.4 | 592659.51 | 819.6 | 819.6 | 80951.89 | 7529.46 | 743684.76 |  | 0 | 7529.46 | 743684.76
| #REF! | #REF! | Rmt |  | 0 | #REF! |  |  | #REF! |  |  | #REF! | #REF! | #REF! | #REF! | #REF! | #REF! | #REF!
| #REF! | #REF! | Rmt |  | 0 | #REF! |  |  | #REF! |  |  | #REF! | #REF! | #REF! | #REF! | #REF! | #REF! | #REF!
| 1 No.of 32 Amps - Fuse Unit | #REF! | Each |  | 0 | #REF! |  |  | #REF! |  |  | #REF! | #REF! | #REF! | #REF! | #REF! | #REF! | #REF!
| P. C.C. 1:3:6 for foundation & basement using 40mm metal | 5129.37 | Cum |  | 0 | 0 |  | 0 | 0 |  | 0 | 0 | 0 | 0 |  | 0 | 0 | 0
| Providing PVC Tee with end cap | 109.75 | Each | 6 | 6 | 658.5 | 36 | 72 | 7902 | 12 | 12 | 1317 | 90 | 9877.5 |  | 0 | 90 | 9877.5
| Granite Tiles flooring (Ruby red) | #REF! | Sqm |  | 0 | #REF! |  |  | #REF! |  |  | #REF! | #REF! | #REF! | #REF! | #REF! | #REF! | #REF!
| Providing wooden Melamine polish for new wood work | 1204.68 | Sqm | 9.45 | 9.45 | 11384.23 | 56.7 | 113.4 | 136610.71 | 18.9 | 18.9 | 22768.45 | 141.75 | 170763.39 |  | 0 | 141.75 | 170763.39
| Supplying and fixing of staineless steel hand rails | 4500 | Rmt |  | 0 | 0 |  |  | 0 |  |  | 0 | #REF! | #REF! | #REF! | #REF! | #REF! | #REF!
| Vitrified Tiles flooring (ivory) | 1084.79 | Sqm | 98.71 | 98.71 | 107079.62 | 522 | 1044 | 1132520.76 | 175.3 | 175.3 | 190163.69 | 1318.01 | 1429764.07 |  | 0 | 1318.01 | 1429764.07
| Vitrified Tiles flooring | #REF! | Sqm |  | 0 | #REF! |  |  | #REF! |  |  | #REF! | #REF! | #REF! | #REF! | #REF! | #REF! | #REF!
s | Concrete designer tiles flooring | #REF! | Sqm |  | 0 | #REF! |  |  | #REF! |  |  | #REF! | #REF! | #REF! | #REF! | #REF! | #REF! | #REF!
| Eurocon Tiles flooring | #REF! | Sqm |  | 0 | #REF! |  |  | #REF! |  |  | #REF! | #REF! | #REF! | #REF! | #REF! | #REF! | #REF!
| Supplying and fixing of Aluminium sliding window |  |  |  | 0 | 0 |  |  | 0 |  |  | 0 | #REF! | #REF! | #REF! | #REF! | #REF! | #REF!
| a.1.80 x 1.35 (Three track) | #REF! |  |  | 0 | #REF! |  |  | #REF! |  |  | #REF! | #REF! | #REF! | #REF! | #REF! | #REF! | #REF!
| b.1.35 x 1.35 (three track) | #REF! |  |  | 0 | #REF! |  |  | #REF! |  |  | #REF! | #REF! | #REF! | #REF! | #REF! | #REF! | #REF!
| a) size 1800x1350 SW1 |  | Sqm |  | 0 | 0 |  |  | 0 |  |  | 0 | #REF! | #REF! | #REF! | #REF! | #REF! | #REF!
| b)1200x1350 SW2 |  | Sqm |  | 0 | 0 |  |  | 0 |  |  | 0 | #REF! | #REF! | #REF! | #REF! | #REF! | #REF!
| supplying and fixing of colour matt finish floor tiles of size 12"x12" ( for officers) | #REF! | Sqm. |  | 0 | #REF! |  |  | #REF! |  |  | #REF! | #REF! | #REF! | #REF! | #REF! | #REF! | #REF!
| supplying and fixing of colour matt finish floor tiles of size 12"x12" ( for wall tiles) | #REF! | Sqm. |  | 0 | #REF! |  |  | #REF! |  |  | #REF! | #REF! | #REF! | #REF! | #REF! | #REF! | #REF!
| Supplying and fixing of wall panneling using Aluminium frame with MDF board | 3034.4 | Sqm |  | 0 | 0 |  |  | 0 |  |  | 0 | #REF! | #REF! | #REF! | #REF! | #REF! | #REF!
4.4 | Supply of material and lab ourfor Mineralfbre 600mmx600mm Grid false ceiling work | 915.02 | Sqm |  | 0 | 0 |  |  | 0 |  |  | 0 | #REF! | #REF! | #REF! | #REF! | #REF! | #REF!
| Supplying, fabricating, erecting and fixing Gyp board false ceiling using perforated sheet 10mm thk | 990 | Sqm |  | 0 | 0 |  |  | 0 |  |  | 0 | #REF! | #REF! | #REF! | #REF! | #REF! | #REF!
| Supplying and fixing of 100mm dia GI pipe | 905 | Rmt |  | 0 | 0 |  |  | 0 |  |  | 0 | #REF! | #REF! | #REF! | #REF! | #REF! | #REF!
| Supplying and fixing of Geyser (Data -SD 103) | 8467.3 | Each |  | 0 | 0 |  |  | 0 |  |  | 0 | #REF! | #REF! | #REF! | #REF! | #REF! | #REF!
| Supplying and fixing of CP wall mixer two in one (without telephone shower) including cost of all materials and all labour charges etc complete. CER No.178/13-14 | 3409 | Each |  | 0 | 0 |  |  | 0 |  |  | 0 | #REF! | #REF! | #REF! | #REF! | #REF! | #REF!
| Supplying and fixing of shower arm 9" long including cost of all materials and all labour charges etc. complete CER No.178/13-14 | 469.42 | Each |  | 0 | 0 |  |  | 0 |  |  | 0 | #REF! | #REF! | #REF! | #REF! | #REF! | #REF!
| Supplying and fixing of GM wheel valves ISI mark |  |  |  | 0 | 0 |  |  | 0 |  |  | 0 | #REF! | #REF! | #REF! | #REF! | #REF! | #REF!
| a.100mm GM Gate valves | 5640 | Each |  | 0 | 0 |  |  | 0 |  |  | 0 | #REF! | #REF! | #REF! | #REF! | #REF! | #REF!
| b.50mm GM Gate valves | 1340 | Each |  | 0 | 0 |  |  | 0 |  |  | 0 | #REF! | #REF! | #REF! | #REF! | #REF! | #REF!
| c.32mm GM Gate valves | 604 | Each |  | 0 | 0 |  |  | 0 |  |  | 0 | #REF! | #REF! | #REF! | #REF! | #REF! | #REF!
| Wiring with 1.5 sqmm PVC insulated single core multi strand fire retardant flexible copper cable with ISI mark confirming IS: 694:1990. (Modular) |  |  |  | 0 | 0 |  |  | 0 |  |  | 0 | #REF! | #REF! | #REF! | #REF! | #REF! | #REF!
| a. Light point with ceiling rose | 1000.51 | Each |  | 0 | 0 |  |  | 0 |  |  | 0 | #REF! | #REF! | #REF! | #REF! | #REF! | #REF!
| b. Light point without ceiling rose | 1003.51 | Each |  | 0 | 0 |  |  | 0 |  |  | 0 | #REF! | #REF! | #REF! | #REF! | #REF! | #REF!
| Wiring with 1.5 sqmm PVC insulated single core multi strand fire retardant flexible copper cable with ISI mark confirming IS: 694:1990 for 5 amps 5 pin Modular plug socket point @ Convenient Places. | 769.3 | Each |  | 0 | 0 |  |  | 0 |  |  | 0 | #REF! | #REF! | #REF! | #REF! | #REF! | #REF!
| Wiring with 1.5 sqmm PVC insulated single core multi strand fire retardant flexible copper cable with ISI mark confirming IS: 694:1990 for 5 amps 5 pin Modular plug socket point @ Switch Board Itself. | 536.55 | Each |  | 0 | 0 |  |  | 0 |  |  | 0 | #REF! | #REF! | #REF! | #REF! | #REF! | #REF!
| Supplying and laying of 3.5 core 70 sq.mm PVC armoured LTUG cable (below GL) | 627.4 | RMT |  | 0 | 0 |  |  | 0 |  |  | 0 | #REF! | #REF! | #REF! | #REF! | #REF! | #REF!
| S&F 3.5 X 70mm LTUG CABLE Above GL | 435 | RMT |  | 0 | 0 |  |  | 0 |  |  | 0 | #REF! | #REF! | #REF! | #REF! | #REF! | #REF!
| S&F 3.5 X 35mm LTUG CABLE Above GL | 356 | RMT |  | 0 | 0 |  |  | 0 |  |  | 0 | #REF! | #REF! | #REF! | #REF! | #REF! | #REF!
| S&F 3.5 X 25mm LTUG CABLE Above GL | 317 | RMT |  | 0 | 0 |  |  | 0 |  |  | 0 | #REF! | #REF! | #REF! | #REF! | #REF! | #REF!
| S&F 2X6 Sq.mm LTUG CABLE | 176.84 | Rmt |  | 0 | 0 |  |  | 0 |  |  | 0 | #REF! | #REF! | #REF! | #REF! | #REF! | #REF!
| Supplying and fixing of brass cable gland suitable for 3.5 core 70 Sqmm PVC armoured LTUG cable SD 189 | 293.25 | Each |  | 0 | 0 |  |  | 0 |  |  | 0 | #REF! | #REF! | #REF! | #REF! | #REF! | #REF!
| Supply & Fixing of Aluminium openable windows of size |  |  |  | 0 | 0 |  |  | 0 |  |  | 0 | #REF! | #REF! | #REF! | #REF! | #REF! | #REF!
| FW 1.80 x 1.65 m | #REF! | Sqm |  | 0 | #REF! |  |  | #REF! |  |  | #REF! | #REF! | #REF! | #REF! | #REF! | #REF! | #REF!
| W 1.50 x 1.35 m | #REF! | Sqm |  | 0 | #REF! |  |  | #REF! |  |  | #REF! | #REF! | #REF! | #REF! | #REF! | #REF! | #REF!
| W 1.20 x 1.35 m | #REF! | Sqm |  | 0 | #REF! |  |  | #REF! |  |  | #REF! | #REF! | #REF! | #REF! | #REF! | #REF! | #REF!
| KW 1.20 x 1.05 m | #REF! | Sqm |  | 0 | #REF! |  |  | #REF! |  |  | #REF! | #REF! | #REF! | #REF! | #REF! | #REF! | #REF!
| W 2 .0.75 x 1.35 m | #REF! | Sqm |  | 0 | #REF! |  |  | #REF! |  |  | #REF! | #REF! | #REF! | #REF! | #REF! | #REF! | #REF!
| a. 1.50 x 1.35 mt.window | #REF! | Sqm |  | 0 | #REF! |  |  | #REF! |  |  | #REF! | #REF! | #REF! | #REF! | #REF! | #REF! | #REF!
| b. 1.35 x 1.35 mt.window | #REF! | Sqm |  | 0 | #REF! |  |  | #REF! |  |  | #REF! | #REF! | #REF! | #REF! | #REF! | #REF! | #REF!
| c 1.20 x 1.35 mt.window | #REF! | Sqm |  | 0 | #REF! |  |  | #REF! |  |  | #REF! | #REF! | #REF! | #REF! | #REF! | #REF! | #REF!
| d. 0.75 x 1.35 mt.window | #REF! | Sqm |  | 0 | #REF! |  |  | #REF! |  |  | #REF! | #REF! | #REF! | #REF! | #REF! | #REF! | #REF!
| Cochin House |  |  |  | 0 | 0 |  |  | 0 |  |  | 0 | #REF! | #REF! | #REF! | #REF! | #REF! | #REF!
| a. 1.80 x 1.35 mt.window Three leaves | #REF! | Sqm |  | 0 | #REF! |  |  | #REF! |  |  | #REF! | #REF! | #REF! | #REF! | #REF! | #REF! | #REF!
| Aluminium window openable 1.35x1.05m (Two leaves) | #REF! | Sqm |  | 0 | #REF! |  |  | #REF! |  |  | #REF! | #REF! | #REF! | #REF! | #REF! | #REF! | #REF!
| Aluminium window openable 1.35x1.35m (Two leaves) | #REF! | Sqm |  | 0 | #REF! |  |  | #REF! |  |  | #REF! | #REF! | #REF! | #REF! | #REF! | #REF! | #REF!
| Aluminium window openable 1.2x1.35m (Two leaves) | #REF! | Sqm |  | 0 | #REF! |  |  | #REF! |  |  | #REF! | #REF! | #REF! | #REF! | #REF! | #REF! | #REF!
|  |  | Each |  | 0 | 0 |  |  | 0 |  |  | 0 | #REF! | #REF! | #REF! | #REF! | #REF! | #REF!
| Supply and fixing of 100 amps TPN sheet double break switch with HRC fuse and neutral on suitable angle iron frame work with MS cable entry boxes and PWD earthing(SR-14-15(p-65) | 6950 | Each |  | 0 | 0 |  |  | 0 |  |  | 0 | #REF! | #REF! | #REF! | #REF! | #REF! | #REF!
| Supply and fixing of 200 amps fuse unit SRP-66 | 634 | Each |  | 0 | 0 |  |  | 0 |  |  | 0 | #REF! | #REF! | #REF! | #REF! | #REF! | #REF!
| Supply and fixing of 200 amps TPN switch with HRC fuses sheet steel double break SRP-65, 3 © | 9470 | Each |  | 0 | 0 |  |  | 0 |  |  | 0 | #REF! | #REF! | #REF! | #REF! | #REF! | #REF!
| Supply and fixing of 250 amps cubical type panel board | 123622 | Each |  | 0 | 0 |  |  | 0 |  |  | 0 | #REF! | #REF! | #REF! | #REF! | #REF! | #REF!
| Supplying and fixing of SS Soap Tray including cost of all materials and all labour charges etc complete | 704.75 | Each |  | 0 | 0 |  |  | 0 |  |  | 0 | #REF! | #REF! | #REF! | #REF! | #REF! | #REF!
| Supplying and fixing of CP Angle valve Stop cock including cost of all materials and all labour charges etc complete | 514.85 | Each |  | 0 | 0 |  |  | 0 |  |  | 0 | #REF! | #REF! | #REF! | #REF! | #REF! | #REF!
| Supplying and fixing of 25x 3mm Copper flat | 473.5 | Rmt |  | 0 | 0 |  |  | 0 |  |  | 0 | #REF! | #REF! | #REF! | #REF! | #REF! | #REF!
| Supply and fixing of Health faucet approved quality with ISI mark | 952 | Each |  | 0 | 0 |  |  | 0 |  |  | 0 | #REF! | #REF! | #REF! | #REF! | #REF! | #REF!
| S&F TPN 12 way DB encloser (SR-p-80) | 11481.8 | Each |  | 0 | 0 |  |  | 0 |  |  | 0 | #REF! | #REF! | #REF! | #REF! | #REF! | #REF!
| S&F TPN 8 way DB encloser CER No.178/2013-14 | 5325.6 | Each |  | 0 | 0 |  |  | 0 |  |  | 0 | #REF! | #REF! | #REF! | #REF! | #REF! | #REF!
| S&F TPN 6 way DB encloser CER No.178/2013-14 | 8254.6 | Each |  | 0 | 0 |  |  | 0 |  |  | 0 | #REF! | #REF! | #REF! | #REF! | #REF! | #REF!
| S&F TPN 4 way DB encloser CER No.178/2013-14 | 6588 | Each |  | 0 | 0 |  |  | 0 |  |  | 0 | #REF! | #REF! | #REF! | #REF! | #REF! | #REF!
| Supply and fixing of spot light of approved make and company with ISI CFL bulb CER No.178/13-14 | 593 | Each |  | 0 | 0 |  |  | 0 |  |  | 0 | #REF! | #REF! | #REF! | #REF! | #REF! | #REF!
| S&F OF UPVC Windows |  |  |  | 0 | 0 |  |  | 0 |  |  | 0 | #REF! | #REF! | #REF! | #REF! | #REF! | #REF!
| a) FW 900 X 2100 | 6300 | Sqm |  | 0 | 0 |  |  | 0 |  |  | 0 | #REF! | #REF! | #REF! | #REF! | #REF! | #REF!
| b) W 1800 X 1650 | 6300 | Sqm |  | 0 | 0 |  |  | 0 |  |  | 0 | #REF! | #REF! | #REF! | #REF! | #REF! | #REF!
| c) W1 1500 X 1650 | 6300 | Sqm |  | 0 | 0 |  |  | 0 |  |  | 0 | #REF! | #REF! | #REF! | #REF! | #REF! | #REF!
| d) W0 2400 X 1650 | 6300 | Sqm |  | 0 | 0 |  |  | 0 |  |  | 0 | #REF! | #REF! | #REF! | #REF! | #REF! | #REF!
| e) W2 1200 X 1650 | 6300 | Sqm |  | 0 | 0 |  |  | 0 |  |  | 0 | #REF! | #REF! | #REF! | #REF! | #REF! | #REF!
| f) SW 4800 X 1650 | 6300 | Sqm |  | 0 | 0 |  |  | 0 |  |  | 0 | #REF! | #REF! | #REF! | #REF! | #REF! | #REF!
| g) FW1 4800 X 2300 | 6300 | Sqm |  | 0 | 0 |  |  | 0 |  |  | 0 | #REF! | #REF! | #REF! | #REF! | #REF! | #REF!
| h) FW2 4200 X 2300 | 6300 | Sqm |  | 0 | 0 |  |  | 0 |  |  | 0 | #REF! | #REF! | #REF! | #REF! | #REF! | #REF!
| Supply & Fixing of MS door shutter |  |  |  | 0 | 0 |  |  | 0 |  |  | 0 | #REF! | #REF! | #REF! | #REF! | #REF! | #REF!
| a)D1200 X 2400mm | 8520 | Each |  | 0 | 0 |  |  | 0 |  |  | 0 | #REF! | #REF! | #REF! | #REF! | #REF! | #REF!
| Supply & Fixing of MS ventilator of size |  |  |  | 0 | 0 |  |  | 0 |  |  | 0 | #REF! | #REF! | #REF! | #REF! | #REF! | #REF!
| b) V1 900 X 600mm | #REF! | Sqm |  | 0 | #REF! |  |  | #REF! |  |  | #REF! | #REF! | #REF! | #REF! | #REF! | #REF! | #REF!
| S & F of sodium vapour lamp with fitting 250watts | 5654 | Each |  | 0 | 0 |  |  | 0 |  |  | 0 | #REF! | #REF! | #REF! | #REF! | #REF! | #REF!
| Supplying and fixing in position of UPVC Ventilator louvered ventilator type for all sizes Revised SR 2018-19 p-57 it-192 | 6500 | Sqm |  | 0 | 0 |  |  | 0 |  |  | 0 | #REF! | #REF! | #REF! | #REF! | #REF! | #REF!
| Supplying and fixing in position of UPVC window of casement type( open) for all sizes Revised SR 2018-19 p-57 it-191 | 6000 | Sqm |  | 0 | 0 |  |  | 0 |  |  | 0 | #REF! | #REF! | #REF! | #REF! | #REF! | #REF!
| Supply and fixing of colour wash basin oval shape CER No.178/2013-14 | 2286.45 | Each |  | 0 | 0 |  |  | 0 |  |  | 0 | #REF! | #REF! | #REF! | #REF! | #REF! | #REF!
| Supplying and Fixing of Rolling shutters of all sizes (Gear Operated)( from 8m2 to 12m2 )Annex-Vi-P-45 rev SR 18-19 item -102-A-b | 2240 | Sqm |  | 0 | 0 |  |  | 0 |  |  | 0 | #REF! | #REF! | #REF! | #REF! | #REF! | #REF!
| Supplying and fixing of solid core flush door shutter of thickness 35mm |  |  |  | 0 | 0 |  |  | 0 |  |  | 0 | #REF! | #REF! | #REF! | #REF! | #REF! | #REF!
| a. door size 1.200m x 2.100 (Double leaf) | #REF! | Sqm |  | 0 | #REF! |  |  | #REF! |  |  | #REF! | #REF! | #REF! | #REF! | #REF! | #REF! | #REF!
| b. door size 1.200 m x 2.400 (double Leaf) | #REF! | Sqm |  | 0 | #REF! |  |  | #REF! |  |  | #REF! | #REF! | #REF! | #REF! | #REF! | #REF! | #REF!
| c. door size 1.000 m x 2.100 (Single Leaf) | #REF! | Sqm |  | 0 | #REF! |  |  | #REF! |  |  | #REF! | #REF! | #REF! | #REF! | #REF! | #REF! | #REF!
| d. door size 0.900 m x 2.100 (Single Leaf) | 2225.27 | Sqm |  | 0 | 0 |  |  | 0 |  |  | 0 | #REF! | #REF! | #REF! | #REF! | #REF! | #REF!
| e. door size 1.00 m x 2.400 (Single Leaf) | #REF! | Sqm |  | 0 | #REF! |  |  | #REF! |  |  | #REF! | #REF! | #REF! | #REF! | #REF! | #REF! | #REF!
| f. door size 1.50 m x 2.100 (Double leaf) | #REF! | Sqm |  | 0 | #REF! |  |  | #REF! |  |  | #REF! | #REF! | #REF! | #REF! | #REF! | #REF! | #REF!
| g door size 1.50 m x 2.40 (Double leaf) | #REF! | Sqm |  | 0 | #REF! |  |  | #REF! |  |  | #REF! | #REF! | #REF! | #REF! | #REF! | #REF! | #REF!
| h door size 1.80 m x 2.40 (Double leaf) | #REF! | Sqm |  | 0 | #REF! |  |  | #REF! |  |  | #REF! | #REF! | #REF! | #REF! | #REF! | #REF! | #REF!
| h door size 1.80 m x 2.10 (Double leaf) | #REF! | Sqm |  | 0 | #REF! |  |  | #REF! |  |  | #REF! | #REF! | #REF! | #REF! | #REF! | #REF! | #REF!
| Providing additional strutting to centering of plain surface. | #REF! | Sqm |  | 0 | #REF! |  |  | #REF! |  |  | #REF! | #REF! | #REF! | #REF! | #REF! | #REF! | #REF!
| S & F of Granite slab of size 4'x2', 18 to 20mm Thick For kitchen arrangements (jet black) |  |  |  | 0 | 0 |  |  | 0 |  |  | 0 | #REF! | #REF! | #REF! | #REF! | #REF! | #REF!
| a. In Ground floor | #REF! | Sqm |  | 0 | #REF! |  |  | #REF! |  |  | #REF! | #REF! | #REF! | #REF! | #REF! | #REF! | #REF!
| b. In First floor | #REF! | Sqm |  | 0 | #REF! |  |  | #REF! |  |  | #REF! | #REF! | #REF! | #REF! | #REF! | #REF! | #REF!
| c. In Second floor | #REF! | Sqm |  | 0 | #REF! |  |  | #REF! |  |  | #REF! | #REF! | #REF! | #REF! | #REF! | #REF! | #REF!
| d. In Third floor | #REF! | Sqm |  | 0 | #REF! |  |  | #REF! |  |  | #REF! | #REF! | #REF! | #REF! | #REF! | #REF! | #REF!
| S & F of Granite tile of size 2'x 1', 10mm Thick For kitchen arrangements (jet black) |  |  |  | 0 | 0 |  | 0 | 0 |  | 0 | 0 | 0 | 0 |  | 0 | 0 | 0
| a. In Ground floor | 1007.76 | Sqm | 2.72 | 2.72 | 2741.11 | 9.59 | 19.18 | 19328.84 | 3.2 | 3.2 | 3224.83 | 25.1 | 25294.78 |  | 0 | 25.1 | 25294.78
| b. In First floor | 1009.53 | Sqm | 2.72 | 2.72 | 2745.92 | 9.59 | 19.18 | 19362.79 | 3.2 | 3.2 | 3230.5 | 25.1 | 25339.2 |  | 0 | 25.1 | 25339.2
| c. In Second floor | 1011.3 | Sqm |  | 0 | 0 | 9.59 | 19.18 | 19396.73 | 3.2 | 3.2 | 3236.16 | 22.38 | 22632.89 |  | 0 | 22.38 | 22632.89
| c. In Third floor | 1013.07 | Sqm |  | 0 | 0 | 9.59 | 19.18 | 19430.68 | 3.2 | 3.2 | 3241.82 | 22.38 | 22672.51 |  | 0 | 22.38 | 22672.51
| French window |  |  |  | 0 | 0 |  |  | 0 |  |  | 0 | #REF! | #REF! | #REF! | #REF! | #REF! | #REF!
| b) 3.08 x 2.1m | #REF! | Sqm. |  | 0 | #REF! |  |  | #REF! |  |  | #REF! | #REF! | #REF! | #REF! | #REF! | #REF! | #REF!
| b. 1.35 x 2.10 mt.window | 3358.02 | Sqm |  | 0 | 0 |  |  | 0 |  |  | 0 | #REF! | #REF! | #REF! | #REF! | #REF! | #REF!
| b. 1.35 x 1.35 mt.window | 3828.85 | Sqm |  | 0 | 0 |  |  | 0 |  |  | 0 | #REF! | #REF! | #REF! | #REF! | #REF! | #REF!
| b. 1.50 x 2.00 mt.window sankar nagar DSP | #REF! | Sqm |  | 0 | #REF! |  |  | #REF! |  |  | #REF! | #REF! | #REF! | #REF! | #REF! | #REF! | #REF!
| Aluminum Louvered ventilators |  |  |  | 0 | 0 |  |  | 0 |  |  | 0 | #REF! | #REF! | #REF! | #REF! | #REF! | #REF!
| a. 0.90 x 0.60 mt ventilators | #REF! | Sqm |  | 0 | #REF! |  |  | #REF! |  |  | #REF! | #REF! | #REF! | #REF! | #REF! | #REF! | #REF!
| b. 0.60 x 0.60 mt ventilators | #REF! | Sqm |  | 0 | #REF! |  |  | #REF! |  |  | #REF! | #REF! | #REF! | #REF! | #REF! | #REF! | #REF!
| c. 0.75 x 0.60 mt ventilators | #REF! | Sqm |  | 0 | #REF! |  |  | #REF! |  |  | #REF! | #REF! | #REF! | #REF! | #REF! | #REF! | #REF!
| d. 1.0 x 0.60 mt ventilators | #REF! | Sqm |  | 0 | #REF! |  |  | #REF! |  |  | #REF! | #REF! | #REF! | #REF! | #REF! | #REF! | #REF!
| Supply & Fixing of MS door (for lockup door ) |  |  |  | 0 | 0 |  |  | 0 |  |  | 0 | #REF! | #REF! | #REF! | #REF! | #REF! | #REF!
| MS door of Size 1000 x 2100mm | #REF! | each |  | 0 | #REF! |  |  | #REF! |  |  | #REF! | #REF! | #REF! | #REF! | #REF! | #REF! | #REF!
| MS door of Size 750 x 1350mm | #REF! | Each |  | 0 | #REF! |  |  | #REF! |  |  | #REF! | #REF! | #REF! | #REF! | #REF! | #REF! | #REF!
| Supply & Fixing of MS ventilator of size ( lockup) |  |  |  | 0 | 0 |  |  | 0 |  |  | 0 | #REF! | #REF! | #REF! | #REF! | #REF! | #REF!
| MS Ventilator of Size 1350 x 600mm | 3004.33 | Sqm |  | 0 | 0 |  |  | 0 |  |  | 0 | #REF! | #REF! | #REF! | #REF! | #REF! | #REF!
| MS Ventilator of Size 900 x 600mm | #REF! | Sqm |  | 0 | #REF! |  |  | #REF! |  |  | #REF! | #REF! | #REF! | #REF! | #REF! | #REF! | #REF!
| MS Ventilator of Size 600 x 600mm | #REF! | Sqm |  | 0 | #REF! |  |  | #REF! |  |  | #REF! | #REF! | #REF! | #REF! | #REF! | #REF! | #REF!
| MS Ventilator of Size 1285 x 600mm | #REF! | Sqm |  | 0 | #REF! |  |  | #REF! |  |  | #REF! | #REF! | #REF! | #REF! | #REF! | #REF! | #REF!
| Supply & Fixing of MS ventilator of size 1200 x 800 mm | #REF! | Sqm |  | 0 | #REF! |  |  | #REF! |  |  | #REF! | #REF! | #REF! | #REF! | #REF! | #REF! | #REF!
| MS ventilator of size 1000 x 800 mm | #REF! | Sqm |  | 0 | #REF! |  |  | #REF! |  |  | #REF! | #REF! | #REF! | #REF! | #REF! | #REF! | #REF!
| Supply and fixing of 19mm dia steam pipe for down rod of fan (SD 106) | 61.8 | Each |  | 0 | 0 |  |  | 0 |  |  | 0 | #REF! | #REF! | #REF! | #REF! | #REF! | #REF!
| Supply and fixing of SS Towel rail (75cm length) CER No.178/13-14 | 405 | Rmt |  | 0 | 0 |  |  | 0 |  |  | 0 | #REF! | #REF! | #REF! | #REF! | #REF! | #REF!
| Supply and fixing of weld mesh of size 7.5x2.5cmx10gauge | 325 | Sqm |  | 0 | 0 |  |  | 0 |  |  | 0 | #REF! | #REF! | #REF! | #REF! | #REF! | #REF!
| Supply and fixing of Chicken mesh | 35 | Sqm |  | 0 | 0 |  |  | 0 |  |  | 0 | #REF! | #REF! | #REF! | #REF! | #REF! | #REF!
| S & F of 15mm dia Engineering Polymer Tap (long body ) for coastal area only | #REF! | Each |  | 0 | #REF! |  |  | #REF! |  |  | #REF! | #REF! | #REF! | #REF! | #REF! | #REF! | #REF!
| S & F of 15mm dia Engineering Polymer Tap short body tap for coastal area only | #REF! | Each |  | 0 | #REF! |  |  | #REF! |  |  | #REF! | #REF! | #REF! | #REF! | #REF! | #REF! | #REF!
| S & F of CFL road way lighting luminaries suitable for fixing 36w CFL lamp | #REF! | Each |  | 0 | #REF! |  |  | #REF! |  |  | #REF! | #REF! | #REF! | #REF! | #REF! | #REF! | #REF!
| Augering 30 cm dia for compound wall | #REF! | Rmt |  | 0 | #REF! |  |  | #REF! |  |  | #REF! | #REF! | #REF! | #REF! | #REF! | #REF! | #REF!
| Finshing the top of Terrace floor with one course of solar reflective Ceramic tiles without base concrete | 1225.41 | Sqm. | 84.82 | 84.82 | 103939.28 | 202.5 | 405 | 496291.05 | 77.6 | 77.6 | 95091.82 | 567.42 | 695322.14 |  | 0 | 567.42 | 695322.14
51. 1 | HDPE water tank 200 lit capacity with ISI mark | #REF! | Each |  | 0 | #REF! |  |  | #REF! |  |  | #REF! | #REF! | #REF! | #REF! | #REF! | #REF! | #REF!
| UPVC Non Pressure pipe of SN8 SDR 34 ( S 16.5) as per IS 15328/2003 |  |  |  | 0 | 0 |  | 0 | 0 |  | 0 | 0 | 0 | 0 |  | 0 | 0 | 0
| a. 110 mm UPVC Non Pressure pipe | 332.96 | Rmt | 20 | 20 | 6659.2 | 60 | 120 | 39955.2 | 15 | 15 | 4994.4 | 155 | 51608.8 |  | 0 | 155 | 51608.8
| b. 160 mm UPVC Non Pressure pipe | 548.4 | Rmt | 25 | 25 | 13710 | 60 | 120 | 65808 | 8 | 8 | 4387.2 | 153 | 83905.2 |  | 0 | 153 | 83905.2
| PVC Specials as per IS 10124/1982 Part II pg 26/ twad sr 2019 - 20 |  |  |  | 0 | 0 |  | 0 | 0 |  | 0 | 0 | 0 | 0 |  | 0 | 0 | 0
| a. 110 mm dia PVC bend | 156 | Each |  | 0 | 0 | 6 | 12 | 1872 |  | 0 | 0 | 12 | 1872 |  | 0 | 12 | 1872
| b. 160 mm dia PVC bend | 497 | Each | 4 | 4 | 1988 | 6 | 12 | 5964 | 2 | 2 | 994 | 18 | 8946 |  | 0 | 18 | 8946
| PVC Equal Tee |  |  |  | 0 | 0 |  | 0 | 0 |  | 0 | 0 | 0 | 0 |  | 0 | 0 | 0
| a. 110 mm dia PVC Equal tee | 237 | Each |  | 0 | 0 | 6 | 12 | 2844 |  | 0 | 0 | 12 | 2844 |  | 0 | 12 | 2844
| b. 160 mm dia PVC Equal tee | 434 | Each | 2 | 2 | 868 | 6 | 12 | 5208 | 1 | 1 | 434 | 15 | 6510 |  | 0 | 15 | 6510
| S & F of Indian Water closet white glazed (Oriya type) of size 580 x 440mm with PVC SWR grade ' P' or "S' trap - in G.F. | 2864.01 | Each | 1 | 1 | 2864.01 | 3 | 6 | 17184.06 | 1 | 1 | 2864.01 | 8 | 22912.08 |  | 0 | 8 | 22912.08
| S & F of Indian Water closet white glazed (Oriya type) of size 580 x 440mm with PVC SWR grade ' P' or "S' trap- Other than G.F. | 4622.26 | Each | 1 | 1 | 4622.26 | 9 | 18 | 83200.68 | 3 | 3 | 13866.78 | 22 | 101689.72 |  | 0 | 22 | 101689.72
| S & F of E.W.C.(White) 500 mm with PVC SWR grade "P" or "S" TRAP | 6100.3 | Each | 2 | 2 | 12200.6 | 12 | 24 | 146407.2 | 4 | 4 | 24401.2 | 30 | 183009 |  | 0 | 30 | 183009
| French window |  |  |  | 0 | 0 |  |  | 0 |  |  | 0 | #REF! | #REF! | #REF! | #REF! | #REF! | #REF!
| a. FW (2.1 x 2.0 m ) 3 bay openable | 2729.44 | Sqm |  | 0 | 0 |  |  | 0 |  |  | 0 | #REF! | #REF! | #REF! | #REF! | #REF! | #REF!
| b.FW 1 (1.80 x 2.0 m )3 bay openable | 3025.63 | Sqm |  | 0 | 0 |  |  | 0 |  |  | 0 | #REF! | #REF! | #REF! | #REF! | #REF! | #REF!
| c. FW 2 (1.20 x 2.0 m ) 2 bay openable | 3025.63 | Sqm |  | 0 | 0 |  |  | 0 |  |  | 0 | #REF! | #REF! | #REF! | #REF! | #REF! | #REF!
| d.FW 3 (0.75 x 2.0 m ) Single bay openable | 3553.61 | Sqm |  | 0 | 0 |  |  | 0 |  |  | 0 | #REF! | #REF! | #REF! | #REF! | #REF! | #REF!
| e. FW (1.07 x 2.10 m ) 2 bay openable | #REF! | Sqm |  | 0 | #REF! |  |  | #REF! |  |  | #REF! | #REF! | #REF! | #REF! | #REF! | #REF! | #REF!
| Wiring with 1.5 sqmm PVC insulated single core multi strand fire retardant flexible copper cable with ISI mark confirming IS: 694:1990. ( PVC Box , Fire Retarded Box) For Coastal only |  |  |  | 0 | 0 |  |  | 0 |  |  | 0 | #REF! | #REF! | #REF! | #REF! | #REF! | #REF!
| a. Light point with ceiling rose | #REF! | Each |  | 0 | #REF! |  |  | #REF! |  |  | #REF! | #REF! | #REF! | #REF! | #REF! | #REF! | #REF!
| b. Light point without ceiling rose | #REF! | Each |  | 0 | #REF! |  |  | #REF! |  |  | #REF! | #REF! | #REF! | #REF! | #REF! | #REF! | #REF!
| c. Calling bell point with Buzzer/Calling bell | #REF! | Each |  | 0 | #REF! |  |  | #REF! |  |  | #REF! | #REF! | #REF! | #REF! | #REF! | #REF! | #REF!
| Wiring with 1.5 sqmm PVC insulated single core multi strand fire retardant flexible copper cable with ISI mark confirming IS: 694:1990 for Fan point.(PVC Electrical Box ) | #REF! | Each |  | 0 | #REF! |  |  | #REF! |  |  | #REF! | #REF! | #REF! | #REF! | #REF! | #REF! | #REF!
| Wiring with 1.5 sqmm PVC insulated single core multi strand fire retardant flexible copper cable with ISI mark confirming IS: 694:1990 for Staircase Light Point.(PVC Electrical Box ) | #REF! | Each |  | 0 | #REF! |  |  | #REF! |  |  | #REF! | #REF! | #REF! | #REF! | #REF! | #REF! | #REF!
67.1 | Wiring with 1.5 sqmm PVC insulated single core multi strand fire retardant flexible copper cable with ISI mark confirming IS: 694:1990 for 5 amps 5 pin plug socket point @ Switch Board Itself. | #REF! | Each |  | 0 | #REF! |  |  | #REF! |  |  | #REF! | #REF! | #REF! | #REF! | #REF! | #REF! | #REF!
| Wiring with 1.5 sqmm PVC insulated single core multi strand fire retardant flexible copper cable with ISI mark confirming IS: 694:1990 for 5 amps 5 pin plug socket point @ Convenient Places.(PVC Electrical Box ) | #REF! | Each |  | 0 | #REF! |  |  | #REF! |  |  | #REF! | #REF! | #REF! | #REF! | #REF! | #REF! | #REF!
| Supplying and fixing of 15 Amps 3 pin flush type plug using ( PVC Box , Fire Retarded Box) | #REF! | Each |  | 0 | #REF! |  |  | #REF! |  |  | #REF! | #REF! | #REF! | #REF! | #REF! | #REF! | #REF!
| Fabrication of Mild steel / RTS grills (without cement slurry) for all sizes of rods.(BINDING WIRE insulated with PVC) | #REF! | MT |  | 0 | #REF! |  |  | #REF! |  |  | #REF! | #REF! | #REF! | #REF! | #REF! | #REF! | #REF!
| PVC SWR 110 mm dia with ISI mark type- A for Rain water down fall pipe(UPVC SPECIAL CLAMP ) | #REF! | Rmt |  | 0 | #REF! |  |  | #REF! |  |  | #REF! | #REF! | #REF! | #REF! | #REF! | #REF! | #REF!
| Supply and fixing in posistion of 6 rows of 10 guage GI barbed wire 20 guage | #REF! |  |  | 0 | #REF! |  |  | #REF! |  |  | #REF! | #REF! | #REF! | #REF! | #REF! | #REF! | #REF!
| Supply ,laying & jointing the following pipes as per ASTM D 1785 of schedule 40 with UPVC Specials |  |  |  | 0 | 0 |  |  | 0 |  |  | 0 | #REF! | #REF! | #REF! | #REF! | #REF! | #REF!
| a. 32 mm dia | #REF! | Rmt |  | 0 | #REF! |  |  | #REF! |  |  | #REF! | #REF! | #REF! | #REF! | #REF! | #REF! | #REF!
| b. 25 mm dia | #REF! | Rmt |  | 0 | #REF! |  |  | #REF! |  |  | #REF! | #REF! | #REF! | #REF! | #REF! | #REF! | #REF!
| c. 20mm dia PVC water supply ASTM pipe (fully consealed in walls) | #REF! | Rmt |  | 0 | #REF! |  |  | #REF! |  |  | #REF! | #REF! | #REF! | #REF! | #REF! | #REF! | #REF!
| Providing Colour Marble chips of size 10mm and below using 70.20Kgs of cement and 15 cum of Colour Marble chips for every 10 sqm over the existing plastered surface ( For coastal area) | #REF! | Sqm |  | 0 | #REF! |  |  | #REF! |  |  | #REF! | #REF! | #REF! | #REF! | #REF! | #REF! | #REF!
| S & F of 15mm dia half turn CP long body tap | 452 | Each | 6 | 6 | 2712 | 36 | 72 | 32544 | 20 | 20 | 9040 | 98 | 44296 |  | 0 | 98 | 44296
| S & F of 15mm dia half turn CP short body tap | 404 | Each | 4 | 4 | 1616 | 24 | 48 | 19392 | 8 | 8 | 3232 | 60 | 24240 |  | 0 | 60 | 24240
| S & F of MS angle of size 50x 50x 5mm | 51.4 | Kg |  | 0 | 0 |  |  | 0 |  |  | 0 | #REF! | #REF! | #REF! | #REF! | #REF! | #REF!
| Granite Tiles flooring in cm1:3,20mm thk sathali steel/ grey | #REF! | Sqm |  | 0 | #REF! |  |  | #REF! |  |  | #REF! | #REF! | #REF! | #REF! | #REF! | #REF! | #REF!
| Bored cast sit piles installation of vertical cast in Situ Bored piles of following dia using Standardised concrete mix M30 Grade) |  |  |  | 0 | 0 |  |  | 0 |  |  | 0 | #REF! | #REF! | #REF! | #REF! | #REF! | #REF!
| a.500mm dia pile | #REF! | Rmt |  | 0 | #REF! |  |  | #REF! |  |  | #REF! | #REF! | #REF! | #REF! | #REF! | #REF! | #REF!
| b.450mm dia pile | #REF! | Rmt |  | 0 | #REF! |  |  | #REF! |  |  | #REF! | #REF! | #REF! | #REF! | #REF! | #REF! | #REF!
| c.400mm dia pile | #REF! | Rmt |  | 0 | #REF! |  |  | #REF! |  |  | #REF! | #REF! | #REF! | #REF! | #REF! | #REF! | #REF!
| Removing of clay from pile inlucing conveyance charges, loading and unloading charges etc.,all complete | 0 |  |  | 0 | 0 |  |  | 0 |  |  | 0 | #REF! | #REF! | #REF! | #REF! | #REF! | #REF!
| Chipping of RCC pile head of 500mm Dia of pile to the required cut off level and clearing away the debris from site with an average lead of 5 km etc. |  |  |  | 0 | 0 |  |  | 0 |  |  | 0 | #REF! | #REF! | #REF! | #REF! | #REF! | #REF!
| a.500mm dia pile | 764.05 | Rmt |  | 0 | 0 |  |  | 0 |  |  | 0 | #REF! | #REF! | #REF! | #REF! | #REF! | #REF!
| b.450mm dia pile | 619.82 | Rmt |  | 0 | 0 |  |  | 0 |  |  | 0 | #REF! | #REF! | #REF! | #REF! | #REF! | #REF!
| c.400mm dia pile | 491.17 | Rmt |  | 0 | 0 |  |  | 0 |  |  | 0 | #REF! | #REF! | #REF! | #REF! | #REF! | #REF!
| Mobilization Charges inclusive of Transportation to site assembling and Dismantling the rotary pile equipment employed for the works etc.(Qtn) | 40000 | No |  | 0 | 0 |  |  | 0 |  |  | 0 | #REF! | #REF! | #REF! | #REF! | #REF! | #REF!
| Conducting Routine vertical compression load test for bored cast in situ RCC piles of various dia by direct loading in accordance with IS 2911(PART IV)1985 excluding cost of pile and dismantling the same after testing, includung finishing pile head etc.(CER .no.60/2016-2017. Est Cochin house) | 70000 | No |  | 0 | 0 |  |  | 0 |  |  | 0 | #REF! | #REF! | #REF! | #REF! | #REF! | #REF!
| False ceiling with plain gybsum board (as per PWD SR. rate 2017-18, Anx- VI -It- 154 -a) | 713.54 | Sqm |  | 0 | 0 |  |  | 0 |  |  | 0 | #REF! | #REF! | #REF! | #REF! | #REF! | #REF!
| Wiring with 1.5 sqmm PVC insulated single core multi strand fire retardant flexible copper cable with ISI mark confirming IS: 694:1990. (Open wiring) |  |  |  | 0 | 0 |  |  | 0 |  |  | 0 | #REF! | #REF! | #REF! | #REF! | #REF! | #REF!
| a. Light point with ceiling rose | #REF! | Each |  | 0 | #REF! |  |  | #REF! |  |  | #REF! | #REF! | #REF! | #REF! | #REF! | #REF! | #REF!
| b. Light point without ceiling rose | #REF! | Each |  | 0 | #REF! |  |  | #REF! |  |  | #REF! | #REF! | #REF! | #REF! | #REF! | #REF! | #REF!
| Wiring with 1.5 sqmm PVC insulated single core multi strand fire retardant flexible copper cable with ISI mark confirming IS: 694:1990 for 5 amps 5 pin plug socket point @ Convenient Places.(Open wiring) | #REF! | Each |  | 0 | #REF! |  |  | #REF! |  |  | #REF! | #REF! | #REF! | #REF! | #REF! | #REF! | #REF!
| Wiring with 1.5 sqmm PVC insulated single core multi strand fire retardant flexible copper cable with ISI mark confirming IS: 694:1990 for 5 amps 5 pin plug socket point @ Switch Board Itself.(Open wiring) | #REF! | Each |  | 0 | #REF! |  |  | #REF! |  |  | #REF! | #REF! | #REF! | #REF! | #REF! | #REF! | #REF!
| Wiring with 1.5 sqmm PVC insulated single core multi strand fire retardant flexible copper cable with ISI mark confirming IS: 694:1990 for Fan point .(Open wiring) | #REF! | RMT |  | 0 | #REF! |  |  | #REF! |  |  | #REF! | #REF! | #REF! | #REF! | #REF! | #REF! | #REF!
| TW panelled door double leaves shutter with brass fittings of size . 1200X2100mm. | #REF! | Sqm |  | 0 | #REF! |  |  | #REF! |  |  | #REF! | #REF! | #REF! | #REF! | #REF! | #REF! | #REF!
| Providing putty to the wall | #REF! | Sqm |  | 0 | #REF! |  |  | #REF! |  |  | #REF! | #REF! | #REF! | #REF! | #REF! | #REF! | #REF!
| Aluminium Partition wall 1/3 5.5mm thick glass & 2/3 Novapan sheet 12mm thick outer top and bottom | #REF! | Sqm |  | 0 | #REF! |  |  | #REF! |  |  | #REF! | #REF! | #REF! | #REF! | #REF! | #REF! | #REF!
| Supply and fixing of colour matt finish door 15 microns double leaf door ( 1500 x 2100 mm) | #REF! | Sqm |  | 0 | #REF! |  |  | #REF! |  |  | #REF! | #REF! | #REF! | #REF! | #REF! | #REF! | #REF!
| Supply and fixing of colour matt finish door 15 microns double leaf door ( 1000 x 2100 mm) | #REF! | Sqm |  | 0 | #REF! |  |  | #REF! |  |  | #REF! | #REF! | #REF! | #REF! | #REF! | #REF! | #REF!
| supplying and fixing of colour matt finish floor tiles of size 12"x12" floor tiles | #REF! | Sqm |  | 0 | #REF! |  |  | #REF! |  |  | #REF! | #REF! | #REF! | #REF! | #REF! | #REF! | #REF!
| supplying and fixing of colour matt finish floor tiles of size 12"x18" for wall tiles | #REF! | Sqm |  | 0 | #REF! |  |  | #REF! |  |  | #REF! | #REF! | #REF! | #REF! | #REF! | #REF! | #REF!
| Supply and fixing of 20 Amps DP plug and socket in sheet enclosure with 32 A DP MCB in Flush with wall with earth connection ( For AC Plug ) Legrand ( MDS) / Hager( L& T) Equivalent/ Superior variety SD -140 2018-19 | 1692 | Each | 2 | 2 | 3384 | 12 | 24 | 40608 | 4 | 4 | 6768 | 30 | 50760 |  | 0 | 30 | 50760
[5 empty] | 0 | 0 |  |  | 0 |  |  | 0 | #REF! | #REF! | #REF! | #REF! | #REF! | #REF!
[5 empty] | 0 | 0 |  |  | 0 |  |  | 0 | #REF! | #REF! | #REF! | #REF! | #REF! | #REF!
| Supplying nd laying of 1000 x 1000 x 300mm size ms 16 swg powder coated cable terminal box with two compartment with necessary bus bar connected with TNEB etc., | #REF! | Each |  | 0 | #REF! |  |  | #REF! |  |  | #REF! | #REF! | #REF! | #REF! | #REF! | #REF! | #REF!
| Supplying and fixing of 200 Amps metal clad switch with rewirable fuse units, (Revised PWD SR 17-18/Pg.no.80 it-J Part c) | 8100 | Each |  | 0 | 0 |  |  | 0 |  |  | 0 | #REF! | #REF! | #REF! | #REF! | #REF! | #REF!
| Supply and Laying Rubber Moulded Hyraulic Pressed Paver Block 83 mm thick including labour charges for laying etc | 782.79 | Each |  | 0 | 0 |  |  | 0 |  |  | 0 | #REF! | #REF! | #REF! | #REF! | #REF! | #REF!
| Supplying and fixing of 250 Watts Metal halide Flood light etc., | #REF! | Each |  | 0 | #REF! |  |  | #REF! |  |  | #REF! | #REF! | #REF! | #REF! | #REF! | #REF! | #REF!
21.6 | R.C.C.Door frames of size 100 x 75mm with one edge grooves size 't' x 20 mm ( with out M20 or M30 grade old data ) |  |  |  | 0 | 0 |  |  | 0 |  |  | 0 | #REF! | #REF! | #REF! | #REF! | #REF! | #REF!
| a. 900 x 2100 mm | #REF! | Each |  | 0 | #REF! |  |  | #REF! |  |  | #REF! | #REF! | #REF! | #REF! | #REF! | #REF! | #REF!
| c. 1200 x 2100 mm | #REF! | Each |  | 0 | #REF! |  |  | #REF! |  |  | #REF! | #REF! | #REF! | #REF! | #REF! | #REF! | #REF!
| d. 750 x 2100 mm | #REF! |  |  | 0 | #REF! |  |  | #REF! |  |  | #REF! | #REF! | #REF! | 0 | #REF! | #REF! | #REF!
| c. 1000 x 2100 mm | #REF! | Each |  | 0 | #REF! |  |  | #REF! |  |  | #REF! | #REF! | #REF! | 0 | #REF! | #REF! | #REF!
| Total Rs. | [14 empty] | 0 | 0 | 0
15 | Drilling of 150mm vertical borewell in hard rock area to any required depth as directed by the departmental officers by direct water mud circulation method using contractors rig tools,labour for drilling and water required etc.and as directed by the departmental officers including transport charges and rig from one point to another point for all depth etc.all complete. | 295 | Rmt | [11 empty] | 290 | 85550 | 290 | 85550
16 | Supply delivery and fixing of 165mm PVC casing pipe of 6kg/cm.square of approved quality conforming to IS specification with average wall thickness of 6.10mm and with inner/outer threaded ends at standard length of 3m including transporting charges etc.all complete. | 936 | Rmt | [11 empty] | 36 | 33696 | 36 | 33696
17 | Labour Charges for inserting PVC Casing pipes assembly(with slots or without slots) in the drilled hole includingjointing the pipes with PVC Couplers with Cement paste etc., complete, supply and packing the annular space with pebbles of size and quality as approved by the executive engineers of TWAD Board (13a/Page 248 0f 285) | 248.59 | Rmt | [11 empty] | 36 | 8949.24 | 36 | 8949.24
18 | Supply and fixing of 165mm dia PVC end cap with approved quality conforming to IS specifications with wall thickness of 6.10mm etc .all complete | 267 | Each | [11 empty] | 1 | 267 | 1 | 267
19 | Providing T.W.double leaf shutters for cupboard / ward robes with 9mm thick phenol bonded BWR grade plywood as per IS 303-1989 (General) with IS 5539-1969 (for preservative treatment) and IS 848-1974 (for adhesive) with relevant specifications and ITS latest amendment for shutters. The all round frame made up of T.W. scantling of 75mmX37.50mm and the styles made up of T.W. scantlings of 75mmX37.5mm and shutters middle rails (Horizontaly) made up to of TW scantling of 150mm 37 x 50mm including cost of plywood and labour for fixing in position, cost of materials, Aluminium Furniture fittings such as 6 nos. 3” of Aluminium butt hinges, 2 nos of 4”x5/8” Aluminium Tower bolt, 2 nos of 4” ornamental Handle, lock and key arrangements (leaver type) of best approved quality and also painting with two coats using synthetic enamal paint and one coat using wood primer with neat finish with brass screws. All complete and as directed by the departmental officers (The lack and key, plywood quality and shade and other fittings should be got approved by Executive Engineer before use.) | 3203.78 | sqm | [11 empty] | 138.6 | 444043.91 | 138.6 | 444043.91
| Total Rs. |  |  |  |  | 3960391.09 |  |  | 28263383.71 |  |  | 4982745.06 |  | 37206519.83 |  | 981895.3 |  | 38188415.13
| Supply of 40 mm dia GI pipe "B"class | #REF!
| Laying of U.G. Cable below Ground Level | #REF!
| Fixing of UG cables on Walls / Ceiling | #REF!
| Fixing of Tube light street light fitting | #REF!
| Charges for fixing Mercury, Sodium Vapour lamp street light fittings ( all types ) in the existing pole with required GI pipes 'B' class and accessories ( Street light fittings alone will be supplied departmentally at free of cost ). | #REF! | [13 empty] | 38188415.13
| S & F TNEB Meter Board made up of MS box 600 x 225 mm with door and lock and key arrangements | #REF!
| 25 mm dia PVC pipe Heavy duty with ISI mark for TV/ Telephone line | #REF!
| TV/Telephone line junction | #REF!
| Supply and erection of Tubular lamp, using 65 mm dia GI pipe 'B' class pipe with ISI mark of 6 mt length and 20 mm dia GI pipe 'B' class upto 2 mt with. | #REF!
| Tube light - Box type | #REF!
| Open wiring for Light point with ceiling rose for flats/ houses | #REF!
| Open wiring Light point with bakelite batern type holder for flats/ houses(Open wiring) | #REF!
| Open wiring POINT WIRING FOR CALLING BELL / BUZZER WITH PUSH SWITCH FOR ALL TYPE OF BUILDING (OPEN WIRING) | #REF!
| Open wiring FAN POINT FOR ADMINISTRATIVE BLOCKS AND COMMUNITY CENTRE | #REF!
| Open wiring STAIRCASE LIGHT POINT FOR ADMINISTRATIVE BLOCKS AND COMMUNITY CENTRE (Open wiring) | #REF!
| Open wiring 5 AMPS 5 PIN PLUG SOCKET POINT AT CONVENIENT PLACES (OPEN WIRING) | #REF!
| Open wiring 2 X1.5 Sqmm in fully concealed PVC conduit | #REF!
| Open wiring 2 X 2.5 Sq mm in fully concealed PVC conduit (open wiring) | #REF!
| whitewashing one coat | #REF!
| whitewashing one coat for old wall | #REF!
| whitewashing two coat for old wall | #REF!
| Thorough scrapping the old wall | #REF!
| Thorough scrapping the old iron work | #REF!
| Thorough scrapping the old wood work | #REF!
| Cement paint one coat for old wall | #REF!
| Cement paint two coat for old wall | #REF!
| painting one coat for old iron work | #REF!
| painting two coat for old iron work | #REF!
| painting one coat for old wood work | #REF!
| painting two coat for old wood work | #REF!
| Matt paint one coat for old wall | #REF!

## Develop
NAME OF WORK : CONSTRUCTION OF 2 NOS OF SI AND 28 NOS OF PC/HC QUARTERS WITH DEVELOPMENT WORKS AT ALIYAR IN COIMBATORE DISTRICT UNDER HON'BLE CM ANNOUNCEMENT SCHEME FOR THE YEAR OF 2019 -2020
Sl. No. | Description | Rate (Using M.Sand) | Unit
|  |  |  | Plinth Protection |  | BOREWELL |  | cubpoard shuters |  | Total Qty |  | s
|  |  |  | Qty | Amount | qty | amount | qty | amount | Qty | Amount
1.1 | Earth work excavation in all soils (including refilling)
| a. 0 to 2 mt. | 177.77 | Cum. | 61.5 | 10932.86 |  |  |  |  | 61.5 | 10932.86
1.3 | Earth work excavation in Soft disintegrated rock (including refilling) |  | Cum. |  | 0 |  |  |  |  | 0 | 0
| a. 0 to 2 mt. | 226.3 |  |  | 0 |  |  |  |  | 0 | 0
| b. 2 to 3 mt. | 116 | Cum. |  | 0 |  |  |  |  | 0 | 0
2.1 | Filling sand | 1665.24 | Cum. | 9.9 | 16485.88 |  |  |  |  | 9.9 | 16485.88
3.1 | C.C.1:5:10 for Foundation & Basement | 4273.65 | Cum. | 15.4 | 65814.21 |  |  |  |  | 15.4 | 65814.21
3.3 | P.C.C. 1:8:16 using 20 mm broken brick jelly | 3662.26 | Cum. |  | 0 |  |  |  |  | 0 | 0
6.2 | Brick work in C.M. 1:5 (F& B) using chamber Burnt bricks of size 23 x 11.4 x 7.5 cm (9" x 4 1/2"x 3") | 6053.66 |  | 22.1 | 133785.89 |  |  |  |  | 22.1 | 133785.89
9.2 | Brick work in C.M. 1:6 using chamber Burnt bricks of size 23 x 11.4 x 7.5 cm (9" x 4 1/2"x 3") |  | Cum. |  | 0 |  |  |  |  | 0 | 0
| a. In Ground Floor/Stilt floor | 5705.16 |  |  | 0 |  |  |  |  | 0 | 0
| b. In First Floor | 5808.96 | Cum. |  | 0 |  |  |  |  | 0 | 0
| c. In Second Floor | 5912.76 | Cum. |  | 0 |  |  |  |  | 0 | 0
| d. In Third Floor | 6016.56 |  |  | 0 |  |  |  |  | 0 | 0
| e. In Fourth Floor | 6120.36 | Cum. |  | 0 |  |  |  |  | 0 | 0
10.2 | Brick partition work in C.M. 1:4 using chamber Burnt bricks of size 23 x 11.4 x 7.5 cm (9" x 4 1/2"x 3") 114 mm tk (B.P.) |  | Cum. |  | 0 |  |  |  |  | 0 | 0
| a. In Foundation and basement | 746.83 |  | 128 | 95594.24 |  |  |  |  | 128 | 95594.24
| b. In Ground Floor/stilt floor | 702.19 | Rmt |  | 0 |  |  |  |  | 0 | 0
| d. In Second Floor | 728.23 | Rmt |  | 0 |  |  |  |  | 0 | 0
| f. In Fourth Floor | 754.27 | Rmt |  | 0 |  |  |  |  | 0 | 0
11.2 | Brick work in C.M. 1:4 using chamber Burnt bricks of size 23 x 11.4 x 7.5 cm (9" x 4 1/2"x 3") 75 mm tk (B.P.) |  | Rmt |  | 0 |  |  |  |  | 0 | 0
| a. In Ground Floor | 483.88 | Cum. |  | 0 |  |  |  |  | 0 | 0
| b. In First Floor | 491.67 | Cum. |  | 0 |  |  |  |  | 0 | 0
| c. In Second Floor | 499.46 | Cum. |  | 0 |  |  |  |  | 0 | 0
| d. In Third Floor | 507.25 | Cum. |  | 0 |  |  |  |  | 0 | 0
12.1 | Brick partition in C.M. 1:4 using country bricks of size 22 x11x5cm 50 mm thick |  | Cum. |  | 0 |  |  |  |  | 0 | 0
| a. In Ground Floor | 328.82 | Cum. |  | 0 |  |  |  |  | 0 | 0
| b. In First Floor | 334.01 | Cum. |  | 0 |  |  |  |  | 0 | 0
| c. In Second Floor | 339.2 | Cum. |  | 0 |  |  |  |  | 0 | 0
| d. In Third Floor | 344.39 | Cum. |  | 0 |  |  |  |  | 0 | 0
13.1 | Filling with Excavated Earth | 29.3 | Cum. | 28.3 | 829.19 |  |  |  |  | 28.3 | 829.19
21.2 | Teak wood Wrought & Put up |  | Sqm. |  | 0 |  |  |  |  | 0 | 0
| a. T.W. over 2 m & below 3 m | 120535 | Sqm. |  | 0 |  |  |  |  | 0 | 0
| b. T.W. below 2 m length. | 108335 | Sqm. |  | 0 |  |  |  |  | 0 | 0
23.3 | S&F of Magnetic door catches | 52 | Sqm. |  | 0 |  |  |  |  | 0 | 0
24 | Manufacturing & supply of steel windows (Weight basis) | 60.9 | Cum. |  | 0 |  |  |  |  | 0 | 0
25 | M.S.Holdfast | 9.6 | Cum. |  | 0 |  |  |  |  | 0 | 0
26 | Flooring in C.C.1:5:10 | 4016.1 | Cum. |  | 0 |  |  |  |  | 0 | 0
30 | Ellispattern | 328.35 | Cum. |  | 0 |  |  |  |  | 0 | 0
31 | Weathering course | 3345.79 | Cum. |  | 0 |  |  |  |  | 0 | 0
33 | Plastering in C.M. 1:5, 12 mm tk. | 203.07 | Cum. | 153.6 | 31191.55 |  |  |  |  | 153.6 | 31191.55
35 | Spl. Ceiling plastering in C.M. 1:3, 10 mm tk. | 204.24 | Cum. |  | 0 |  |  |  |  | 0 | 0
36 | Cement mortar Border in C.M. 1:5, 12 mm tk. |  | Sqm. |  | 0 |  |  |  |  | 0 | 0
| a. 150 mm wide | 54.73 | Sqm. |  | 0 |  |  |  |  | 0 | 0
| b. 75 mm wide | 35.32 | Sqm. |  | 0 |  |  |  |  | 0 | 0
| c. 50 mm wide | 26.22 |  |  | 0 |  |  |  |  | 0 | 0
37.1 | White washing 3 coats (slaked) | 30.67 | Cum. |  | 0 |  |  |  |  | 0 | 0
39 | M.s Grills | 54.5 | Cum. |  | 0 |  |  |  |  | 0 | 0
40 | Painting - New "wood work" | 179.13 | Cum. |  | 0 |  |  |  |  | 0 | 0
50.6 | Precast slab 50 mm tk.in C.C. 1:3:6 with fibre | 356.48 | Sqm. | 153.6 | 54755.33 |  |  |  |  | 153.6 | 54755.33
52.4 | 20mm dia PVC water supply ASTM pipe (fully consealed in walls) | 167.49 | Sqm. |  | 0 |  |  |  |  | 0 | 0
| Wash Hand Basin of size 550 x 400 mm | 2751.82 | Sqm. |  | 0 |  |  |  |  | 0 | 0
58.3 | PVC SWR pipe (Soil line) with ISI mark - type 'B'. |  | Sqm. |  | 0 |  |  |  |  | 0 | 0
| a. 110 mm dia. | 562.79 | Sqm. |  | 0 |  |  |  |  | 0 | 0
| b. 75 mm dia. | 449.98 | Sqm. |  | 0 |  |  |  |  | 0 | 0
58.4 | Supplying, Laying & Concealing the 50mm dia PVC ( SWR) pipe with ISI mark type - 'B' with relevant specials. | 81.2 | Sqm. |  | 0 |  |  |  |  | 0 | 0
15 | Drilling of 150mm vertical borewell in hard rock area to any required depth as directed by the departmental officers by direct water mud circulation method using contractors rig tools,labour for drilling and water required etc.and as directed by the departmental officers including transport charges and rig from one point to another point for all depth etc.all complete. | 295 |  |  |  | 290 | 85550 |  |  | 290 | 85550
16 | Supply delivery and fixing of 165mm PVC casing pipe of 6kg/cm.square of approved quality conforming to IS specification with average wall thickness of 6.10mm and with inner/outer threaded ends at standard length of 3m including transporting charges etc.all complete. | 936 |  |  |  | 36 | 33696 |  |  | 36 | 33696
17 | Labour Charges for inserting PVC Casing pipes assembly(with slots or without slots) in the drilled hole includingjointing the pipes with PVC Couplers with Cement paste etc., complete, supply and packing the annular space with pebbles of size and quality as approved by the executive engineers of TWAD Board (13a/Page 248 0f 285) | 248.59 |  |  |  | 36 | 8949.24 |  |  | 36 | 8949.24
18 | Supply and fixing of 165mm dia PVC end cap with approved quality conforming to IS specifications with wall thickness of 6.10mm etc .all complete | 267 |  |  |  | 1 | 267 |  |  | 1 | 267
19 | Providing T.W.double leaf shutters for cupboard / ward robes with 9mm thick phenol bonded BWR grade plywood as per IS 303-1989 (General) with IS 5539-1969 (for preservative treatment) and IS 848-1974 (for adhesive) with relevant specifications and ITS latest amendment for shutters. The all round frame made up of T.W. scantling of 75mmX37.50mm and the styles made up of T.W. scantlings of 75mmX37.5mm and shutters middle rails (Horizontaly) made up to of TW scantling of 150mm 37 x 50mm including cost of plywood and labour for fixing in position, cost of materials, Aluminium Furniture fittings such as 6 nos. 3” of Aluminium butt hinges, 2 nos of 4”x5/8” Aluminium Tower bolt, 2 nos of 4” ornamental Handle, lock and key arrangements (leaver type) of best approved quality and also painting with two coats using synthetic enamal paint and one coat using wood primer with neat finish with brass screws. All complete and as directed by the departmental officers (The lack and key, plywood quality and shade and other fittings should be got approved by Executive Engineer before use.) | 3203.78 | [5 empty] | 138.6 | 444043.91 | 138.6 | 444043.91
[5 empty] | 409389.15 |  | 128462.24 |  | 444043.91 |  | 981895.3
| a. In Ground Floor |  | Sqm. |  | 0 |  |  |  |  | #REF! | #REF!
| b. In First Floor |  | Sqm. |  | 0 |  |  |  |  | #REF! | #REF!
| c. In Second Floor |  | Sqm. |  | 0 |  |  |  |  | #REF! | #REF!
| d. In Third Floor |  | Sqm. |  | 0 |  |  |  |  | #REF! | #REF!
| e. In Fourth Floor |  | Sqm. |  | 0 |  |  |  |  | #REF! | #REF!
11.5 | Brick work in C.M. 1:4 Kiln Burnt Country bricks of size 22 x 11 x 7 cm (8 3/4" x 4 1/4" x 2 3/4") 70 mm tk (B.P.) |  |  |  | 0 |  |  |  |  | #REF! | #REF!
| a. In Ground Floor | #REF! | Sqm. |  | #REF! |  |  |  |  | #REF! | #REF!
| b. In First Floor | #REF! | Sqm. |  | #REF! |  |  |  |  | #REF! | #REF!
| c. In Second Floor | #REF! | Sqm. |  | #REF! |  |  |  |  | #REF! | #REF!
| d. In Third Floor | #REF! | Sqm. |  | #REF! |  |  |  |  | #REF! | #REF!
| e. In Fourth Floor | #REF! | Sqm. |  | #REF! |  |  |  |  | #REF! | #REF!
11.6 | Brick work in C.M. 1:4 Kiln Burnt Country bricks of size 22 x 11 x 5.7 cm (8 3/4" x 4 1/4" x 2 1/4") 57 mm tk (B.P.) |  |  |  | 0 |  |  |  |  | #REF! | #REF!
| a. In Ground Floor |  | Sqm. |  | 0 |  |  |  |  | #REF! | #REF!
| b. In First Floor |  | Sqm. |  | 0 |  |  |  |  | #REF! | #REF!
| c. In Second Floor |  | Sqm. |  | 0 |  |  |  |  | #REF! | #REF!
| d. In Third Floor |  | Sqm. |  | 0 |  |  |  |  | #REF! | #REF!
| e. In Fourth Floor |  | Sqm. |  | 0 |  |  |  |  | #REF! | #REF!
12.1 | Brick partition in C.M. 1:4 using country bricks of size 22 x11x5cm 50 mm thick |  |  |  | 0 |  |  |  |  | #REF! | #REF!
| a. In Ground Floor | #REF! | Sqm. |  | #REF! |  |  |  |  | #REF! | #REF!
| b. In First Floor | #REF! | Sqm. |  | #REF! |  |  |  |  | #REF! | #REF!
| c. In Second Floor | #REF! | Sqm. |  | #REF! |  |  |  |  | #REF! | #REF!
| d. In Third Floor | #REF! | Sqm. |  | #REF! |  |  |  |  | #REF! | #REF!
| e. In Fourth Floor | #REF! | Sqm. |  | #REF! |  |  |  |  | #REF! | #REF!
12.2 | Brick partition in C.M. 1:4 50 mm tk. (B.P.) Kiln Burnt Country brick: 23 x 11 x 5 cm (9" x 4 1/4" x 2") |  |  |  | 0 |  |  |  |  | #REF! | #REF!
| a. In Ground Floor |  | Sqm. |  | 0 |  |  |  |  | #REF! | #REF!
| b. In First Floor |  | Sqm. |  | 0 |  |  |  |  | #REF! | #REF!
| c. In Second Floor |  | Sqm. |  | 0 |  |  |  |  | #REF! | #REF!
| d. In Third Floor |  | Sqm. |  | 0 |  |  |  |  | #REF! | #REF!
| e. In Fourth Floor |  | Sqm. |  | 0 |  |  |  |  | #REF! | #REF!
[5 empty] | 0 |  |  |  |  | #REF! | #REF!
13.1 | Filling with Excavated Earth | #REF! | Cum. |  | #REF! |  |  |  |  | #REF! | #REF!
13.2 | Filling with Excavated Earth Mixed with lime in the proporation 1:4 (one of lime & four of earth) |  | Cum. |  | 0 |  |  |  |  | #REF! | #REF!
14.I | Precast Cupboard slab 20 mm tk. |  |  |  | 0 |  |  |  |  | #REF! | #REF!
| a. In Ground floor | #REF! | Sqm. |  | #REF! |  |  |  |  | #REF! | #REF!
| b. In First floor | #REF! | Sqm. |  | #REF! |  |  |  |  | #REF! | #REF!
| c. In Second floor | #REF! | Sqm. |  | #REF! |  |  |  |  | #REF! | #REF!
| d. In Third floor | #REF! | Sqm. |  | #REF! |  |  |  |  | #REF! | #REF!
| e. In Fourth floor | #REF! | Sqm. |  | #REF! |  |  |  |  | #REF! | #REF!
| f. In Fifth floor | #REF! | Sqm. |  | #REF! |  |  |  |  | #REF! | #REF!
| g. In sixth floor | #REF! | Sqm. |  | #REF! |  |  |  |  | #REF! | #REF!
| h. In seventh floor | #REF! | Sqm. |  | #REF! |  |  |  |  | #REF! | #REF!
| i. In eighth floor | #REF! | Sqm. |  | #REF! |  |  |  |  | #REF! | #REF!
| j. In Ninth floor | #REF! | Sqm. |  | #REF! |  |  |  |  | #REF! | #REF!
| k. In Tenth floor | #REF! | Sqm. |  | #REF! |  |  |  |  | #REF! | #REF!
| l. In Eleventh floor | #REF! | Sqm. |  | #REF! |  |  |  |  | #REF! | #REF!
14.II | Precast cupboard slab 40 mm tk. |  |  |  | 0 |  |  |  |  | #REF! | #REF!
| a. In Foundation & basement | #REF! | Sqm. |  | #REF! |  |  |  |  | #REF! | #REF!
| b. In Ground floor | #REF! | Sqm. |  | #REF! |  |  |  |  | #REF! | #REF!
| c. In First floor | #REF! | Sqm. |  | #REF! |  |  |  |  | #REF! | #REF!
| d. In Second floor | #REF! | Sqm. |  | #REF! |  |  |  |  | #REF! | #REF!
| e. In Third floor | #REF! | Sqm. |  | #REF! |  |  |  |  | #REF! | #REF!
| f. In Fourth floor | #REF! | Sqm. |  | #REF! |  |  |  |  | #REF! | #REF!
15.1 | Cuddappa slab 20 mm tk. |  |  |  | 0 |  |  |  |  | #REF! | #REF!
| a. In Ground floor | #REF! | Sqm. |  | #REF! |  |  |  |  | #REF! | #REF!
| b. In First floor | #REF! | Sqm. |  | #REF! |  |  |  |  | #REF! | #REF!
| c. In Second floor | #REF! | Sqm. |  | #REF! |  |  |  |  | #REF! | #REF!
| d. In Third floor | #REF! | Sqm. |  | #REF! |  |  |  |  | #REF! | #REF!
| e. In Fourth floor | #REF! | Sqm. |  | #REF! |  |  |  |  | #REF! | #REF!
15.2 | Cuddappa slab 40 mm tk. |  |  |  | 0 |  |  |  |  | #REF! | #REF!
| a. In Ground floor | #REF! | Sqm. |  | #REF! |  |  |  |  | #REF! | #REF!
| b. In First floor | #REF! | Sqm. |  | #REF! |  |  |  |  | #REF! | #REF!
| c. In Second floor | #REF! | Sqm. |  | #REF! |  |  |  |  | #REF! | #REF!
| d. In Third floor | #REF! | Sqm. |  | #REF! |  |  |  |  | #REF! | #REF!
| e. In Fourth floor | #REF! | Sqm. |  | #REF! |  |  |  |  | #REF! | #REF!
16.1 | Precast Jally ventilator 50mm tk. |  |  |  | 0 |  |  |  |  | #REF! | #REF!
| a. In Ground Floor | #REF! | Sqm. |  | #REF! |  |  |  |  | #REF! | #REF!
| b. In First floor | #REF! | Sqm. |  | #REF! |  |  |  |  | #REF! | #REF!
| c. In Second floor | #REF! | Sqm. |  | #REF! |  |  |  |  | #REF! | #REF!
| d. In Third floor | #REF! | Sqm. |  | #REF! |  |  |  |  | #REF! | #REF!
| e. In Fourth floor | #REF! | Sqm. |  | #REF! |  |  |  |  | #REF! | #REF!
16.2 | Supplying & fixing of Terra cotta jolly (not less than 50mm) |  |  |  | 0 |  |  |  |  | #REF! | #REF!
| a. In Ground Floor | #REF! | Sqm. |  | #REF! |  |  |  |  | #REF! | #REF!
| b. In First Floor | #REF! | Sqm. |  | #REF! |  |  |  |  | #REF! | #REF!
| c. In Second Floor | #REF! | Sqm. |  | #REF! |  |  |  |  | #REF! | #REF!
| d. In Third Floor | #REF! | Sqm. |  | #REF! |  |  |  |  | #REF! | #REF!
| e. In Fourth Floor | #REF! | Sqm. |  | #REF! |  |  |  |  | #REF! | #REF!
16.3 | Supplying & fixing of Terra cotta jolly (more than 50mm upto 110 mm) |  |  |  | 0 |  |  |  |  | #REF! | #REF!
| a. In Ground Floor | #REF! | Sqm. |  | #REF! |  |  |  |  | #REF! | #REF!
| b. In First Floor | #REF! | Sqm. |  | #REF! |  |  |  |  | #REF! | #REF!
| c. In Second Floor | #REF! | Sqm. |  | #REF! |  |  |  |  | #REF! | #REF!
| d. In Third Floor | #REF! | Sqm. |  | #REF! |  |  |  |  | #REF! | #REF!
| e. In Fourth Floor | #REF! | Sqm. |  | #REF! |  |  |  |  | #REF! | #REF!
17 | Form work- Lintel (C.W. planks) |  | Sqm. |  | 0 |  |  |  |  | #REF! | #REF!
18 | Form work - M.S. Sheet (slab) |  | Sqm. |  | 0 |  |  |  |  | #REF! | #REF!
19 | Form work - Small quantities (M.S. Sheet) |  | Sqm. |  | 0 |  |  |  |  | #REF! | #REF!
20 | Form work - Plinth beam (C.W. planks) |  | Sqm. |  | 0 |  |  |  |  | #REF! | #REF!
21.1 | R.C.C.Door frame |  |  |  | 0 |  |  |  |  | #REF! | #REF!
| a. 900 x 2100 mm | #REF! | Each |  | #REF! |  |  |  |  | #REF! | #REF!
| b. 700 x 2100 mm | #REF! | Each |  | #REF! |  |  |  |  | #REF! | #REF!
| c. 1000 x 2100 mm | #REF! | Each |  | #REF! |  |  |  |  | #REF! | #REF!
21.2 | Teak wood Wrought & Put up |  |  |  | 0 |  |  |  |  | #REF! | #REF!
| a. T.W. over 2 m & below 3 m | #REF! | Cum. |  | #REF! |  |  |  |  | #REF! | #REF!
| b. T.W. below 2 m length. | #REF! | Cum. |  | #REF! |  |  |  |  | #REF! | #REF!
21.3 | PVC Door frame & shutter | #REF! | Sqm. |  | #REF! |  |  |  |  | #REF! | #REF!
22.1 | Teak wood panelled door shutters |  |  |  | 0 |  |  |  |  | #REF! | #REF!
| a. 1000 x 2100 mm | #REF! | Sqm. |  | #REF! |  |  |  |  | #REF! | #REF!
| b. 900 x 2100 mm | #REF! | Sqm. |  | #REF! |  |  |  |  | #REF! | #REF!
| c. 700 x 2100 mm | #REF! | Sqm. |  | #REF! |  |  |  |  | #REF! | #REF!
| d. 1200 x 2100 mm (Single) annexure item | #REF! | Sqm. |  | #REF! |  |  |  |  | #REF! | #REF!
22.2 | Teak wood "Window" & Ventilator Shutter |  |  |  | 0 |  |  |  |  | #REF! | #REF!
| a. Window: 135 cm ht. | #REF! | Sqm. |  | #REF! |  |  |  |  | #REF! | #REF!
| b. Window: 120 cm ht. |  | Sqm. |  | 0 |  |  |  |  | #REF! | #REF!
| c. Window: 105 cm ht. | #REF! | Sqm. |  | #REF! |  |  |  |  | #REF! | #REF!
| d. Ventilator: (90 x 60 cm) | #REF! | Sqm. |  | #REF! |  |  |  |  | #REF! | #REF!
22.3 | T.W. double leaf shutters for cup board/ ward robes |  | Sqm. |  | 0 |  |  |  |  | #REF! | #REF!
23.1 | T.W. single leaf Door shutters using 9 mm tk. phynol bonded BWR plywood |  | Sqm. |  | 0 |  |  |  |  | #REF! | #REF!
| a. 900 x 2100 mm | #REF! | Sqm. |  | #REF! |  |  |  |  | #REF! | #REF!
23.2 | Glass panels with Aluminium beedings | #REF! | Sqm. |  | #REF! |  |  |  |  | #REF! | #REF!
23.3 | S&F of Magnetic door catches | #REF! | Each |  | #REF! |  |  |  |  | #REF! | #REF!
23.4 | Supply and fixing of Aluminium window with 3mm thick Glass |  |  |  | 0 |  |  |  |  | #REF! | #REF!
| a. 1.8 x 1.35 mt.window | #REF! | Each |  | #REF! |  |  |  |  | #REF! | #REF!
| b. 1.35 x 1.35 mt.window | #REF! | Each |  | #REF! |  |  |  |  | #REF! | #REF!
| c. 1.35 x 1.05 mt window | #REF! | Each |  | #REF! |  |  |  |  | #REF! | #REF!
| d. 1.2 x 1.35 mt window | #REF! | Each |  | #REF! |  |  |  |  | #REF! | #REF!
| e. 1.2 x 1.05 mt window | #REF! | Each |  | #REF! |  |  |  |  | #REF! | #REF!
| f. 1.05 x 1.35 mt window | #REF! | Each |  | #REF! |  |  |  |  | #REF! | #REF!
| g. 0.9 x 1.35 mt window | #REF! | Each |  | #REF! |  |  |  |  | #REF! | #REF!
| h. 0.9 x 1.05 mt window | #REF! | Each |  | #REF! |  |  |  |  | #REF! | #REF!
| i. 0.5 x 1.35 mt window | #REF! | Each |  | #REF! |  |  |  |  | #REF! | #REF!
| j. 0.45 x 1.35 mt window | #REF! | Each |  | #REF! |  |  |  |  | #REF! | #REF!
| k.0.90 x 0.60 mt.Ventilator | #REF! | Each |  | #REF! |  |  |  |  | #REF! | #REF!
| l. 0.60 x 0.60 mt.Ventilator | #REF! | Each |  | #REF! |  |  |  |  | #REF! | #REF!
24 | Manufacturing & supply of steel windows (Weight basis) | #REF! | Kg. |  | #REF! |  |  |  |  | #REF! | #REF!
25 | M.S.Holdfast | #REF! | Each |  | #REF! |  |  |  |  | #REF! | #REF!
26 | Flooring in C.C.1:5:10 | #REF! | Cum. |  | #REF! |  |  |  |  | #REF! | #REF!
27.1 | B.w. in C.M. 1:4 for staircase steps Chamber burnt bricks 23 x 11.2 x 7 cm. | #REF! | Cum. |  | #REF! |  |  |  |  | #REF! | #REF!
27.2 | B.w. in C.M. 1:4 for staircase steps Chamber burnt bricks 23 x 11.4 x 7.5 cm. | #REF! | Cum. |  | #REF! |  |  |  |  | #REF! | #REF!
27.3 | B.w. in C.M. 1:4 for staircase steps Chamber burnt bricks 23 x 11 x 7 cm. |  | Cum. |  | 0 |  |  |  |  | #REF! | #REF!
27.4 | B.w. in C.M. 1:4 for staircase steps Chamber burnt bricks 22 x 11 x 7 cm. |  | Cum. |  | 0 |  |  |  |  | #REF! | #REF!
27.5 | B.w. in C.M. 1:4 for staircase steps Kiln burnt country bricks 22 x 11 x 7 cm. | #REF! | Cum. |  | #REF! |  |  |  |  | #REF! | #REF!
27.6 | B.w. in C.M. 1:4 for staircase steps Kiln burnt country bricks 22 x 11 x 5.7 cm. |  | Cum. |  | 0 |  |  |  |  | #REF! | #REF!
28 | Floor plastering in C.M. 1:4, 20 mm tk. | #REF! | Sqm. |  | #REF! |  |  |  |  | #REF! | #REF!
29.1 | Mosaic tiles 20 cm x 20 cm x 2 cm. |  | Sqm. |  | 0 |  |  |  |  | #REF! | #REF!
29.2 | Mosaic tiles 25 cm x 25 cm x 2 cm. | #REF! | Sqm. |  | #REF! |  |  |  |  | #REF! | #REF!
29.3 | Floor ceramic tiles | #REF! | Sqm. |  | #REF! |  |  |  |  | #REF! | #REF!
29.4 | Glazed tiles | #REF! | Sqm. |  | #REF! |  |  |  |  | #REF! | #REF!
29.5 | Floor ceramic tiles (Anti-skid) | #REF! | Sqm. |  | #REF! |  |  |  |  | #REF! | #REF!
30 | Ellispattern | #REF! | Sqm. |  | #REF! |  |  |  |  | #REF! | #REF!
31 | Weathering course | #REF! | Cum. |  | #REF! |  |  |  |  | #REF! | #REF!
32 | Pressed tiles (23cmx23cmx20mm) mixed with Crude oil |  | Sqm. |  | 0 |  |  |  |  | #REF! | #REF!
32.1 | Pressed tiles (23cmx23cmx20mm) mixed with Water proofing compound | #REF! | Sqm. |  | #REF! |  |  |  |  | #REF! | #REF!
32.2 | Pressed tiles (23cmx23cmx18mm) mixed with Water proofing compound |  | Sqm. |  | 0 |  |  |  |  | #REF! | #REF!
33 | Plastering in C.M. 1:5, 12 mm tk. | #REF! | Sqm. | 153.6 | #REF! |  |  |  |  | #REF! | #REF!
34 | Plastering in C.M. 1:4, 12 mm tk. | #REF! | Sqm. |  | #REF! |  |  |  |  | #REF! | #REF!
35 | Spl. Ceiling plastering in C.M. 1:3, 10 mm tk. | #REF! | Sqm. |  | #REF! |  |  |  |  | #REF! | #REF!
36 | Cement mortar Border in C.M. 1:5, 12 mm tk. |  |  |  | 0 |  |  |  |  | #REF! | #REF!
| a. 150 mm wide | #REF! | Rmt |  | #REF! |  |  |  |  | #REF! | #REF!
| b. 75 mm wide | #REF! | Rmt |  | #REF! |  |  |  |  | #REF! | #REF!
| c. 50 mm wide | #REF! | Rmt |  | #REF! |  |  |  |  | #REF! | #REF!
37.1 | White washing 3 coats (slaked) | #REF! | Sqm. |  | #REF! |  |  |  |  | #REF! | #REF!
37.2 | Colour washing ( slaked) |  | Sqm. |  | 0 |  |  |  |  | #REF! | #REF!
38.1 | Cement paint | #REF! | Sqm. |  | #REF! |  |  |  |  | #REF! | #REF!
38.2 | Matt paint | #REF! | Sqm. |  | #REF! |  |  |  |  | #REF! | #REF!
39 | M.s Grills | #REF! | Kg. |  | #REF! |  |  |  |  | #REF! | #REF!
40 | Painting - New "wood work" | #REF! | Sqm. |  | #REF! |  |  |  |  | #REF! | #REF!
41 | Painting - New "iron work" | #REF! | Sqm. |  | #REF! |  |  |  |  | #REF! | #REF!
42 | Fabrication of Mild steel / RTS grills (with cement slurry wash) |  |  |  | 0 |  |  |  |  | #REF! | #REF!
| a. upto 16mm dia rods | #REF! | MT |  | #REF! |  |  |  |  | #REF! | #REF!
| b. above 16mm dia rods | #REF! | MT |  | #REF! |  |  |  |  | #REF! | #REF!
43 | Fabrication of Mild steel / RTS grills |  |  |  | 0 |  |  |  |  | #REF! | #REF!
| a. upto 16mm dia rods | #REF! | MT |  | #REF! |  |  |  |  | #REF! | #REF!
| b. above 16mm dia rods | #REF! | MT |  | #REF! |  |  |  |  | #REF! | #REF!
44.1 | PVC SWR 110 mm dia Rain water pipe | #REF! | Rmt |  | #REF! |  |  |  |  | #REF! | #REF!
44.2 | Rain Water Harvesting using Defunct borewell method |  | Each |  | 0 |  |  |  |  | #REF! | #REF!
45 | Stucco plastering 12 mm tk. | #REF! | Sqm. |  | #REF! |  |  |  |  | #REF! | #REF!
46 | S & F 20 mm dia Alu. Hanger Rod | #REF! | Rmt |  | #REF! |  |  |  |  | #REF! | #REF!
47 | S & F Alu Towel rail 75 cm long | #REF! | Each |  | #REF! |  |  |  |  | #REF! | #REF!
48 | S & F 5 pin Coat stand | #REF! | Each |  | #REF! |  |  |  |  | #REF! | #REF!
49 | S & F chromium plated 8 guage Picture Hook | #REF! | Each |  | #REF! |  |  |  |  | #REF! | #REF!
50.1 | Precast slab 50 mm tk.in C.C. 1:3:6 |  | Sqm. |  | 0 |  |  |  |  | #REF! | #REF!
50.2 | Providing precast Kerb stone in C.C. 1:3:6, 450 x 300 x 150 mm | #REF! | Rmt |  | #REF! |  |  |  |  | #REF! | #REF!
50.3 | Supply and planting avenue trees | #REF! | Each |  | #REF! |  |  |  |  | #REF! | #REF!
50.4 | Providing Tree guard | #REF! | Each |  | #REF! |  |  |  |  | #REF! | #REF!
50.5 | Supplying. Fabricating and erection of M.S Scheme Name board | #REF! | Each |  | #REF! |  |  |  |  | #REF! | #REF!
51 | HDPE water tank 700 lit capacity with ISI mark | #REF! | Each |  | #REF! |  |  |  |  | #REF! | #REF!
52 | PVC Water supply (ASTM) |  |  |  | 0 |  |  |  |  | #REF! | #REF!
| a. 32 mm dia | #REF! | Rmt |  | #REF! |  |  |  |  | #REF! | #REF!
| b. 25 mm dia | #REF! | Rmt |  | #REF! |  |  |  |  | #REF! | #REF!
| c. 20 mm dia | #REF! | Rmt |  | #REF! |  |  |  |  | #REF! | #REF!
52.1 | G.I Pipe 20mm dia for Hot water line (Fully Concealed in walls) | #REF! | Rmt |  | #REF! |  |  |  |  | #REF! | #REF!
53.1 | Wash basin | #REF! | Each |  | #REF! |  |  |  |  | #REF! | #REF!
53.2 | S & F of C.I. Manhole cover 45 x 45 cm (20 kg. weight) |  | Each |  | 0 |  |  |  |  | #REF! | #REF!
53.3 | C.I. Steps ( 5 kg) | #REF! | Each |  | #REF! |  |  |  |  | #REF! | #REF!
54 | Brass tap (with ISI mark) | #REF! | Each |  | #REF! |  |  |  |  | #REF! | #REF!
54.1 | C.P tap long body | #REF! | Each |  | #REF! |  |  |  |  | #REF! | #REF!
54.2 | C.P tap short body | #REF! | Each |  | #REF! |  |  |  |  | #REF! | #REF!
55.1 | Squat Urinal | #REF! | Each |  | #REF! |  |  |  |  | #REF! | #REF!
55.2 | Flat Back Urinal | #REF! | Each |  | #REF! |  |  |  |  | #REF! | #REF!
56.1 | S & F of Orissapan - in G.F. | #REF! | Each |  | #REF! |  |  |  |  | #REF! | #REF!
56.2 | S & F of Orissapan - other than G.F. | #REF! | Each |  | #REF! |  |  |  |  | #REF! | #REF!
57 | S & F of E.W.C.(white) | #REF! | Each |  | #REF! |  |  |  |  | #REF! | #REF!
57.1 | S & F of E.W.C.(colour) | #REF! | Each |  | #REF! |  |  |  |  | #REF! | #REF!
58.1 | PVC SWR pipe (Soil line) |  |  |  | 0 |  |  |  |  | #REF! | #REF!
| a. 110 mm dia. | #REF! | Rmt |  | #REF! |  |  |  |  | #REF! | #REF!
| b. 75 mm dia. | #REF! | Rmt |  | #REF! |  |  |  |  | #REF! | #REF!
58.2 | PVC Ventilating shaft with cowl | #REF! | Each |  | #REF! |  |  |  |  | #REF! | #REF!
59.1 | Gully Trap using Chamber burnt bricks 23 x 11.2 x 7 cm. |  | Each |  | 0 |  |  |  |  | #REF! | #REF!
59.2 | Gully Trap using chamber burnt bricks of size 23x11.4x7.5cm | #REF! | Each |  | #REF! |  |  |  |  | #REF! | #REF!
59.3 | Gully Trap using Chamber burnt bricks 23 x 11 x 7 cm. |  | Each |  | 0 |  |  |  |  | #REF! | #REF!
59.4 | Gully Trap using Chamber burnt bricks 22 x 11 x 7 cm. |  | Each |  | 0 |  |  |  |  | #REF! | #REF!
59.5 | Gully Trap using Kiln burnt country bricks 22 x 11 x 7 cm. | #REF! | Each |  | #REF! |  |  |  |  | #REF! | #REF!
59.6 | Gully Trap using Kiln burnt country bricks 22 x 11 x 5.7 cm. |  | Each |  | 0 |  |  |  |  | #REF! | #REF!
60 | PVC Nahani trap (4way/2way) | #REF! | Each |  | #REF! |  |  |  |  | #REF! | #REF!
61.1 | Stoneware pipe |  |  |  | 0 |  |  |  |  | #REF! | #REF!
| a. 100 mm S.W. pipe | #REF! | Rmt |  | #REF! |  |  |  |  | #REF! | #REF!
| b. 150 mm S.W. pipe | #REF! | Rmt |  | #REF! |  |  |  |  | #REF! | #REF!
61.2 | Stoneware pipe dry condition |  |  |  | 0 |  |  |  |  | #REF! | #REF!
| a. 100 mm dia | #REF! | Rmt |  | #REF! |  |  |  |  | #REF! | #REF!
| b. 150 mm dia | #REF! | Rmt |  | #REF! |  |  |  |  | #REF! | #REF!
62.1 | Stoneware bend |  |  |  | 0 |  |  |  |  | #REF! | #REF!
| a. 100 mm dia | #REF! | Each |  | #REF! |  |  |  |  | #REF! | #REF!
| b. 150 mm dia | #REF! | Each |  | #REF! |  |  |  |  | #REF! | #REF!
62.2 | Stoneware Tee |  |  |  | 0 |  |  |  |  | #REF! | #REF!
| a. 100 mm dia | #REF! | Each |  | #REF! |  |  |  |  | #REF! | #REF!
| b. 150 mm dia | #REF! | Each |  | #REF! |  |  |  |  | #REF! | #REF!
63 | 32 mm dia PVC waste pipe | #REF! | Each |  | #REF! |  |  |  |  | #REF! | #REF!
| Electrical arrangements |  |  |  | 0 |  |  |  |  | #REF! | #REF!
64 | a. Light point with ceiling rose | #REF! | Each |  | #REF! |  |  |  |  | #REF! | #REF!
| b. Light point without ceiling rose |  | Each |  | 0 |  |  |  |  | #REF! | #REF!
| c. Calling bell point with Buzzer/Calling bell | #REF! | Each |  | #REF! |  |  |  |  | #REF! | #REF!
65 | Fan point | #REF! | Each |  | #REF! |  |  |  |  | #REF! | #REF!
66 | Staircase light point | #REF! | Each |  | #REF! |  |  |  |  | #REF! | #REF!
67 | 5 amps 5 pin Plug point (Switch board itself) | #REF! | Each |  | #REF! |  |  |  |  | #REF! | #REF!
68 | 5 amps 5 pin Plug point (Convenient places) | #REF! | Each |  | #REF! |  |  |  |  | #REF! | #REF!
69 | 15 Amp. Power plug | #REF! | Each |  | #REF! |  |  |  |  | #REF! | #REF!
70.1 | Bulk head fitting | #REF! | Each |  | #REF! |  |  |  |  | #REF! | #REF!
70.2 | S & F of Tube light with fittings |  | Each |  | 0 |  |  |  |  | #REF! | #REF!
70.3 | S & F of 40/ 60 w bulb | #REF! | Each |  | #REF! |  |  |  |  | #REF! | #REF!
70.4 | S & F of plastic shade | #REF! | Each |  | #REF! |  |  |  |  | #REF! | #REF!
71 | Double pole main switch | #REF! | Each |  | #REF! |  |  |  |  | #REF! | #REF!
72 | Box type Fibre Fan hook | #REF! | Each |  | #REF! |  |  |  |  | #REF! | #REF!
73.1 | 6 way - D.B. | #REF! | Each |  | #REF! |  |  |  |  | #REF! | #REF!
73.2 | 4 way - D.B. | #REF! | Each |  | #REF! |  |  |  |  | #REF! | #REF!
74 | Charges for fixing of "Fan" | #REF! | Each |  | #REF! |  |  |  |  | #REF! | #REF!
75 | Supply and delivery of Fan |  |  |  | 0 |  |  |  |  | #REF! | #REF!
| a. 48" (1200 mm) |  | Each |  | 0 |  |  |  |  | #REF! | #REF!
| b. 42" (1050 mm) |  | Each |  | 0 |  |  |  |  | #REF! | #REF!
76 | 8 SWG wire | #REF! | Rmt |  | #REF! |  |  |  |  | #REF! | #REF!
77 | Run of main 2 wires of 1.50 Sqmm. | #REF! | Rmt |  | #REF! |  |  |  |  | #REF! | #REF!
77.1 | Run of 2 wires of 4 sqmm with continuous earth by means of 2.5sqmm | #REF! | Rmt |  | #REF! |  |  |  |  | #REF! | #REF!
77.2 | S & F of A/C metal clad switch | #REF! | Each |  | #REF! |  |  |  |  | #REF! | #REF!
77.3 | S&F of TV/Telephone line Socket | #REF! | Each |  | #REF! |  |  |  |  | #REF! | #REF!
77.4 | S&F of 20mm dia PVC pipe for TV/Telephone line | #REF! | Rmt |  | #REF! |  |  |  |  | #REF! | #REF!
78 | Earthing Station IS3043 (Type I) | #REF! | Each |  | #REF! |  |  |  |  | #REF! | #REF!
78.1 | Earthing Station (Type II) |  | Each |  | 0 |  |  |  |  | #REF! | #REF!
79.1 | 1 No.of 30Amps - Fuse Unit | #REF! | Each |  | #REF! |  |  |  |  | #REF! | #REF!
79.2 | 3 Nos.of 30Amps - Fuse Unit | #REF! | Each |  | #REF! |  |  |  |  | #REF! | #REF!
80 | 375 x 300 x 20 mm T.W. plank | #REF! | Each |  | #REF! |  |  |  |  | #REF! | #REF!
81 | Meter cupboard | #REF! | Sqm |  | #REF! |  |  |  |  | #REF! | #REF!
82 | Street lights | #REF! | Each |  | #REF! |  |  |  |  | #REF! | #REF!
83 | M.S Angle | #REF! | Rmt |  | #REF! |  |  |  |  | #REF! | #REF!
84 | Run of 2 wires of 4 sqmm |  | Rmt |  | 0 |  |  |  |  | #REF! | #REF!
85 | Supply of G.I pipe 25mm dia | #REF! | Rmt |  | #REF! |  |  |  |  | #REF! | #REF!
86 | Anti termite treatment | 34 | Sqm. |  | 0 |  |  |  |  | #REF! | #REF!
87 | ELCB Single phase | #REF! | Each |  | #REF! |  |  |  |  | #REF! | #REF!
112 | S & F of Exsaust Fan 300 mm dia | #REF! | Each |  | #REF! |  |  |  |  | #REF! | #REF!
238 | Anticorrosive treatment for steel grills | #REF! | MT |  | #REF! |  |  |  |  | #REF! | #REF!
| ANNEXURE |  |  |  | 0 |  |  |  |  | #REF! | #REF!
14.I | Precast Cupboard slab 20 mm tk.using standardised concrete mix M20 (annexure) |  |  |  | 0 |  |  |  |  | #REF! | #REF!
| a. In Ground floor | #REF! | Sqm. |  | #REF! |  |  |  |  | #REF! | #REF!
| b. In First floor | #REF! | Sqm. |  | #REF! |  |  |  |  | #REF! | #REF!
| c. In Second floor | #REF! | Sqm. |  | #REF! |  |  |  |  | #REF! | #REF!
| d. In Third floor | #REF! | Sqm. |  | #REF! |  |  |  |  | #REF! | #REF!
| e. In Fourth floor | #REF! | Sqm. |  | #REF! |  |  |  |  | #REF! | #REF!
14.II | Precast cupboard slab 40 mm tkusing standardised concrete mix M20 (annexure) |  |  |  | 0 |  |  |  |  | #REF! | #REF!
| a. In Foundation & basement | #REF! | Sqm. |  | #REF! |  |  |  |  | #REF! | #REF!
| b. In Ground floor | #REF! | Sqm. |  | #REF! |  |  |  |  | #REF! | #REF!
| c. In First floor | #REF! | Sqm. |  | #REF! |  |  |  |  | #REF! | #REF!
| d. In Second floor | #REF! | Sqm. |  | #REF! |  |  |  |  | #REF! | #REF!
| e. In Third floor | #REF! | Sqm. |  | #REF! |  |  |  |  | #REF! | #REF!
| f. In Fourth floor | #REF! | Sqm. |  | #REF! |  |  |  |  | #REF! | #REF!
14.I | Precast Cupboard slab 20 mm tk.using standardised concrete mix M30 (annexure) |  |  |  | 0 |  |  |  |  | #REF! | #REF!
| a. In Ground floor | #REF! | Sqm. |  | #REF! |  |  |  |  | #REF! | #REF!
| b. In First floor | #REF! | Sqm. |  | #REF! |  |  |  |  | #REF! | #REF!
| c. In Second floor | #REF! | Sqm. |  | #REF! |  |  |  |  | #REF! | #REF!
| d. In Third floor | #REF! | Sqm. |  | #REF! |  |  |  |  | #REF! | #REF!
| e. In Fourth floor | #REF! | Sqm. |  | #REF! |  |  |  |  | #REF! | #REF!
14.II | Precast cupboard slab 40 mm tkusing standardised concrete mix M30 (annexure) |  |  |  | 0 |  |  |  |  | #REF! | #REF!
| a. In Foundation & basement | #REF! | Sqm. |  | #REF! |  |  |  |  | #REF! | #REF!
| b. In Ground floor | #REF! | Sqm. |  | #REF! |  |  |  |  | #REF! | #REF!
| c. In First floor | #REF! | Sqm. |  | #REF! |  |  |  |  | #REF! | #REF!
| d. In Second floor | #REF! | Sqm. |  | #REF! |  |  |  |  | #REF! | #REF!
| e. In Third floor | #REF! | Sqm. |  | #REF! |  |  |  |  | #REF! | #REF!
| f. In Fourth floor | #REF! | Sqm. |  | #REF! |  |  |  |  | #REF! | #REF!
| Precast Jally ventilator 50mm tk.using standardised concrete mix M30 (annexure) without vibrating charges |  |  |  | 0 |  |  |  |  | #REF! | #REF!
| a. In Ground floor | #REF! | Sqm. |  | #REF! |  |  |  |  | #REF! | #REF!
| b. In First floor | #REF! | Sqm. |  | #REF! |  |  |  |  | #REF! | #REF!
| c. In Second floor | #REF! | Sqm. |  | #REF! |  |  |  |  | #REF! | #REF!
| d. In Third floor | #REF! | Sqm. |  | #REF! |  |  |  |  | #REF! | #REF!
| e. In Fourth floor | #REF! | Sqm. |  | #REF! |  |  |  |  | #REF! | #REF!
| Precast Jally ventilator 50mm tk.using standardised concrete mix M20 (annexure) without vibrating charges |  |  |  | 0 |  |  |  |  | #REF! | #REF!
| a. In Ground Floor | #REF! | Sqm. |  | #REF! |  |  |  |  | #REF! | #REF!
| b. In First floor | #REF! | Sqm. |  | #REF! |  |  |  |  | #REF! | #REF!
| c. In Second floor | #REF! | Sqm. |  | #REF! |  |  |  |  | #REF! | #REF!
| d. In Third floor | #REF! | Sqm. |  | #REF! |  |  |  |  | #REF! | #REF!
| e. In Fourth floor | #REF! | Sqm. |  | #REF! |  |  |  |  | #REF! | #REF!
| f. In Fifth floor | #REF! | Sqm. |  | #REF! |  |  |  |  | #REF! | #REF!
4.1 | Standardised concrete Mix M20 Grade Concrete |  |  |  | 0 |  |  |  |  | #REF! | #REF!
| a. In Foundation and basement | #REF! | Cum |  | #REF! |  |  |  |  | #REF! | #REF!
8.1 | b. Ground Floor | #REF! | Cum |  | #REF! |  |  |  |  | #REF! | #REF!
| c. In First Floor | #REF! | Cum |  | #REF! |  |  |  |  | #REF! | #REF!
| d. In Second Floor | #REF! | Cum |  | #REF! |  |  |  |  | #REF! | #REF!
| e. In Third floor | #REF! | Cum |  | #REF! |  |  |  |  | #REF! | #REF!
| f.In fourth floor | #REF! | Cum |  | #REF! |  |  |  |  | #REF! | #REF!
4.1.1 | Standardised concrete Mix M30 Grade Concrete |  |  |  | 0 |  |  |  |  | #REF! | #REF!
| a. In Foundation and basement | #REF! | Cum |  | #REF! |  |  |  |  | #REF! | #REF!
| b. In Ground Floor | #REF! | Cum |  | #REF! |  |  |  |  | #REF! | #REF!
| c. In First Floor | #REF! | Cum |  | #REF! |  |  |  |  | #REF! | #REF!
| d. In Second Floor | #REF! | Cum |  | #REF! |  |  |  |  | #REF! | #REF!
| e. In Third floor | #REF! | Cum |  | #REF! |  |  |  |  | #REF! | #REF!
| RCC M30 mix using hard broken stone jelly for foundation and basement |  |  |  | 0 |  |  |  |  | #REF! | #REF!
| a. Foundation & basement | #REF! | Cum |  | #REF! |  |  |  |  | #REF! | #REF!
| b.Stilt floor | #REF! | Cum |  | #REF! |  |  |  |  | #REF! | #REF!
| Cement Concrete using desing mix of grade M25 concrete |  |  |  | 0 |  |  |  |  | #REF! | #REF!
| a. In Foundation and basement | #REF! | Cum. |  | #REF! |  |  |  |  | #REF! | #REF!
| b. In Stilt /Ground Floor | #REF! | Cum. |  | #REF! |  |  |  |  | #REF! | #REF!
| c. In First Floor | #REF! | Cum. |  | #REF! |  |  |  |  | #REF! | #REF!
| d. In Second Floor | #REF! | Cum. |  | #REF! |  |  |  |  | #REF! | #REF!
| e. In Third floor | #REF! | Cum. |  | #REF! |  |  |  |  | #REF! | #REF!
| f. In Fourth Floor | #REF! | Cum. |  | #REF! |  |  |  |  | #REF! | #REF!
| g. In Fifth Floor | #REF! | Cum. |  | #REF! |  |  |  |  | #REF! | #REF!
| h. In Sixth Floor | #REF! | Cum. |  | #REF! |  |  |  |  | #REF! | #REF!
| i. In Seventh Floor | #REF! | Cum. |  | #REF! |  |  |  |  | #REF! | #REF!
| j.in Eighth floor | #REF! | Cum. |  | #REF! |  |  |  |  | #REF! | #REF!
| k.in Ninth floor | #REF! | Cum. |  | #REF! |  |  |  |  | #REF! | #REF!
| l.in Tenth floor | #REF! | Cum. |  | #REF! |  |  |  |  | #REF! | #REF!
| l. In Eleventh floor | #REF! | Cum. |  | #REF! |  |  |  |  | #REF! | #REF!
| m. In Twelth floor | #REF! | Cum. |  | #REF! |  |  |  |  | #REF! | #REF!
| n. In Thirteen floor | #REF! | Cum. |  | #REF! |  |  |  |  | #REF! | #REF!
9.2 | Brick work in C.M. 1:6 using chamber Burnt bricks of size 23 x 11.4 x 7.5 cm (9" x 4 1/2"x 3") |  |  |  | 0 |  |  |  |  | #REF! | #REF!
| g. In Fifth Floor | #REF! | Cum. |  | #REF! |  |  |  |  | #REF! | #REF!
| h. In Sixth Floor | #REF! | Cum. |  | #REF! |  |  |  |  | #REF! | #REF!
| i. In Seventh Floor | #REF! | Cum. |  | #REF! |  |  |  |  | #REF! | #REF!
| j.in Eighth floor | #REF! | Cum. |  | #REF! |  |  |  |  | #REF! | #REF!
| k.in Ninth floor | #REF! | Cum. |  | #REF! |  |  |  |  | #REF! | #REF!
| l.in Tenth floor | #REF! |  |  | #REF! |  |  |  |  | #REF! | #REF!
10.2 | Brick partition work in C.M. 1:4 using chamber Burnt bricks of size 23 x 11.4 x 7.5 cm (9" x 4 1/2"x 3") 114 mm tk (B.P.) |  |  |  | 0 |  |  |  |  | #REF! | #REF!
| g. In Fifth Floor | #REF! | Cum. |  | #REF! |  |  |  |  | #REF! | #REF!
| h. In Sixth Floor | #REF! | Cum. |  | #REF! |  |  |  |  | #REF! | #REF!
| i. In Seventh Floor | #REF! | Cum. |  | #REF! |  |  |  |  | #REF! | #REF!
| j.in Eighth floor | #REF! | Cum. |  | #REF! |  |  |  |  | #REF! | #REF!
| k.in Ninth floor | #REF! | Cum. |  | #REF! |  |  |  |  | #REF! | #REF!
11.2 | Brick work in C.M. 1:4 using chamber Burnt bricks of size 23 x 11.4 x 7.5 cm (9" x 4 1/2"x 3") 75 mm tk (B.P.) |  |  |  | 0 |  |  |  |  | #REF! | #REF!
| g. In Fifth Floor | #REF! | Sqm |  | #REF! |  |  |  |  | #REF! | #REF!
| h. In Sixth Floor | #REF! | Sqm |  | #REF! |  |  |  |  | #REF! | #REF!
| i. In Seventh Floor | #REF! | Sqm |  | #REF! |  |  |  |  | #REF! | #REF!
| j. In Eighth floor | #REF! | Sqm |  | #REF! |  |  |  |  | #REF! | #REF!
| k.in Ninth floor | #REF! | Sqm |  | #REF! |  |  |  |  | #REF! | #REF!
| Supply and laying of Hard core layer 200mm | 2796.22 | Cum |  | 0 |  |  |  |  | #REF! | #REF!
| Supplying and filling stonedust | #REF! | Cum. |  | #REF! |  |  |  |  | #REF! | #REF!
| Plastering with CM 1:3, 12mm with WPC | #REF! | Sqm |  | #REF! |  |  |  |  | #REF! | #REF!
| Supplying and filling with gravel | #REF! | Cum |  | #REF! |  |  |  |  | #REF! | #REF!
| B.W in CM 1:4 in Superstructure in First floor | #REF! | Cum |  | #REF! |  |  |  |  | #REF! | #REF!
| B.W in CM 1:4 in Superstructure in second floor | #REF! | Cum |  | #REF! |  |  |  |  | #REF! | #REF!
| B.W in CM 1:4 in Superstructure for OHT d) In Third floor | #REF! | Cum |  | #REF! |  |  |  |  | #REF! | #REF!
| B.W in CM 1:4 in Superstructure for OHT e) In fourth floor | #REF! | Cum |  | #REF! |  |  |  |  | #REF! | #REF!
| Earth work excavation in Loose / sandy soils (including refilling) | #REF! |  |  | #REF! |  |  |  |  | #REF! | #REF!
| Earth work excavation in Loose / sandy soils (excluding refilling) for open foundation | #REF! |  |  | #REF! |  |  |  |  | #REF! | #REF!
| Earth work excavation in Loose / sandy soils (excluding refilling) for drain | #REF! |  |  | #REF! |  |  |  |  | #REF! | #REF!
3.8 |  |  | Cum |  | 0 |  |  |  |  | #REF! | #REF!
4.8 |  |  | Cum |  | 0 |  |  |  |  | #REF! | #REF!
8.4 | Providing earth quake resistant for Corner walls |  |  |  | 0 |  |  |  |  | #REF! | #REF!
| a. Foundation & basement | #REF! | Cum |  | #REF! |  |  |  |  | #REF! | #REF!
| b. Ground Floor | #REF! | Cum |  | #REF! |  |  |  |  | #REF! | #REF!
| c. First Floor | #REF! | Cum |  | #REF! |  |  |  |  | #REF! | #REF!
| d. Second Floor | #REF! | Cum |  | #REF! |  |  |  |  | #REF! | #REF!
8.5 | Providing earth quake resistant for Door/window Jambs |  |  |  | 0 |  |  |  |  | #REF! | #REF!
| a. Ground Floor | #REF! | Rmt |  | #REF! |  |  |  |  | #REF! | #REF!
| b. First Floor | #REF! | Rmt |  | #REF! |  |  |  |  | #REF! | #REF!
| c. Second Floor | #REF! | Rmt |  | #REF! |  |  |  |  | #REF! | #REF!
1.9.3.1 | Providing Bored pile using design mix M20 |  |  |  | 0 |  |  |  |  | #REF! | #REF!
| a.450mm dia | #REF! | Rmt |  | #REF! |  |  |  |  | #REF! | #REF!
| Chipping of RCC pile head to the required cut of level and clearing way debries with an average lead of 3 km entirely with city limits |  |  |  | 0 |  |  |  |  | #REF! | #REF!
| 450mm dia pile | 619.82 | Rmt |  | 0 |  |  |  |  | #REF! | #REF!
| Conducting routine vertical compression load test CER No.328/2014-15 | 70000 | Nos |  | 0 |  |  |  |  | #REF! | #REF!
| Mobilization charges including transporting to site CER No.328/2014-15 | 50000 | Set |  | 0 |  |  |  |  | #REF! | #REF!
| Red oxide plastering in CM 1:4 | #REF! | Sqm |  | #REF! |  |  |  |  | #REF! | #REF!
18.1 | Formwork using M.S.Sheet |  |  |  | 0 |  |  |  |  | #REF! | #REF!
| a.For Column footings,plinth beam,Grade beam,Raftbeam,Raft slab etc., | #REF! | Sqm |  | #REF! |  |  |  |  | #REF! | #REF!
| b.Plain surfaces such as Roof slab,floorslab,Beams,lintels,lofts,sill slab,staircase,portico slab and other similar works | #REF! | Sqm |  | #REF! |  |  |  |  | #REF! | #REF!
| c.For Square and rectangular columns and small quantities | #REF! | Sqm |  | #REF! |  |  |  |  | #REF! | #REF!
| d.Vertical wall | #REF! | Sqm |  | #REF! |  |  |  |  | #REF! | #REF!
| e.Circular column | #REF! | Sqm |  | #REF! |  |  |  |  | #REF! | #REF!
| f.Curved surface | #REF! | Sqm |  | #REF! |  |  |  |  | #REF! | #REF!
| g.Double centering portico area | #REF! | Sqm |  | #REF! |  |  |  |  | #REF! | #REF!
21.6 | R.C.C.Door frames of size 100 x 75mm with one edge grooves size 't' x 20 mm using M20 grade ( with out vibrating charges) |  |  |  | 0 |  |  |  |  | #REF! | #REF!
| a. 900 x 2100 mm | #REF! | Each |  | #REF! |  |  |  |  | #REF! | #REF!
| c. 1200 x 2100 mm | #REF! | Each |  | #REF! |  |  |  |  | #REF! | #REF!
| d. 750 x 2100 mm | #REF! |  |  | #REF! |  |  |  |  | #REF! | #REF!
| c. 1000 x 2100 mm | #REF! | Each |  | #REF! |  |  |  |  | #REF! | #REF!
| Teak wood "Window" & Ventilator Shutter with 4mm thick pin headed glasses |  |  |  | 0 |  |  |  |  | #REF! | #REF!
| a. Window: 135 cm ht. | #REF! | Sqm. |  | #REF! |  |  |  |  | #REF! | #REF!
| b. Window: 120 cm ht. |  | Sqm. |  | 0 |  |  |  |  | #REF! | #REF!
| c. Window: 105 cm ht. | #REF! | Sqm. |  | #REF! |  |  |  |  | #REF! | #REF!
| d. Ventilator: (90 x 60 cm) | #REF! | Sqm. |  | #REF! |  |  |  |  | #REF! | #REF!
| d. Ventilator: (75 x 75 cm) | 2203.28 | Sqm. |  | 0 |  |  |  |  | #REF! | #REF!
22.3.2 | MDF board (18mm thick) double leaf shutters with TW frame for cup board/ ward robes. | #REF! | Sqm |  | #REF! |  |  |  |  | #REF! | #REF!
| T.W. frame & TW styles & rails with BWR double leaf shutters for cup board/ ward robes including two coat enamel paint & one coat primer. | #REF! | Sqm |  | #REF! |  |  |  |  | #REF! | #REF!
22.8 | MDF board door shutters (35mm thick) exterior grade both side laminated with external lipping. |  |  |  | 0 |  |  |  |  | #REF! | #REF!
| a. 1000X2100mm. | #REF! | Sqm |  | #REF! |  |  |  |  | #REF! | #REF!
| b. 900X2100mm. | #REF! | Sqm |  | #REF! |  |  |  |  | #REF! | #REF!
| c.1200X2100mm. |  | Sqm |  | 0 |  |  |  |  | #REF! | #REF!
| TW panelled door shutter with brass fittings. |  |  |  | 0 |  |  |  |  | #REF! | #REF!
| a. 1000X2100mm.(Single leaf) | #REF! | Sqm |  | #REF! |  |  |  |  | #REF! | #REF!
| b.1200x2400mm |  |  |  | 0 |  |  |  |  | #REF! | #REF!
| a. 1200X2100mm.(Single leaf) | #REF! | Sqm |  | #REF! |  |  |  |  | #REF! | #REF!
| b. 900X2100mm (over all size 900X2400mm.). | #REF! |  |  | #REF! |  |  |  |  | #REF! | #REF!
| c.1800X2400mm. |  |  |  | 0 |  |  |  |  | #REF! | #REF!
| TW double leaves shutter of size with brass fittings a.1800 x 2100mm | #REF! | Sqm |  | #REF! |  |  |  |  | #REF! | #REF!
| a. 1500X2100mm.(Double leaves) with Brass fittings | #REF! | Sqm |  | #REF! |  |  |  |  | #REF! | #REF!
| 2000X2400mm.(Double leaves) with Brass fittings | #REF! | Sqm |  | #REF! |  |  |  |  | #REF! | #REF!
| TW panelled door double leaves shutter with brass fittings of size . 1200X2100mm.( Crime & Traffic) | #REF! | Sqm |  | #REF! |  |  |  |  | #REF! | #REF!
| TW panelled door double leaves shutter with brass fittings of size . 2000X2100mm. | #REF! | Sqm |  | #REF! |  |  |  |  | #REF! | #REF!
| TW styles & rails with 9mm thick BWR single leaf shutters with brass screws size of 900x2100 mm | #REF! | Sqm |  | #REF! |  |  |  |  | #REF! | #REF!
| TW styles & rails with 9mm thick BWR single leaf shutters with brass screws size of 750x2100 mm | #REF! | Sqm |  | #REF! |  |  |  |  | #REF! | #REF!
| TW styles & rails with 9mm thick BWR single leaf shutters with brass screws size of 1000 x 2100 mm | #REF! | Sqm |  | #REF! |  |  |  |  | #REF! | #REF!
| TW styles & rails with 9mm thick BWR Double leaves shutters with brass screws size of 1500x2100 mm |  | Sqm |  | 0 |  |  |  |  | #REF! | #REF!
| TW styles & rails with 9mm thick BWR single leaf shutters with brass screws size of 1200x2100 | #REF! | Sqm |  | #REF! |  |  |  |  | #REF! | #REF!
21.5.2 | Supply and Fixing Soild PVC door Shutter with frame | #REF! | Sqm |  | #REF! |  |  |  |  | #REF! | #REF!
23.2.1 | 4mm thick pin headed Glass panels with Aluminium beedings | #REF! | Sqm |  | #REF! |  |  |  |  | #REF! | #REF!
| Cuddappa slab 20 mm tk.for kitchen hearth slab. |  |  |  | 0 |  |  |  |  | #REF! | #REF!
| a. In Ground floor | #REF! | Sqm. |  | #REF! |  |  |  |  | #REF! | #REF!
| b. In First floor | #REF! | Sqm. |  | #REF! |  |  |  |  | #REF! | #REF!
| c. In Second floor | #REF! | Sqm. |  | #REF! |  |  |  |  | #REF! | #REF!
| d. In Third floor | #REF! | Sqm. |  | #REF! |  |  |  |  | #REF! | #REF!
| e. In Fourth floor | #REF! | Sqm. |  | #REF! |  |  |  |  | #REF! | #REF!
| Cuddappa slab 20 mm tk.for C/B slab. |  |  |  | 0 |  |  |  |  | #REF! | #REF!
| a. Ground floor | #REF! | Sqm. |  | #REF! |  |  |  |  | #REF! | #REF!
| b. In First floor | #REF! | Sqm. |  | #REF! |  |  |  |  | #REF! | #REF!
| c. In Second floor | #REF! | Sqm. |  | #REF! |  |  |  |  | #REF! | #REF!
| d. In Third floor | #REF! | Sqm. |  | #REF! |  |  |  |  | #REF! | #REF!
| e. In Fourth floor | #REF! | Sqm. |  | #REF! |  |  |  |  | #REF! | #REF!
| Cuddappa slab 40 mm tk.for C/B slab. |  |  |  | 0 |  |  |  |  | #REF! | #REF!
| a. In Ground floor | #REF! | Sqm. |  | #REF! |  |  |  |  | #REF! | #REF!
| b. In First floor | #REF! | Sqm. |  | #REF! |  |  |  |  | #REF! | #REF!
| c. In Second floor | #REF! | Sqm. |  | #REF! |  |  |  |  | #REF! | #REF!
| d. In Third floor | #REF! | Sqm. |  | #REF! |  |  |  |  | #REF! | #REF!
| e. In Fourth floor | #REF! |  |  | #REF! |  |  |  |  | #REF! | #REF!
| Cuddappa slab 40 mm tk.for Sunshade. |  |  |  | 0 |  |  |  |  | #REF! | #REF!
| a. In Ground floor | #REF! | Sqm. |  | #REF! |  |  |  |  | #REF! | #REF!
| b. In First floor | #REF! | Sqm. |  | #REF! |  |  |  |  | #REF! | #REF!
| c. In Second floor | #REF! | Sqm. |  | #REF! |  |  |  |  | #REF! | #REF!
| d. In Third floor | #REF! | Sqm. |  | #REF! |  |  |  |  | #REF! | #REF!
| e. In Fourth floor | #REF! | Sqm. |  | #REF! |  |  |  |  | #REF! | #REF!
29.8 | Glazed tiles using Grout (Tile Joint Filler) | #REF! | Sqm |  | #REF! |  |  |  |  | #REF! | #REF!
| Floor ceramic tiles using Grout (Tile Joint Filler). | #REF! | Sqm |  | #REF! |  |  |  |  | #REF! | #REF!
29.9 | Floor ceramic tiles (Anti-skid) using Grout (Tile Joint Filler). | #REF! | Sqm |  | #REF! |  |  |  |  | #REF! | #REF!
38.4 | Two coat of cement paint over one coat white cement | #REF! | Sqm |  | #REF! |  |  |  |  | #REF! | #REF!
38.5 | Matt paint | #REF! | Sqm |  | #REF! |  |  |  |  | #REF! | #REF!
38.6 | One coat white cement for new walls and other similar works. | #REF! | Sqm |  | #REF! |  |  |  |  | #REF! | #REF!
42 | Fabrication of Mild steel / RTS grills (with cement slurry wash) for all sizes of rods. | #REF! | MT |  | #REF! |  |  |  |  | #REF! | #REF!
43 | Fabrication of Mild steel / RTS grills (without cement slurry) for all sizes of rods. | #REF! | MT |  | #REF! |  |  |  |  | #REF! | #REF!
44.6 | PVC SWR 110 mm dia with ISI mark type- A for Rain water down fall pipe | #REF! | Rmt |  | #REF! |  |  |  |  | #REF! | #REF!
50.6 | Precast slab 50 mm tk.in C.C. 1:3:6 with fibre | #REF! | Sqm | 153.6 | #REF! |  |  |  |  | #REF! | #REF!
52.4 | 20mm dia PVC water supply ASTM pipe (fully consealed in walls) | #REF! | Rmt |  | #REF! |  |  |  |  | #REF! | #REF!
53.4 | S&F of C.I Manhole cover 60 x 60 cm (50kg weight ) | #REF! | Each |  | #REF! |  |  |  |  | #REF! | #REF!
| Wash Hand Basin of size 550 x 400 mm | #REF! | Each |  | #REF! |  |  |  |  | #REF! | #REF!
54.3 | Supplying and fixing of Brass Chromium plated screw down tap 15mm dia (heavy type not less than 430 grms weight) with ISI mark. | #REF! | Each |  | #REF! |  |  |  |  | #REF! | #REF!
56.3 | S & F of Indian Water closet white glazed (Oriya type) of size 580 x 440mm - in G.F. | #REF! | Each |  | #REF! |  |  |  |  | #REF! | #REF!
56.4 | S & F of Indian Water closet white glazed (Oriya type) of size 580 x 440mm - Other than G.F. | #REF! | Each |  | #REF! |  |  |  |  | #REF! | #REF!
58.3 | PVC SWR pipe (Soil line) with ISI mark - type 'B'. |  |  |  | 0 |  |  |  |  | #REF! | #REF!
| a. 110 mm dia. | #REF! | Rmt |  | #REF! |  |  |  |  | #REF! | #REF!
| b. 75 mm dia. | #REF! | Rmt |  | #REF! |  |  |  |  | #REF! | #REF!
58.4 | Supplying, Laying & Concealing the 50mm dia PVC ( SWR) pipe with ISI mark type - 'B' with relevant specials. | #REF! | Rmt |  | #REF! |  |  |  |  | #REF! | #REF!
58.5 | PVC(SWR) pipe with ISI mark - type 'A' for Ventilating shaft with cowl | #REF! | Each |  | #REF! |  |  |  |  | #REF! | #REF!
64.1 | Wiring with 1.5 sqmm PVC insulated single core multi strand fire retardant flexible copper cable with ISI mark confirming IS: 694:1990.( Ordinary) |  |  |  | 0 |  |  |  |  | #REF! | #REF!
| a. Light point with ceiling rose | #REF! | Each |  | #REF! |  |  |  |  | #REF! | #REF!
| b. Light point without ceiling rose | #REF! | Each |  | #REF! |  |  |  |  | #REF! | #REF!
| c. Calling bell point with Buzzer/Calling bell | #REF! | Each |  | #REF! |  |  |  |  | #REF! | #REF!
65.1 | Wiring with 1.5 sqmm PVC insulated single core multi strand fire retardant flexible copper cable with ISI mark confirming IS: 694:1990 for Fan point. | #REF! | Each |  | #REF! |  |  |  |  | #REF! | #REF!
66.1 | Wiring with 1.5 sqmm PVC insulated single core multi strand fire retardant flexible copper cable with ISI mark confirming IS: 694:1990 for Staircase Light Point. | #REF! | Each |  | #REF! |  |  |  |  | #REF! | #REF!
| Wiring with 1.5 sqmm PVC insulated single core multi strand fire retardant flexible copper cable with ISI mark confirming IS: 694:1990 for 5 amps 5 pin plug socket point @ Switch Board Itself. | #REF! | Each |  | #REF! |  |  |  |  | #REF! | #REF!
68.2 | Wiring with 1.5 sqmm PVC insulated single core multi strand fire retardant flexible copper cable with ISI mark confirming IS: 694:1990 for 5 amps 5 pin plug socket point @ Convenient Places. | #REF! | Each |  | #REF! |  |  |  |  | #REF! | #REF!
70.5 | S & F of Tube light fitting (patty type ) with Electronic ballast and 36 W slim tube light | #REF! | Each |  | #REF! |  |  |  |  | #REF! | #REF!
| Supply and delivery of 48" (1200 mm) Fan with ISI mark with Eletronic Dimmer | #REF! | Each |  | #REF! |  |  |  |  | #REF! | #REF!
| Run of 2 Wires of 4 sqmm PVC insulated single core multi strand fire retardant flexible copper cable with ISI mark confirming IS: 694:1990. | #REF! | Rmt |  | #REF! |  |  |  |  | #REF! | #REF!
77.5 | Run of 2 Wires of 1.5 sqmm PVC insulated single core multi strand fire retardant flexible copper cable with ISI mark confirming IS: 694:1990. | #REF! | Rmt |  | #REF! |  |  |  |  | #REF! | #REF!
| Run of 2 Wires of 4 sqmm PVC insulated single core multi strand fire retardant flexible copper cable with ISI mark confirming IS: 694:1990. | #REF! | Rmt |  | #REF! |  |  |  |  | #REF! | #REF!
| 4 x 4 Sq mm copper PVC insulated unsheathed single core cable for 3 phase EB service connection | #REF! | Rmt |  | #REF! |  |  |  |  | #REF! | #REF!
| Run of 2 Wires of 2.5 sqmm PVC insulated single core multi strand fire retardant flexible copper cable with ISI mark confirming IS: 694:1990. | #REF! | Rmt |  | #REF! |  |  |  |  | #REF! | #REF!
| Run of 4 Wires of 6 sqmm PVC insulated single core multi strand | #REF! | Rmt |  | #REF! |  |  |  |  | #REF! | #REF!
| Run of 4 Wires of 10 sqmm PVC insulated single core multi strand | #REF! | Rmt |  | #REF! |  |  |  |  | #REF! | #REF!
112.1 | S & F of Exsaust Fan 225mm dia | #REF! | Each |  | #REF! |  |  |  |  | #REF! | #REF!
| Compact Fluoresent Lamp (CFL) |  |  |  | 0 |  |  |  |  | #REF! | #REF!
| a. 14W bulb for Bath & WC | #REF! | Each |  | #REF! |  |  |  |  | #REF! | #REF!
| b. 18w bulb for Bulk Head fittings | #REF! | Each |  | #REF! |  |  |  |  | #REF! | #REF!
| S & F of Bulk head fitting suitable for CFL | #REF! | Each |  | #REF! |  |  |  |  | #REF! | #REF!
44.2 | Rain water harvesting using defunct borewell and providing perforated cover slab |  |  |  | 0 |  |  |  |  | #REF! | #REF!
| a). Providing pit | #REF! | Each |  | #REF! |  |  |  |  | #REF! | #REF!
| b) Augering 30cm dia | #REF! | Rmt |  | #REF! |  |  |  |  | #REF! | #REF!
257.1 | S&F of M.S. Angle of size 35x35x5mm for staircase steps | #REF! | Rmt |  | #REF! |  |  |  |  | #REF! | #REF!
344.2 | S&F of Bevelled edge mirror 500 x 400 x 5.5mm | #REF! | Each |  | #REF! |  |  |  |  | #REF! | #REF!
383 | S&F of Cuddapah sink 600 x 600 x 200mm | #REF! | Each |  | #REF! |  |  |  |  | #REF! | #REF!
383.1 | Providing nosing to the edges of Granite slab | 235 | Rmt |  | 0 |  |  |  |  | #REF! | #REF!
| Supply and fixing of PVC water supply (ASTM) a.50mm dia | #REF! |  |  | #REF! |  |  |  |  | #REF! | #REF!
384 | S&F of PVC flushing cistern | #REF! | Each |  | #REF! |  |  |  |  | #REF! | #REF!
385 | S&F of cloth drying arrangement | #REF! | Each |  | #REF! |  |  |  |  | #REF! | #REF!
238.1 | Anticorrosive treatment for window grills | #REF! | MT |  | #REF! |  |  |  |  | #REF! | #REF!
| Supplying and fixing of 32 AMPS Triple pole main switch | #REF! | Each |  | #REF! |  |  |  |  | #REF! | #REF!
| 450 x 375 x 20 mm thick TW plank | #REF! | Each |  | #REF! |  |  |  |  | #REF! | #REF!
| 3 Nos.of 32Amps - Fuse Unit | #REF! | Each |  | #REF! |  |  |  |  | #REF! | #REF!
| 1 Nos.of 32Amps - Fuse Unit | #REF! | Each |  | #REF! |  |  |  |  | #REF! | #REF!
| Supplying and delivery of Three phase ELCB/RCCB | #REF! | Each |  | #REF! |  |  |  |  | #REF! | #REF!
| Supply of G.I pipe 40mm dia 'B' Class | #REF! | Rmt |  | #REF! |  |  |  |  | #REF! | #REF!
| Plastic Emulsion PAINT including primer for outer walls | #REF! | Sqm |  | #REF! |  |  |  |  | #REF! | #REF!
| Two coat of OBD over one coat white cement for inner walls | #REF! | Sqm |  | #REF! |  |  |  |  | #REF! | #REF!
| 2 x 4 Sqmm Copper PVC insulated unsheathed single core 1 KV grade cable for EB service single phase. | #REF! | Rmt |  | #REF! |  |  |  |  | #REF! | #REF!
| 40 mm dia GI pipe "B"class | #REF! | Rmt |  | #REF! |  |  |  |  | #REF! | #REF!
| 1 No.of 32 Amps - Fuse Unit | #REF! | Each |  | #REF! |  |  |  |  | #REF! | #REF!
| P. C.C. 1:3:6 for foundation & basement using 40mm metal | #REF! | Cum |  | #REF! |  |  |  |  | #REF! | #REF!
| Providing PVC Tee with end cap | #REF! | Each |  | #REF! |  |  |  |  | #REF! | #REF!
| Granite Tiles flooring (Ruby red) | #REF! | Sqm |  | #REF! |  |  |  |  | #REF! | #REF!
| Providing wooden Melamine polish for new wood work | #REF! | Sqm |  | #REF! |  |  |  |  | #REF! | #REF!
| Supplying and fixing of staineless steel hand rails | 4500 | Rmt |  | 0 |  |  |  |  | #REF! | #REF!
| Vitrified Tiles flooring (ivory) | #REF! | Sqm |  | #REF! |  |  |  |  | #REF! | #REF!
| Vitrified Tiles flooring | #REF! | Sqm |  | #REF! |  |  |  |  | #REF! | #REF!
s | Concrete designer tiles flooring | #REF! | Sqm |  | #REF! |  |  |  |  | #REF! | #REF!
| Eurocon Tiles flooring | #REF! | Sqm |  | #REF! |  |  |  |  | #REF! | #REF!
| Supplying and fixing of Aluminium sliding window |  |  |  | 0 |  |  |  |  | #REF! | #REF!
| a.1.80 x 1.35 (Three track) | #REF! |  |  | #REF! |  |  |  |  | #REF! | #REF!
| b.1.35 x 1.35 (three track) | #REF! |  |  | #REF! |  |  |  |  | #REF! | #REF!
| a) size 1800x1350 SW1 |  | Sqm |  | 0 |  |  |  |  | #REF! | #REF!
| b)1200x1350 SW2 |  | Sqm |  | 0 |  |  |  |  | #REF! | #REF!
| supplying and fixing of colour matt finish floor tiles of size 12"x12" ( for officers) | #REF! | Sqm. |  | #REF! |  |  |  |  | #REF! | #REF!
| supplying and fixing of colour matt finish floor tiles of size 12"x12" ( for wall tiles) | #REF! | Sqm. |  | #REF! |  |  |  |  | #REF! | #REF!
| Supplying and fixing of wall panneling using Aluminium frame with MDF board | 3034.4 | Sqm |  | 0 |  |  |  |  | #REF! | #REF!
4.4 | Supply of material and lab ourfor Mineralfbre 600mmx600mm Grid false ceiling work | 915.02 | Sqm |  | 0 |  |  |  |  | #REF! | #REF!
| Supplying, fabricating, erecting and fixing Gyp board false ceiling using perforated sheet 10mm thk | 990 | Sqm |  | 0 |  |  |  |  | #REF! | #REF!
| Supplying and fixing of 100mm dia GI pipe | 905 | Rmt |  | 0 |  |  |  |  | #REF! | #REF!
| Supplying and fixing of Geyser (Data -SD 103) | 8467.3 | Each |  | 0 |  |  |  |  | #REF! | #REF!
| Supplying and fixing of CP wall mixer two in one (without telephone shower) including cost of all materials and all labour charges etc complete. CER No.178/13-14 | 3409 | Each |  | 0 |  |  |  |  | #REF! | #REF!
| Supplying and fixing of shower arm 9" long including cost of all materials and all labour charges etc. complete CER No.178/13-14 | 469.42 | Each |  | 0 |  |  |  |  | #REF! | #REF!
| Supplying and fixing of GM wheel valves ISI mark |  |  |  | 0 |  |  |  |  | #REF! | #REF!
| a.100mm GM Gate valves | 5640 | Each |  | 0 |  |  |  |  | #REF! | #REF!
| b.50mm GM Gate valves | 1340 | Each |  | 0 |  |  |  |  | #REF! | #REF!
| c.32mm GM Gate valves | 604 | Each |  | 0 |  |  |  |  | #REF! | #REF!
| Wiring with 1.5 sqmm PVC insulated single core multi strand fire retardant flexible copper cable with ISI mark confirming IS: 694:1990. (Modular) |  |  |  | 0 |  |  |  |  | #REF! | #REF!
| a. Light point with ceiling rose | 1000.51 | Each |  | 0 |  |  |  |  | #REF! | #REF!
| b. Light point without ceiling rose | 1003.51 | Each |  | 0 |  |  |  |  | #REF! | #REF!
| Wiring with 1.5 sqmm PVC insulated single core multi strand fire retardant flexible copper cable with ISI mark confirming IS: 694:1990 for 5 amps 5 pin Modular plug socket point @ Convenient Places. | 769.3 | Each |  | 0 |  |  |  |  | #REF! | #REF!
| Wiring with 1.5 sqmm PVC insulated single core multi strand fire retardant flexible copper cable with ISI mark confirming IS: 694:1990 for 5 amps 5 pin Modular plug socket point @ Switch Board Itself. | 536.55 | Each |  | 0 |  |  |  |  | #REF! | #REF!
| Supplying and laying of 3.5 core 70 sq.mm PVC armoured LTUG cable (below GL) | 627.4 | RMT |  | 0 |  |  |  |  | #REF! | #REF!
| S&F 3.5 X 70mm LTUG CABLE Above GL | 435 | RMT |  | 0 |  |  |  |  | #REF! | #REF!
| S&F 3.5 X 35mm LTUG CABLE Above GL | 356 | RMT |  | 0 |  |  |  |  | #REF! | #REF!
| S&F 3.5 X 25mm LTUG CABLE Above GL | 317 | RMT |  | 0 |  |  |  |  | #REF! | #REF!
| S&F 2X6 Sq.mm LTUG CABLE | 176.84 | Rmt |  | 0 |  |  |  |  | #REF! | #REF!
| Supplying and fixing of brass cable gland suitable for 3.5 core 70 Sqmm PVC armoured LTUG cable SD 189 | 293.25 | Each |  | 0 |  |  |  |  | #REF! | #REF!
| Supply & Fixing of Aluminium openable windows of size |  |  |  | 0 |  |  |  |  | #REF! | #REF!
| FW 1.80 x 1.65 m | #REF! | Sqm |  | #REF! |  |  |  |  | #REF! | #REF!
| W 1.50 x 1.35 m | #REF! | Sqm |  | #REF! |  |  |  |  | #REF! | #REF!
| W 1.20 x 1.35 m | #REF! | Sqm |  | #REF! |  |  |  |  | #REF! | #REF!
| KW 1.20 x 1.05 m | #REF! | Sqm |  | #REF! |  |  |  |  | #REF! | #REF!
| W 2 .0.75 x 1.35 m | #REF! | Sqm |  | #REF! |  |  |  |  | #REF! | #REF!
| a. 1.50 x 1.35 mt.window | #REF! | Sqm |  | #REF! |  |  |  |  | #REF! | #REF!
| b. 1.35 x 1.35 mt.window | #REF! | Sqm |  | #REF! |  |  |  |  | #REF! | #REF!
| c 1.20 x 1.35 mt.window | #REF! | Sqm |  | #REF! |  |  |  |  | #REF! | #REF!
| d. 0.75 x 1.35 mt.window | #REF! | Sqm |  | #REF! |  |  |  |  | #REF! | #REF!
| Cochin House |  |  |  | 0 |  |  |  |  | #REF! | #REF!
| a. 1.80 x 1.35 mt.window Three leaves | #REF! | Sqm |  | #REF! |  |  |  |  | #REF! | #REF!
| Aluminium window openable 1.35x1.05m (Two leaves) | #REF! | Sqm |  | #REF! |  |  |  |  | #REF! | #REF!
| Aluminium window openable 1.35x1.35m (Two leaves) | #REF! | Sqm |  | #REF! |  |  |  |  | #REF! | #REF!
| Aluminium window openable 1.2x1.35m (Two leaves) | #REF! | Sqm |  | #REF! |  |  |  |  | #REF! | #REF!
|  |  | Each |  | 0 |  |  |  |  | #REF! | #REF!
| Supply and fixing of 100 amps TPN sheet double break switch with HRC fuse and neutral on suitable angle iron frame work with MS cable entry boxes and PWD earthing(SR-14-15(p-65) | 6950 | Each |  | 0 |  |  |  |  | #REF! | #REF!
| Supply and fixing of 200 amps fuse unit SRP-66 | 634 | Each |  | 0 |  |  |  |  | #REF! | #REF!
| Supply and fixing of 200 amps TPN switch with HRC fuses sheet steel double break SRP-65, 3 © | 9470 | Each |  | 0 |  |  |  |  | #REF! | #REF!
| Supply and fixing of 250 amps cubical type panel board | 123622 | Each |  | 0 |  |  |  |  | #REF! | #REF!
| Supplying and fixing of SS Soap Tray including cost of all materials and all labour charges etc complete | 704.75 | Each |  | 0 |  |  |  |  | #REF! | #REF!
| Supplying and fixing of CP Angle valve Stop cock including cost of all materials and all labour charges etc complete | 514.85 | Each |  | 0 |  |  |  |  | #REF! | #REF!
| Supplying and fixing of 25x 3mm Copper flat | 473.5 | Rmt |  | 0 |  |  |  |  | #REF! | #REF!
| Supply and fixing of Health faucet approved quality with ISI mark | 952 | Each |  | 0 |  |  |  |  | #REF! | #REF!
| S&F TPN 12 way DB encloser (SR-p-80) | 11481.8 | Each |  | 0 |  |  |  |  | #REF! | #REF!
| S&F TPN 8 way DB encloser CER No.178/2013-14 | 5325.6 | Each |  | 0 |  |  |  |  | #REF! | #REF!
| S&F TPN 6 way DB encloser CER No.178/2013-14 | 8254.6 | Each |  | 0 |  |  |  |  | #REF! | #REF!
| S&F TPN 4 way DB encloser CER No.178/2013-14 | 6588 | Each |  | 0 |  |  |  |  | #REF! | #REF!
| Supply and fixing of spot light of approved make and company with ISI CFL bulb CER No.178/13-14 | 593 | Each |  | 0 |  |  |  |  | #REF! | #REF!
| S&F OF UPVC Windows |  |  |  | 0 |  |  |  |  | #REF! | #REF!
| a) FW 900 X 2100 | 6300 | Sqm |  | 0 |  |  |  |  | #REF! | #REF!
| b) W 1800 X 1650 | 6300 | Sqm |  | 0 |  |  |  |  | #REF! | #REF!
| c) W1 1500 X 1650 | 6300 | Sqm |  | 0 |  |  |  |  | #REF! | #REF!
| d) W0 2400 X 1650 | 6300 | Sqm |  | 0 |  |  |  |  | #REF! | #REF!
| e) W2 1200 X 1650 | 6300 | Sqm |  | 0 |  |  |  |  | #REF! | #REF!
| f) SW 4800 X 1650 | 6300 | Sqm |  | 0 |  |  |  |  | #REF! | #REF!
| g) FW1 4800 X 2300 | 6300 | Sqm |  | 0 |  |  |  |  | #REF! | #REF!
| h) FW2 4200 X 2300 | 6300 | Sqm |  | 0 |  |  |  |  | #REF! | #REF!
| Supply & Fixing of MS door shutter |  |  |  | 0 |  |  |  |  | #REF! | #REF!
| a)D1200 X 2400mm | 8520 | Each |  | 0 |  |  |  |  | #REF! | #REF!
| Supply & Fixing of MS ventilator of size |  |  |  | 0 |  |  |  |  | #REF! | #REF!
| b) V1 900 X 600mm | #REF! | Sqm |  | #REF! |  |  |  |  | #REF! | #REF!
| S & F of sodium vapour lamp with fitting 250watts | 5654 | Each |  | 0 |  |  |  |  | #REF! | #REF!
| Supplying and fixing in position of UPVC Ventilator louvered ventilator type for all sizes Revised SR 2018-19 p-57 it-192 | 6500 | Sqm |  | 0 |  |  |  |  | #REF! | #REF!
| Supplying and fixing in position of UPVC window of casement type( open) for all sizes Revised SR 2018-19 p-57 it-191 | 6000 | Sqm |  | 0 |  |  |  |  | #REF! | #REF!
| Supply and fixing of colour wash basin oval shape CER No.178/2013-14 | 2286.45 | Each |  | 0 |  |  |  |  | #REF! | #REF!
| Supplying and Fixing of Rolling shutters of all sizes (Gear Operated)( from 8m2 to 12m2 )Annex-Vi-P-45 rev SR 18-19 item -102-A-b | 2240 | Sqm |  | 0 |  |  |  |  | #REF! | #REF!
| Supplying and fixing of solid core flush door shutter of thickness 35mm |  |  |  | 0 |  |  |  |  | #REF! | #REF!
| a. door size 1.200m x 2.100 (Double leaf) | #REF! | Sqm |  | #REF! |  |  |  |  | #REF! | #REF!
| b. door size 1.200 m x 2.400 (double Leaf) | #REF! | Sqm |  | #REF! |  |  |  |  | #REF! | #REF!
| c. door size 1.000 m x 2.100 (Single Leaf) | #REF! | Sqm |  | #REF! |  |  |  |  | #REF! | #REF!
| d. door size 0.900 m x 2.100 (Single Leaf) | 2225.27 | Sqm |  | 0 |  |  |  |  | #REF! | #REF!
| e. door size 1.00 m x 2.400 (Single Leaf) | #REF! | Sqm |  | #REF! |  |  |  |  | #REF! | #REF!
| f. door size 1.50 m x 2.100 (Double leaf) | #REF! | Sqm |  | #REF! |  |  |  |  | #REF! | #REF!
| g door size 1.50 m x 2.40 (Double leaf) | #REF! | Sqm |  | #REF! |  |  |  |  | #REF! | #REF!
| h door size 1.80 m x 2.40 (Double leaf) | #REF! | Sqm |  | #REF! |  |  |  |  | #REF! | #REF!
| h door size 1.80 m x 2.10 (Double leaf) | #REF! | Sqm |  | #REF! |  |  |  |  | #REF! | #REF!
| Providing additional strutting to centering of plain surface. | #REF! | Sqm |  | #REF! |  |  |  |  | #REF! | #REF!
| S & F of Granite slab of size 4'x2', 18 to 20mm Thick For kitchen arrangements (jet black) |  |  |  | 0 |  |  |  |  | #REF! | #REF!
| a. In Ground floor | #REF! | Sqm |  | #REF! |  |  |  |  | #REF! | #REF!
| b. In First floor | #REF! | Sqm |  | #REF! |  |  |  |  | #REF! | #REF!
| c. In Second floor | #REF! | Sqm |  | #REF! |  |  |  |  | #REF! | #REF!
| d. In Third floor | #REF! | Sqm |  | #REF! |  |  |  |  | #REF! | #REF!
| S & F of Granite tile of size 2'x 1', 10mm Thick For kitchen arrangements (jet black) |  |  |  | 0 |  |  |  |  | #REF! | #REF!
| a. In Ground floor | #REF! | Sqm |  | #REF! |  |  |  |  | #REF! | #REF!
| b. In First floor | #REF! | Sqm |  | #REF! |  |  |  |  | #REF! | #REF!
| c. In Second floor | #REF! | Sqm |  | #REF! |  |  |  |  | #REF! | #REF!
| c. In Third floor | #REF! | Sqm |  | #REF! |  |  |  |  | #REF! | #REF!
| French window |  |  |  | 0 |  |  |  |  | #REF! | #REF!
| b) 3.08 x 2.1m | #REF! | Sqm. |  | #REF! |  |  |  |  | #REF! | #REF!
| b. 1.35 x 2.10 mt.window | 3358.02 | Sqm |  | 0 |  |  |  |  | #REF! | #REF!
| b. 1.35 x 1.35 mt.window | 3828.85 | Sqm |  | 0 |  |  |  |  | #REF! | #REF!
| b. 1.50 x 2.00 mt.window sankar nagar DSP | #REF! | Sqm |  | #REF! |  |  |  |  | #REF! | #REF!
| Aluminum Louvered ventilators |  |  |  | 0 |  |  |  |  | #REF! | #REF!
| a. 0.90 x 0.60 mt ventilators | #REF! | Sqm |  | #REF! |  |  |  |  | #REF! | #REF!
| b. 0.60 x 0.60 mt ventilators | #REF! | Sqm |  | #REF! |  |  |  |  | #REF! | #REF!
| c. 0.75 x 0.60 mt ventilators | #REF! | Sqm |  | #REF! |  |  |  |  | #REF! | #REF!
| d. 1.0 x 0.60 mt ventilators | #REF! | Sqm |  | #REF! |  |  |  |  | #REF! | #REF!
| Supply & Fixing of MS door (for lockup door ) |  |  |  | 0 |  |  |  |  | #REF! | #REF!
| MS door of Size 1000 x 2100mm | 0 | each |  | 0 |  |  |  |  | #REF! | #REF!
| MS door of Size 750 x 1350mm | 0 | Each |  | 0 |  |  |  |  | #REF! | #REF!
| Supply & Fixing of MS ventilator of size ( lockup) |  |  |  | 0 |  |  |  |  | #REF! | #REF!
| MS Ventilator of Size 1350 x 600mm | 3004.33 | Sqm |  | 0 |  |  |  |  | #REF! | #REF!
| MS Ventilator of Size 900 x 600mm | #REF! | Sqm |  | #REF! |  |  |  |  | #REF! | #REF!
| MS Ventilator of Size 600 x 600mm | #REF! | Sqm |  | #REF! |  |  |  |  | #REF! | #REF!
| MS Ventilator of Size 1285 x 600mm | #REF! | Sqm |  | #REF! |  |  |  |  | #REF! | #REF!
| Supply & Fixing of MS ventilator of size 1200 x 800 mm | #REF! | Sqm |  | #REF! |  |  |  |  | #REF! | #REF!
| MS ventilator of size 1000 x 800 mm | #REF! | Sqm |  | #REF! |  |  |  |  | #REF! | #REF!
| Supply and fixing of 19mm dia steam pipe for down rod of fan (SD 106) | 61.8 | Each |  | 0 |  |  |  |  | #REF! | #REF!
| Supply and fixing of SS Towel rail (75cm length) CER No.178/13-14 | 405 | Rmt |  | 0 |  |  |  |  | #REF! | #REF!
| Supply and fixing of weld mesh of size 7.5x2.5cmx10gauge | 325 | Sqm |  | 0 |  |  |  |  | #REF! | #REF!
| Supply and fixing of Chicken mesh | 35 | Sqm |  | 0 |  |  |  |  | #REF! | #REF!
| S & F of 15mm dia Engineering Polymer Tap (long body ) for coastal area only | #REF! | Each |  | #REF! |  |  |  |  | #REF! | #REF!
| S & F of 15mm dia Engineering Polymer Tap short body tap for coastal area only | #REF! | Each |  | #REF! |  |  |  |  | #REF! | #REF!
| S & F of CFL road way lighting luminaries suitable for fixing 36w CFL lamp | #REF! | Each |  | #REF! |  |  |  |  | #REF! | #REF!
| Augering 30 cm dia for compound wall | #REF! | Rmt |  | #REF! |  |  |  |  | #REF! | #REF!
| Finshing the top of Terrace floor with one course of solar reflective Ceramic tiles without base concrete | #REF! | Sqm. |  | #REF! |  |  |  |  | #REF! | #REF!
51. 1 | HDPE water tank 200 lit capacity with ISI mark | #REF! | Each |  | #REF! |  |  |  |  | #REF! | #REF!
| UPVC Non Pressure pipe of SN8 SDR 34 ( S 16.5) as per IS 15328/2003 |  |  |  | 0 |  |  |  |  | #REF! | #REF!
| a. 110 mm UPVC Non Pressure pipe | #REF! | Rmt |  | #REF! |  |  |  |  | #REF! | #REF!
| b. 160 mm UPVC Non Pressure pipe | #REF! | Rmt |  | #REF! |  |  |  |  | #REF! | #REF!
| PVC Specials as per IS 10124/1982 Part II |  |  |  | 0 |  |  |  |  | #REF! | #REF!
| a. 110 mm dia PVC bend (TWAD SR 17-18 P-19 S.No-4 ) | 236 | Each |  | 0 |  |  |  |  | #REF! | #REF!
| b. 160 mm dia PVC bend (TWAD SR 17-18 P-19 it-1.5, S.No-4 ) | 998 | Each |  | 0 |  |  |  |  | #REF! | #REF!
| PVC Equal Tee as per BIS 7834/1975 |  |  |  | 0 |  |  |  |  | #REF! | #REF!
| a. 110 mm dia PVC Equal tee(TWAD SR 17-18 P-19 S.No-9 ) | 289 | Each |  | 0 |  |  |  |  | #REF! | #REF!
| b. 160 mm dia PVC Equal tee(TWAD SR 17-18 P-19 S.No-9 ) | 788 | Each |  | 0 |  |  |  |  | #REF! | #REF!
| S & F of Indian Water closet white glazed (Oriya type) of size 580 x 440mm with PVC SWR grade ' P' or "S' trap - in G.F. | #REF! | Each |  | #REF! |  |  |  |  | #REF! | #REF!
| S & F of Indian Water closet white glazed (Oriya type) of size 580 x 440mm with PVC SWR grade ' P' or "S' trap- Other than G.F. | #REF! | Each |  | #REF! |  |  |  |  | #REF! | #REF!
| S & F of E.W.C.(White) 500 mm with PVC SWR grade "P" or "S" TRAP | #REF! | Each |  | #REF! |  |  |  |  | #REF! | #REF!
| French window |  |  |  | 0 |  |  |  |  | #REF! | #REF!
| a. FW (2.1 x 2.0 m ) 3 bay openable | 2729.44 | Sqm |  | 0 |  |  |  |  | #REF! | #REF!
| b.FW 1 (1.80 x 2.0 m )3 bay openable | 3025.63 | Sqm |  | 0 |  |  |  |  | #REF! | #REF!
| c. FW 2 (1.20 x 2.0 m ) 2 bay openable | 3025.63 | Sqm |  | 0 |  |  |  |  | #REF! | #REF!
| d.FW 3 (0.75 x 2.0 m ) Single bay openable | 3553.61 | Sqm |  | 0 |  |  |  |  | #REF! | #REF!
| e. FW (1.07 x 2.10 m ) 2 bay openable | #REF! | Sqm |  | #REF! |  |  |  |  | #REF! | #REF!
| Wiring with 1.5 sqmm PVC insulated single core multi strand fire retardant flexible copper cable with ISI mark confirming IS: 694:1990. ( PVC Box , Fire Retarded Box) For Coastal only |  |  |  | 0 |  |  |  |  | #REF! | #REF!
| a. Light point with ceiling rose | #REF! | Each |  | #REF! |  |  |  |  | #REF! | #REF!
| b. Light point without ceiling rose | #REF! | Each |  | #REF! |  |  |  |  | #REF! | #REF!
| c. Calling bell point with Buzzer/Calling bell | #REF! | Each |  | #REF! |  |  |  |  | #REF! | #REF!
| Wiring with 1.5 sqmm PVC insulated single core multi strand fire retardant flexible copper cable with ISI mark confirming IS: 694:1990 for Fan point.(PVC Electrical Box ) | #REF! | Each |  | #REF! |  |  |  |  | #REF! | #REF!
| Wiring with 1.5 sqmm PVC insulated single core multi strand fire retardant flexible copper cable with ISI mark confirming IS: 694:1990 for Staircase Light Point.(PVC Electrical Box ) | #REF! | Each |  | #REF! |  |  |  |  | #REF! | #REF!
67.1 | Wiring with 1.5 sqmm PVC insulated single core multi strand fire retardant flexible copper cable with ISI mark confirming IS: 694:1990 for 5 amps 5 pin plug socket point @ Switch Board Itself. | #REF! | Each |  | #REF! |  |  |  |  | #REF! | #REF!
| Wiring with 1.5 sqmm PVC insulated single core multi strand fire retardant flexible copper cable with ISI mark confirming IS: 694:1990 for 5 amps 5 pin plug socket point @ Convenient Places.(PVC Electrical Box ) | #REF! | Each |  | #REF! |  |  |  |  | #REF! | #REF!
| Supplying and fixing of 15 Amps 3 pin flush type plug using ( PVC Box , Fire Retarded Box) | #REF! | Each |  | #REF! |  |  |  |  | #REF! | #REF!
| Fabrication of Mild steel / RTS grills (without cement slurry) for all sizes of rods.(BINDING WIRE insulated with PVC) | #REF! | MT |  | #REF! |  |  |  |  | #REF! | #REF!
| PVC SWR 110 mm dia with ISI mark type- A for Rain water down fall pipe(UPVC SPECIAL CLAMP ) | #REF! | Rmt |  | #REF! |  |  |  |  | #REF! | #REF!
| Supply and fixing in posistion of 6 rows of 10 guage GI barbed wire 20 guage | #REF! |  |  | #REF! |  |  |  |  | #REF! | #REF!
| Supply ,laying & jointing the following pipes as per ASTM D 1785 of schedule 40 with UPVC Specials |  |  |  | 0 |  |  |  |  | #REF! | #REF!
| a. 32 mm dia | #REF! | Rmt |  | #REF! |  |  |  |  | #REF! | #REF!
| b. 25 mm dia | #REF! | Rmt |  | #REF! |  |  |  |  | #REF! | #REF!
| c. 20mm dia PVC water supply ASTM pipe (fully consealed in walls) | #REF! | Rmt |  | #REF! |  |  |  |  | #REF! | #REF!
| Providing Colour Marble chips of size 10mm and below using 70.20Kgs of cement and 15 cum of Colour Marble chips for every 10 sqm over the existing plastered surface ( For coastal area) | #REF! | Sqm |  | #REF! |  |  |  |  | #REF! | #REF!
| S & F of 15mm dia half turn CP long body tap | #REF! | Each |  | #REF! |  |  |  |  | #REF! | #REF!
| S & F of 15mm dia half turn CP short body tap | #REF! | Each |  | #REF! |  |  |  |  | #REF! | #REF!
| S & F of MS angle of size 50x 50x 5mm | 51.4 | Kg |  | 0 |  |  |  |  | #REF! | #REF!
| Granite Tiles flooring in cm1:3,20mm thk sathali steel/ grey | #REF! | Sqm |  | #REF! |  |  |  |  | #REF! | #REF!
| Bored cast sit piles installation of vertical cast in Situ Bored piles of following dia using Standardised concrete mix M30 Grade) |  |  |  | 0 |  |  |  |  | #REF! | #REF!
| a.500mm dia pile | #REF! | Rmt |  | #REF! |  |  |  |  | #REF! | #REF!
| b.450mm dia pile | #REF! | Rmt |  | #REF! |  |  |  |  | #REF! | #REF!
| c.400mm dia pile | #REF! | Rmt |  | #REF! |  |  |  |  | #REF! | #REF!
| Removing of clay from pile inlucing conveyance charges, loading and unloading charges etc.,all complete | 0 |  |  | 0 |  |  |  |  | #REF! | #REF!
| Chipping of RCC pile head of 500mm Dia of pile to the required cut off level and clearing away the debris from site with an average lead of 5 km etc. |  |  |  | 0 |  |  |  |  | #REF! | #REF!
| a.500mm dia pile | 764.05 | Rmt |  | 0 |  |  |  |  | #REF! | #REF!
| b.450mm dia pile | 619.82 | Rmt |  | 0 |  |  |  |  | #REF! | #REF!
| c.400mm dia pile | 491.17 | Rmt |  | 0 |  |  |  |  | #REF! | #REF!
| Mobilization Charges inclusive of Transportation to site assembling and Dismantling the rotary pile equipment employed for the works etc.(Qtn) | 40000 | No |  | 0 |  |  |  |  | #REF! | #REF!
| Conducting Routine vertical compression load test for bored cast in situ RCC piles of various dia by direct loading in accordance with IS 2911(PART IV)1985 excluding cost of pile and dismantling the same after testing, includung finishing pile head etc.(CER .no.60/2016-2017. Est Cochin house) | 70000 | No |  | 0 |  |  |  |  | #REF! | #REF!
| False ceiling with plain gybsum board (as per PWD SR. rate 2017-18, Anx- VI -It- 154 -a) | 713.54 | Sqm |  | 0 |  |  |  |  | #REF! | #REF!
| Wiring with 1.5 sqmm PVC insulated single core multi strand fire retardant flexible copper cable with ISI mark confirming IS: 694:1990. (Open wiring) |  |  |  | 0 |  |  |  |  | #REF! | #REF!
| a. Light point with ceiling rose | #REF! | Each |  | #REF! |  |  |  |  | #REF! | #REF!
| b. Light point without ceiling rose | #REF! | Each |  | #REF! |  |  |  |  | #REF! | #REF!
| Wiring with 1.5 sqmm PVC insulated single core multi strand fire retardant flexible copper cable with ISI mark confirming IS: 694:1990 for 5 amps 5 pin plug socket point @ Convenient Places.(Open wiring) | #REF! | Each |  | #REF! |  |  |  |  | #REF! | #REF!
| Wiring with 1.5 sqmm PVC insulated single core multi strand fire retardant flexible copper cable with ISI mark confirming IS: 694:1990 for 5 amps 5 pin plug socket point @ Switch Board Itself.(Open wiring) | #REF! | Each |  | #REF! |  |  |  |  | #REF! | #REF!
| Wiring with 1.5 sqmm PVC insulated single core multi strand fire retardant flexible copper cable with ISI mark confirming IS: 694:1990 for Fan point .(Open wiring) | #REF! | RMT |  | #REF! |  |  |  |  | #REF! | #REF!
| TW panelled door double leaves shutter with brass fittings of size . 1200X2100mm. | #REF! | Sqm |  | #REF! |  |  |  |  | #REF! | #REF!
| Providing putty to the wall | #REF! | Sqm |  | #REF! |  |  |  |  | #REF! | #REF!
| Aluminium Partition wall 1/3 5.5mm thick glass & 2/3 Novapan sheet 12mm thick outer top and bottom | #REF! | Sqm |  | #REF! |  |  |  |  | #REF! | #REF!
| Supply and fixing of colour matt finish door 15 microns double leaf door ( 1500 x 2100 mm) | #REF! | Sqm |  | #REF! |  |  |  |  | #REF! | #REF!
| Supply and fixing of colour matt finish door 15 microns double leaf door ( 1000 x 2100 mm) | #REF! | Sqm |  | #REF! |  |  |  |  | #REF! | #REF!
| supplying and fixing of colour matt finish floor tiles of size 12"x12" floor tiles | #REF! | Sqm |  | #REF! |  |  |  |  | #REF! | #REF!
| supplying and fixing of colour matt finish floor tiles of size 12"x18" for wall tiles | #REF! | Sqm |  | #REF! |  |  |  |  | #REF! | #REF!
| Supply and fixing of 20 Amps DP plug and socket in sheet enclosure with 32 A DP MCB in Flush with wall with earth connection ( For AC Plug ) Legrand ( MDS) / Hager( L& T) Equivalent/ Superior variety SD -140 2018-19 | 1692 | Each |  | 0 |  |  |  |  | #REF! | #REF!
| Supplying nd laying of 1000 x 1000 x 300mm size ms 16 swg powder coated cable terminal box with two compartment with necessary bus bar connected with TNEB etc., | #REF! | Each |  | #REF! |  |  |  |  | #REF! | #REF!
| Supplying and fixing of 200 Amps metal clad switch with rewirable fuse units, (Revised PWD SR 17-18/Pg.no.80 it-J Part c) | 8100 | Each |  | 0 |  |  |  |  | #REF! | #REF!
| Supply and Laying Rubber Moulded Hyraulic Pressed Paver Block 83 mm thick including labour charges for laying etc | 782.79 | Each |  | 0 |  |  |  |  | #REF! | #REF!
| Supplying and fixing of 250 Watts Metal halide Flood light etc., | #REF! | Each |  | #REF! |  |  |  |  | #REF! | #REF!
21.6 | R.C.C.Door frames of size 100 x 75mm with one edge grooves size 't' x 20 mm ( with out M20 or M30 grade old data ) |  |  |  | 0 |  |  |  |  | #REF! | #REF!
| a. 900 x 2100 mm | #REF! | Each |  | #REF! |  |  |  |  | #REF! | #REF!
| c. 1200 x 2100 mm | #REF! | Each |  | #REF! |  |  |  |  | #REF! | #REF!
| d. 750 x 2100 mm | #REF! |  |  | #REF! |  |  |  |  | #REF! | #REF!
| c. 1000 x 2100 mm | #REF! | Each |  | #REF! |  |  |  |  | #REF! | #REF!
| Total Rs. |  |  |  | #REF! | [5 empty] | #REF!
|  | #REF! | Each | [7 empty] | #REF!
#REF!
| MS door of Size 1000 x 2100mm |  | Each
| MS door of Size 750 x 1350mm |  | Each
| MS Ventilator of Size 900 x 600mm | #REF! | Sqm
| MS Ventilator of Size 600 x 600mm | #REF! | Sqm
| MS Ventilator of Size 1285 x 600mm | #REF! | Sqm
| MS Ventilator of Size 1350 x 600mm |  | Sqm
| TW double leaves shutter of size 1800 x 2100mm |  | Sqm
| Ornamental TW double leaves panelled shutter of size 1800 x 2100mm |  | Sqm
| Ornamental TW double leaves panelled shutter of size 1800 x 2400mm |  | Sqm
| 1500 liters capacity of HDPE Water Tank | 12300 | Each
| Providing shahabad stone flooring | #REF! | Sqm
| Eurocon Tiles flooring | #REF! | Sqm
| Vetrified Tiles flooring | #REF! | Sqm
| kota stone flooring | #REF! | Sqm
| Granite Tiles flooring | #REF! | Sqm
| Plastering with ccccm 1:3, 12mm mixed with WPC | #REF! | Sqm
| HDPE water tank 5000 lit capacity | 41000 | Each
| #REF! | #REF! | Sqm
| TW Panelled Door 1500 X 2100MM (Double leaves) | #REF! | Sqm
| TW Panelled Door 1500 X 2400MM (Double leaves) | #REF! | Sqm
| TW Panelled Door 1200 X 2400MM (Double leaves) | #REF! | Sqm
| TW Panelled Door 1800 X 2400MM (Double leaves) | #REF! | Sqm
| Partly glazed and partly BWR panelled door shutter (Double leaves) with brass screws. a. 1500x2400mm | #REF! | Sqm
| Partly glazed and partly TW panelled door shutter (Double leaves) with brass screws. a. 1200x2400mm | #REF! | Sqm
| T.W DOOR SHUTTER TWO LEAVES(2000 X 2400 mm) WITH BRASS FITINGS | #REF! | Sqm
| BWR door 900 x 2400 single leaf | #REF! | Sqm
| BWR door 1050 x 2400 single leaf | #REF! | Sqm
| BWR door 1200 x 2400 double leaves | #REF! | Sqm
| BWR door 1500 x 2400 double leaves | #REF! | Sqm
| 450 x 375 x 20 m thick TW plank | #REF! | Each
| 40 mm dia GI pipe "B"class | #REF! | Rmt
| Supplying and fixing of Three phase ELCB | #REF! | Each
| MDF 900 x 2100 single | #REF! | Sqm
| MDF 1000 x 2100 | #REF! | Sqm
| MDF 1200 x 2100 | #REF! | Sqm
| MDF 1500 X 2100MM (Double Leaf) | #REF! | Sqm
| MDF 1200 X 2100MM (Double Leaf) | #REF! | Sqm
| MDF 1500 X 2400MM (Double Leaf) | #REF! | Sqm
| MDF double leaf shutter with TW alround frame for ward robe / cup board | #REF! | Sqm
| Varnishing one coat | #REF!
| Varnishing two coat | #REF!
| Red oxide plastering in CM 1:4 | #REF!
| Under reamed pile (Single) | #REF!
| LIGHT POINT WITH CEILING ROSE FOR ADMINISTRATIVE BLOCKS AND COMMUNITY CENTRE | #REF!
| LIGHT POINT WITH BAKELITE BATTERN TYPE HOLDER FOR ADMINISTRATIVE BLOCKS AND COMMUNITY CENTRE | #REF!
| FAN POINT FOR ADMINISTRATIVE BLOCKS AND COMMUNITY CENTRE | #REF!
| STAIRCASE LIGHT POINT FOR ADMINISTRATIVE BLOCKS AND COMMUNITY CENTRE | #REF!
| 2 X 2.5 Sq mm in fully concealed PVC conduit | #REF!
| 2 X 4 Sq mm in fully concealed PVC conduit | #REF!
| 4 X 4 Sq mm in fully concealed PVC conduit | #REF!
| 32 AMPS DOUBLE POLE MAIN SWITCH ON TEAK WOOD BOARD TOP MES SERVICE CONNECTION / MOTOR PUMP( SINGLE PHASE ) SET | #REF!
| Supply and fixing 4 way 250 volt single phase with neutral link metalic distribution board on suitable Teak wood board etc., all complete including connections. | #REF!
| 16 AMPS TPIC ON TEAK WOOD BOARD FOR 3 PHASE MES SERVICE CONNECTION AND 3 PHASE MOTOR PUMPSETS | #REF!
| Supplying and fixing of 32 amps triple pole main switch with fuse and neutral link on a suitable well varnished teak wood board | #REF!
| THREE PHASE DISTRIBUTION BOARD WITH 6 WAY PHASE AND 30 AMPS / WAY WITH FUSE AND NEUTRAL LINK ON SUITABLE TW PLANK TOP MES CONNECTION BOARD (FOR 12 IN 1 BLOCKS) | #REF!
| THREE PHASE DISTRIBUTION BOARD WITH 4 WAY PHASE AND 3 AMPS/WAY FUSE AND NEUTRAL LINK FOR MES SERVICE CONNECTION ( 6 IN 1 BLOCKS ) | #REF!
| FIXING OF TUBE LIGHT FITTINGS ON WALL / CEILING | #REF!
| FIXING OF TUBE FITTINGS SUSPENDED FROM CEILING | #REF!
| ( to be supplied by the department free of cost ) on suitable well varnished teak wood plank | #REF!
| Charges for fixing single phase RCCB/ELCB on fully concealed suitable MS BOX | #REF!
| Charges for fixing three phase RCCB/ ELCB on suitable well varnished teak wood plank | #REF!
| Charges for fixing Three phase RCCB/ELCB on fully concealed suitable MS BOX | #REF!
| Supplying and delivery of Single phase ELCB/RCCB | #REF!
| Supplying and delivery of Three phase ELCB/RCCB | #REF!
| 2 x 4 Sqmm Copper PVC insulated unsheathed single core 1 KV grade cable for EB service single phase. | #REF!
| 4 x 4 Sq mm copper PVC insulated unsheathed single core cable for 3 phase EB service connection | #REF!
| Supply of 40 mm dia GI pipe "B"class | #REF!
| Laying of U.G. Cable below Ground Level | #REF!
| Fixing of UG cables on Walls / Ceiling | #REF!
| Fixing of Tube light street light fitting | #REF!
| Charges for fixing Mercury, Sodium Vapour lamp street light fittings ( all types ) in the existing pole with required GI pipes 'B' class and accessories ( Street light fittings alone will be supplied departmentally at free of cost ). | #REF!
| S & F TNEB Meter Board made up of MS box 600 x 225 mm with door and lock and key arrangements | #REF!
| 25 mm dia PVC pipe Heavy duty with ISI mark for TV/ Telephone line | #REF!
| TV/Telephone line junction | #REF!
| Supply and erection of Tubular lamp, using 65 mm dia GI pipe 'B' class pipe with ISI mark of 6 mt length and 20 mm dia GI pipe 'B' class upto 2 mt with. | #REF!
| Tube light - Box type | #REF!
| Open wiring for Light point with ceiling rose for flats/ houses | #REF!
| Open wiring Light point with bakelite batern type holder for flats/ houses(Open wiring) | #REF!
| Open wiring POINT WIRING FOR CALLING BELL / BUZZER WITH PUSH SWITCH FOR ALL TYPE OF BUILDING (OPEN WIRING) | #REF!
| Open wiring FAN POINT FOR ADMINISTRATIVE BLOCKS AND COMMUNITY CENTRE | #REF!
| Open wiring STAIRCASE LIGHT POINT FOR ADMINISTRATIVE BLOCKS AND COMMUNITY CENTRE (Open wiring) | #REF!
| Open wiring 5 AMPS 5 PIN PLUG SOCKET POINT AT CONVENIENT PLACES (OPEN WIRING) | #REF!
| Open wiring 2 X1.5 Sqmm in fully concealed PVC conduit | #REF!
| Open wiring 2 X 2.5 Sq mm in fully concealed PVC conduit (open wiring) | #REF!
| whitewashing one coat | #REF!
| whitewashing one coat for old wall | #REF!
| whitewashing two coat for old wall | #REF!
| Thorough scrapping the old wall | #REF!
| Thorough scrapping the old iron work | #REF!
| Thorough scrapping the old wood work | #REF!
| Cement paint one coat for old wall | #REF!
| Cement paint two coat for old wall | #REF!
| painting one coat for old iron work | #REF!
| painting two coat for old iron work | #REF!
| painting one coat for old wood work | #REF!
| painting two coat for old wood work | #REF!
| Matt paint one coat for old wall | #REF!

## SI 2 in 1 ALIYAR
TAMIL NADU POLICE HOUSING CORPORATION LTD
COIMBATORE DIVISION
Name of Work : Construction of 2 Nos of SI and 28 Nos of PC/HC Qtrs at Aliyar in Coimbatore district
Detailed Estimate
SI quarters - (G + 1) - 2 in 1
S.No | Description | Nos |  | Measurements in mtrs |  |  | Qty
|  |  |  | L | B | D
1.1 | Earth work excavation for foundation in all soils and sub soils to required depth including refilling charges including all cost etc.
| Footing F1 | 1 | 1 | 1.3 | 1.3 | 1 | 1.69
| Footing F2 | 1 | 3 | 1.4 | 1.4 | 1 | 5.88
| Footing F3 | 1 | 5 | 1.55 | 1.55 | 1 | 12.01
| Footing F4 | 1 | 2 | 1.65 | 1.65 | 1 | 5.45
| Footing F5 | 1 | 4 | 1.8 | 1.8 | 1 | 12.96
| Grade Beams | [5 empty] | 0
| Outer alround GB1 | 1 | 1 | 38.22 | 0.38 | 0.4 | 5.81
| Hori GB1 | 1 | 1 | 8.18 | 0.38 | 0.4 | 1.24
| Hori GB1 @ Staircase | 1 | 1 | 2 | 0.38 | 0.4 | 0.3
| Vertical beam GB1A Stair adj | 1 | 1 | 6.5 | 0.38 | 0.4 | 0.99
| Vertical beam GB1A b/w liv & bed I | 1 | 1 | 2.94 | 0.38 | 0.4 | 0.45
| Vertical beam GB1A b/w bed II & C.T & Kit | 1 | 2 | 2.99 | 0.38 | 0.4 | 0.91
| Vertical beam GB1A b/w Kit & A.T | 1 | 1 | 2.29 | 0.38 | 0.4 | 0.35
| Sit out Alround GB1 | 1 | 1 | 7.75 | 0.38 | 0.4 | 1.18
| Deductions | [5 empty] | 0
| Column C1 | -1 | 9 | 0.23 | 0.3 | 0.4 | -0.25
| Column C2 | -1 | 2 | 0.23 | 0.38 | 0.4 | -0.07
| Column C3 | -1 | 4 | 0.23 | 0.38 | 0.4 | -0.14
| Entrance steps | 1 | 1 | 2.76 | 1.65 | 0.6 | 2.73
| Inspection chambers | 1 | 4 | 1.26 | 1.26 | 0.45 | 2.86
[6 empty] | Total | 54.35
[6 empty] | Say | 54.4 | Cum
1.3 | Earth work excavation for SDR
| Footing F1 | 1 | 1 | 1.3 | 1.3 | 1 | 1.69
| Footing F2 | 1 | 3 | 1.4 | 1.4 | 1 | 5.88
| Footing F3 | 1 | 5 | 1.55 | 1.55 | 1 | 12.01
| Footing F4 | 1 | 2 | 1.65 | 1.65 | 1 | 5.45
| Footing F5 | 1 | 4 | 1.8 | 1.8 | 1 | 12.96
[6 empty] | Total | 37.99
[6 empty] | Say | 38 | Cum
2.1 | Supplying and Filling in Foundation and Basement with Filling sand.
| Entrance steps | 1 | 1 | 6 | 1.65 | 0.1 | 0.99
| Inspection chambers | 1 | 4 | 1.26 | 1.26 | 0.1 | 0.64
| Inner portion of Living | 1 | 1 | 3.115 | 5.38 | 0.15 | 2.51
| Inner portion of Bed I | 1 | 1 | 3.88 | 3.15 | 0.15 | 1.83
| Inner portion of bed II | 1 | 1 | 3.115 | 3.3 | 0.15 | 1.54
| Inner portion of Kitchen | 1 | 1 | 2.45 | 3.14 | 0.15 | 1.15
| Inner portion of common toilet Passage | 1 | 1 | 2.735 | 1.2 | 0.15 | 0.49
| Inner portion of attached toilet | 1 | 1 | 1.2 | 2.45 | 0.15 | 0.44
| Inner portion of Staircase | 1 | 1 | 4.3 | 2.4 | 0.15 | 1.55
[6 empty] | Total | 11.14
[6 empty] | Say | 11.2 | Cum
3.1 | Plain Cement Concrete 1:5:10 using 40 mm HBSJ.
| Footing F1 | 1 | 1 | 1.3 | 1.3 | 0.1 | 0.17
| Footing F2 | 1 | 3 | 1.4 | 1.4 | 0.1 | 0.59
| Footing F3 | 1 | 5 | 1.55 | 1.55 | 0.1 | 1.2
| Footing F4 | 1 | 2 | 1.65 | 1.65 | 0.1 | 0.54
| Footing F5 | 1 | 4 | 1.8 | 1.8 | 0.1 | 1.3
| Grade Beams | [5 empty] | 0
| Grade beam alround | 1 | 1 | 38.22 | 0.38 | 0.1 | 1.45
| Ver. b/w kit, bed I & bed II, living | 1 | 1 | 7.95 | 0.38 | 0.1 | 0.3
| Stair case adj. wall | 1 | 1 | 7.6 | 0.38 | 0.1 | 0.29
| Hori. b/w Bed I & kitchen | 2 | 1 | 2.68 | 0.38 | 0.1 | 0.2
| Hori. b/w Bed II & living | 1 | 1 | 3.35 | 0.38 | 0.1 | 0.13
| Stair case rear wall | 1 | 1 | 2.63 | 0.38 | 0.1 | 0.1
| Common wall bet toilet | 1 | 1 | 2.74 | 0.38 | 0.1 | 0.1
| Deductions | [5 empty] | 0
| Column C1 | -1 | 9 | 0.23 | 0.3 | 0.1 | -0.06
| Column C2 | -1 | 2 | 0.23 | 0.3 | 0.1 | -0.01
| Column C3 | -1 | 4 | 0.23 | 0.38 | 0.1 | -0.03
| Entrance steps | 1 | 1 | 6 | 1.65 | 0.1 | 0.99
| Inspection chambers | 1 | 4 | 1.26 | 1.26 | 0.1 | 0.64
[6 empty] | Total | 7.9
[6 empty] | Say | 7.9 | Cum
4.1 | M 20 grade concrete for Foundation and Basement
| Footing F1 | 1 | 1 | 1.1 | 1.2 | 0.35 | 0.46
| Footing F2 | 1 | 3 | 1.2 | 1.2 | 0.35 | 1.51
| Footing F3 | 1 | 5 | 1.35 | 1.35 | 0.4 | 3.65
| Footing F4 | 1 | 2 | 1.45 | 1.45 | 0.4 | 1.68
| Footing F5 | 1 | 4 | 1.6 | 1.6 | 0.5 | 5.12
| Column upto basement | [5 empty] | 0
| Column C1 | -1 | 9 | 0.23 | 0.3 | 1.5 | -0.93
| Column C2 | -1 | 2 | 0.23 | 0.3 | 1.5 | -0.21
| Column C3 | -1 | 4 | 0.23 | 0.38 | 1.5 | -0.52
| Grade Beams | [5 empty] | 0
| Grade beam alround | 1 | 1 | 38.22 | 0.23 | 0.4 | 3.52
| Ver. b/w kit, bed I & bed II, living | 1 | 1 | 7.95 | 0.23 | 0.4 | 0.73
| Stair case adj. wall | 1 | 1 | 7.6 | 0.23 | 0.4 | 0.7
| Hori. b/w Bed I & kitchen | 2 | 1 | 2.68 | 0.23 | 0.4 | 0.49
| Hori. b/w Bed II & living | 1 | 1 | 3.35 | 0.23 | 0.4 | 0.31
| Stair case rear wall | 1 | 1 | 2.63 | 0.23 | 0.4 | 0.24
| Common wall bet toilet | 1 | 1 | 2.74 | 0.23 | 0.4 | 0.25
| Plinth Beams | [5 empty] | 0
| Grade beam alround | 1 | 1 | 38.22 | 0.23 | 0.15 | 1.32
| Ver. b/w kit, bed I & bed II, living | 1 | 1 | 7.95 | 0.23 | 0.15 | 0.27
| Stair case adj. wall | 1 | 1 | 7.6 | 0.23 | 0.15 | 0.26
| Hori. b/w Bed I & kitchen | 2 | 1 | 2.68 | 0.23 | 0.15 | 0.18
| Hori. b/w Bed II & living | 1 | 1 | 3.35 | 0.23 | 0.15 | 0.12
| Stair case rear wall | 1 | 1 | 2.63 | 0.23 | 0.15 | 0.09
| Common wall bet toilet | 1 | 1 | 2.74 | 0.23 | 0.15 | 0.09
| Staircase toe beam | 1 | 1 | 2.46 | 0.23 | 0.3 | 0.17
[6 empty] | Total | 19.5
[6 empty] | Say | 19.5 | Cum
6.2 | Brickwork in C.M 1:5 in Foundation and Basement.
| Outer alround | 1 | 1 | 38.22 | 0.23 | 0.6 | 5.27
| Ver. wall b/w kit, bed I & bed II, living | 1 | 1 | 7.95 | 0.23 | 0.6 | 1.1
| Stair case adj. wall | 1 | 1 | 7.6 | 0.23 | 0.6 | 1.05
| Hori. wall b/w Bed I & kitchen | 2 | 1 | 2.68 | 0.23 | 0.6 | 0.74
| Hori. wall b/w Bed II & living | 1 | 1 | 3.35 | 0.23 | 0.6 | 0.46
| Stair case rear wall | 1 | 1 | 2.63 | 0.23 | 0.6 | 0.36
| Common wall b/w toilet | 1 | 1 | 2.74 | 0.23 | 0.6 | 0.38
| Deductions | [5 empty] | 0
| Column C1 | -1 | 9 | 0.23 | 0.3 | 0.6 | -0.37
| Column C2 | -1 | 2 | 0.23 | 0.3 | 0.6 | -0.08
| Column C3 | -1 | 4 | 0.23 | 0.38 | 0.6 | -0.21
| Steps 1 | 1 | 1 | 2.46 | 1.5 | 0.45 | 1.66
| Steps 2 | 1 | 1 | 2.46 | 1.2 | 0.15 | 0.44
| Steps 3 | 1 | 1 | 2.46 | 0.9 | 0.15 | 0.33
| Steps 4 | 1 | 1 | 2.46 | 0.6 | 0.15 | 0.22
| Steps 5 | 1 | 1 | 2.46 | 0.3 | 0.15 | 0.11
| Inspection chamber | 1 | 4 | 3.32 | 0.23 | 1 | 3.05
[6 empty] | Total | 14.51 | Cum
8.1 | M 20 grade concrete for super structure
a.) In ground floor
| Column C1 | 1 | 9 | 0.23 | 0.38 | 2.45 | 1.93
| Column C2 | 1 | 2 | 0.23 | 0.38 | 2.45 | 0.43
| Column C3 | 1 | 4 | 0.23 | 0.38 | 2.45 | 0.86
| Mid landing cantilever beam | 1 | 1 | 3.9 | 0.23 | 0.3 | 0.27
| Mid landing slab | 1 | 1 | 1 | 2 | 0.125 | 0.25
| Mid landing slab - projection | 1 | 1 | 0.3 | 1 | 0.125 | 0.04
| Waist slab - I flight | 1 | 1 | 3.1 | 1 | 0.125 | 0.39
| Steps | 0.5 | 10 | 1 | 0.3 | 0.15 | 0.23
| Sill slab - W | 2 | 2 | 1.96 | 0.23 | 0.05 | 0.09
| Sill slab - W1 | 1 | 2 | 1.66 | 0.23 | 0.05 | 0.04
| Sill slab - W2 | 1 | 2 | 1.21 | 0.23 | 0.05 | 0.03
| Sill slab - KW | 2 | 2 | 1.66 | 0.23 | 0.05 | 0.08
| Sill slab - FW | 1 | 2 | 2.26 | 0.23 | 0.05 | 0.05
| Shoe rack | 1 | 2 | 1.46 | 0.23 | 0.15 | 0.1
| Hearth slab | 1 | 2 | 7.08 | 0.83 | 0.05 | 0.59
| Main door lintel | 1 | 2 | 1.46 | 0.23 | 0.15 | 0.1
| Window lintel W | 2 | 2 | 1.96 | 0.23 | 0.15 | 0.27
| Window lintel W1 | 1 | 2 | 1.66 | 0.23 | 0.15 | 0.11
| Window lintel W2 | 1 | 2 | 1.21 | 0.23 | 0.15 | 0.08
| Window lintel KW | 2 | 2 | 1.66 | 0.23 | 0.15 | 0.23
| Window lintel FW | 1 | 2 | 2.26 | 0.23 | 0.15 | 0.16
| Living / dining lintel | 1 | 2 | 5.38 | 0.23 | 0.2 | 0.49
| Bed I lintel | 1 | 2 | 3.15 | 0.23 | 0.2 | 0.29
| Bed II lintel | 1 | 2 | 3.3 | 0.23 | 0.2 | 0.3
| Kitchen lintel | 1 | 2 | 3.14 | 0.23 | 0.15 | 0.22
| Jally lintel | 2 | 2 | 1.21 | 0.23 | 0.1 | 0.11
| Window sunshade W | 2 | 2 | 1.96 | 0.6 | 0.065 | 0.31
| Window sunshade W1 | 2 | 1 | 1.66 | 0.6 | 0.065 | 0.13
| Window sunshade W2 | 2 | 1 | 1.21 | 0.6 | 0.065 | 0.09
| Kitchen window sunshade | 2 | 2 | 1.66 | 0.6 | 0.065 | 0.26
| Window sunshade FW | 2 | 1 | 2.26 | 0.6 | 0.065 | 0.18
| Bed I Loft | 1 | 2 | 3.15 | 0.785 | 0.05 | 0.25
| Bed II Loft | 1 | 2 | 3.115 | 0.6 | 0.05 | 0.19
| Kitchen loft | 1 | 2 | 3.14 | 0.6 | 0.05 | 0.19
Roof beams
Horizontal beams
| Front wall beam | 1 | 1 | 10.32 | 0.23 | 0.4 | 0.95
| Beam b/w bed I & att. toilet | 1 | 1 | 3.88 | 0.23 | 0.575 | 0.51
| Beam b/w Kitchen rear beam, att. toilet & kit. | 2 | 1 | 2.68 | 0.23 | 0.4 | 0.49
| Beam b/w living & bed II & Bed II rear beam | 2 | 1 | 3.115 | 0.23 | 0.4 | 0.57
| Stair rear beam | 1 | 1 | 2.63 | 0.23 | 0.4 | 0.24
| Comm. toilet rear beam | 1 | 1 | 2.63 | 0.23 | 0.23 | 0.14
Vertical beams
| Bed I outer beam | 1 | 1 | 3.38 | 0.23 | 0.4 | 0.31
| Att. toilet outer beam | 1 | 1 | 1.2 | 0.23 | 0.3 | 0.08
| Kitchen outer beam | 1 | 1 | 3.14 | 0.23 | 0.4 | 0.29
| Beam b/w living, bed II & bed I, kitchen | 1 | 1 | 8.795 | 0.23 | 0.4 | 0.81
| Stair adj. beam | 1 | 1 | 4.4 | 0.23 | 0.4 | 0.4
| Comm. toilet adj. & middle beam | 1 | 3 | 2.735 | 0.23 | 0.4 | 0.75
| A/f extra depth | 1 | 1 | 2.735 | 0.23 | 0.225 | 0.14
| Comm. toilet rear side | 1 | 1 | 1.43 | 0.23 | 0.3 | 0.1
Roof slab
| Living /dining room | 1 | 1 | 3.115 | 5.38 | 0.125 | 2.09
| bed room 2 | 1 | 1 | 3.115 | 3.3 | 0.125 | 1.28
| common toilet & passage | 1 | 1 | 1.2 | 2.735 | 0.125 | 0.41
| Kitchen | 1 | 1 | 2.45 | 3.14 | 0.125 | 0.96
| bed room 1 | 1 | 1 | 3.88 | 3.15 | 0.125 | 1.53
| attached toilet | 1 | 1 | 2.45 | 1.2 | 0.125 | 0.37
| Waist slab - II flight | 1 | 1 | 2.86 | 1 | 0.125 | 0.36
| landing slab front | 1 | 1 | 2.4 | 0.3 | 0.125 | 0.09
| Steps | 0.5 | 9 | 1 | 0.3 | 0.15 | 0.2
[6 empty] | Total | 22.41
[6 empty] | Say | 22.5 | Cum
b.) In first floor
| As per same qty in GF | 1 | 1 | 22.5 |  |  | 22.5
| Tank slab bottom | 1 | 1 | 4.65 | 1.73 | 0.15 | 1.21
| Column C1 | 1 | 7 | 0.23 | 0.38 | 1.2 | 0.73
| Column C2 | 1 | 2 | 0.23 | 0.38 | 1.2 | 0.21
| Column C3 | 1 | 2 | 0.23 | 0.38 | 1.2 | 0.21
[6 empty] | total | 24.86
[6 empty] | say | 24.9
Head Room coloum
| Column C1 | 1 | 2 | 0.23 | 0.38 | 2.45 | 0.43
| Column C3 | 1 | 2 | 0.23 | 0.38 | 2.45 | 0.43
| Roof beam alround | 1 | 1 | 14.52 | 0.23 | 0.3 | 1
| Slab alround | 1 | 1 | 2.4 | 4.4 | 0.13 | 1.37
| Lintel at terrace door TD | 1 | 1 | 1.46 | 0.23 | 0.15 | 0.05
| Lintel at Grill G | 1 | 1 | 2.46 | 0.23 | 0.15 | 0.08
| H/R terrace door TD sunshade | 1 | 1 | 1.46 | 0.6 | 0.065 | 0.06
| Grill G sunshade | 1 | 1 | 2.46 | 0.6 | 0.065 | 0.1
[6 empty] | Total | 3.52
[6 empty] | Say | 3.6 | Cum
9.2 | Brick work in C.M 1:6 for super structure
a) Ground Floor
| Main walls alround | 1 | 1 | 39.14 | 0.23 | 2.45 | 22.06
| diff rear wall of toilet near bed2 | 1 | 1 | 1.09 | 0.23 | 0.1 | 0.03
| bed1, kitch & living, bed2 | 1 | 1 | 7.72 | 0.23 | 2.45 | 4.35
| stair and living | 1 | 1 | 5.72 | 0.23 | 2.45 | 3.22
| D/F MD | 1 | -1 | 1 | 0.23 | 2.1 | -0.48
| D/F D | 1 | -1 | 0.9 | 0.23 | 2.1 | -0.43
| D/F door open for kitchen | 1 | -1 | 0.8 | 0.23 | 2.1 | -0.39
| D/F open shoe rack | 1 | -1 | 0.9 | 0.23 | 0.6 | -0.12
| D/F W | 1 | -2 | 1.5 | 0.23 | 1.35 | -0.93
| D/F W1 | 1 | -1 | 1.2 | 0.23 | 1.35 | -0.37
| D/F W2 | 1 | -1 | 0.75 | 0.23 | 1.35 | -0.23
| D/F KW | 1 | -2 | 1.2 | 0.23 | 1.05 | -0.58
| D/F FW | 1 | -1 | 1.8 | 0.23 | 1.65 | -0.68
| D/F J | 1 | -2 | 0.75 | 0.23 | 0.6 | -0.21
| D/F stair opening | 1 | -1 | 2.4 | 0.23 | 2.4 | -1.32
| D/f lintel alround | 1 | -1 | 55.99 | 0.23 | 0.1 | -1.29
| D/F bed1, kitchen, living, bed2 | 1 | -1 | 7.72 | 0.23 | 0.1 | -0.18
| D/F living and staircase | 1 | -1 | 5.72 | 0.23 | 0.1 | -0.13
| D/F sill slab W | 1 | -2 | 1.96 | 0.23 | 0.05 | -0.05
| D/F sill slab W1 | 1 | -1 | 1.66 | 0.23 | 0.05 | -0.02
| D/F sill slab W2 | 1 | -1 | 1.31 | 0.23 | 0.05 | -0.02
| D/F sill slab KW | 1 | -2 | 1.66 | 0.23 | 0.05 | -0.04
| D/F sill slab FW | 1 | -1 | 2.26 | 0.23 | 0.05 | -0.03
| D/F nitch open | 1 | -2 | 0.5 | 0.23 | 0.4 | -0.09
| D/F Column C1 | 1 | -10 | 0.23 | 0.23 | 2.45 | -1.3
| D/F column C2 | 1 | -3 | 0.23 | 0.3 | 2.45 | -0.51
| ward robe in bed1 | 1 | 2 | 1.05 | 0.6 | 0.12 | 0.15
| ward robe in bed2 | 1 | 1 | 1.05 | 0.6 | 0.12 | 0.08
| c/b base in bed2 | 1 | 1 | 1.02 | 0.3 | 0.12 | 0.04
| c/b in living | 1 | 1 | 0.94 | 0.3 | 0.12 | 0.03
| c/b base in kitchen | 1 | 1 | 1.4 | 0.45 | 0.12 | 0.08
| Sundreis | [5 empty] | 0.19
[6 empty] | Total | 20.83
[6 empty] | Say | 20.9 | Cum
b.) In first floor
| As per same Qty in GF | 1 | 1 | 20.9 |  |  | 20.9 | Cum
| Stair rear wall | 1 | 2 | 4.58 | 0.23 | 2.4 | 5.06
25.96
[6 empty] | Say | 26 | Cum
c.) In Second floor
| Head room main walls | 1 | 1 | 13.65 | 0.23 | 2.55 | 8.01
| D/F head room door | 1 | -1 | 0.9 | 0.23 | 2.1 | -0.43
| D/f Column C1 | 1 | -3 | 0.23 | 0.23 | 2.1 | -0.33
| D/f Column C2 | 1 | -1 | 0.23 | 0.3 | 2.1 | -0.14
[6 empty] | Total | 7.11
[6 empty] | Say | 7.2 | Cum
10.2 | Brick partition wall in C.M 1:4, 110 mm thick
Ground Floor
| bed1, kitchen & toilet | 1 | 2 | 2.45 |  | 2.74 | 13.43
| living and bed 2 | 1 | 1 | 3.12 |  | 2.45 | 7.64
| D/F beam bed1 and toilet | 1 | -1 | 2.45 |  | 0.29 | -0.71
| living, bed 2 and toilet | 1 | 1 | 2.74 |  | 2.45 | 6.71
| toilet and wash basin | 1 | 1 | 1.2 |  | 2.74 | 3.29
| D/F D1 | 1 | -2 | 0.75 |  | 2.1 | -3.15
| D/f opening WB | 1 | -1 | 0.75 |  | 2.1 | -1.58
| D/f D bed 2 | 1 | -1 | 0.9 |  | 2.1 | -1.89
| shoe rak rear wall | 1 | 1 | 0.9 |  | 0.6 | 0.54
| c/b side wall hall | 1 | 2 | 0.3 |  | 2.1 | 1.26
| D/F lintel bed1, kitch and toilet | 1 | -2 | 2.45 |  | 0.1 | -0.49
| D/f lintel for lving, bed2 and toil | 1 | -1 | 2.74 |  | 0.1 | -0.27
| D/f toilet and wash basin | 1 | -1 | 1.2 |  | 0.1 | -0.12
| D/F living and bed2 | 1 | -1 | 3.12 |  | 0.1 | -0.31
| sanitary duct wall | 2 | 2 | 0.6 |  | 2.75 | 6.6
[6 empty] | Total | 30.95
[6 empty] | Say | 31 | Sqm
c.) In first floor
| As per same qty in GF | 1 | 1 | 31 |  |  | 31 | Sqm
| Parapet alround | 1 | 1 | 24.25 |  | 1.2 | 29.1
| D/f brick pillar | 2 | 4 | 0.23 |  | 1.2 | 2.21
[6 empty] | total | 62.31
[6 empty] | say | 62.35
c.) In second floor
| Parapet alround above head room | 1 | 1 | 17.44 |  | 0.45 | 7.85
| D/f brick pillar above head room | -2 | 2 | 0.23 |  | 0.45 | -0.41
| D/f brick pillar | -2 | 2 | 0.23 |  | 0.45 | -0.41
[6 empty] | Total | 7.03
[6 empty] | Say | 7.1 | Sqm
11.2 | Brick partition wall in C.M 1:4, 70 mm thick
a.) In ground floor
| Bed1 side wall | 1 | 3 | 0.6 |  | 2.1 | 3.78
| Bed2 c/b side wall | 1 | 2 | 0.3 |  | 2.1 | 1.26
| bed2 w/r side wall | 1 | 1 | 0.6 |  | 2.1 | 1.26
| kitchen c/b side wall | 1 | 3 | 0.5 |  | 2.1 | 3.15
| below sink slab | 1 | 2 | 0.6 |  | 0.5 | 0.6
| below hearth slab | 2 | 2 | 0.6 |  | 0.8 | 1.92
| shoe rack side wall | 1 | 2 | 0.1 |  | 0.6 | 0.12
[6 empty] | Total | 12.09
[6 empty] | Say | 12.1 | Sqm
b.) In first floor
| As per same qty in GF | 1 | 1 | 12.1 |  |  | 12.1 | Sqm
12.1 | Brick partition wall in C.M 1:4, 50 mm tk.
a.) In ground floor
| s/c hand rails | 1 | 1 | 6.48 |  | 0.8 | 5.18
[6 empty] | Total | 5.18
[6 empty] | Say | 5.2 | Sqm
b.) In first floor
| As per same qty in GF | 1 | 1 | 5.2 |  |  | 5.2 | Sqm
| Landing | 1 | 1 | 1 |  | 0.9 | 0.9
[6 empty] | Total | 6.1 | Sqm
13.1 | Filling with exacavated earth
| Bed I | 1 | 1 | 3.88 | 3.15 | 0.3 | 3.67
| toilet | 1 | 1 | 2.45 | 1.03 | 0.3 | 0.76
| kitchen | 1 | 1 | 2.45 | 3.08 | 0.3 | 2.26
| bed II | 1 | 1 | 3.115 | 3.24 | 0.3 | 3.03
| living | 1 | 1 | 3.115 | 5.325 | 0.3 | 4.98
| toilet | 1 | 1 | 1.085 | 1.745 | 0.3 | 0.57
| WB area | 1 | 1 | 1.085 | 0.76 | 0.3 | 0.25
| staircase area | 1 | 1 | 2.4 | 4.4 | 0.3 | 3.17
[6 empty] | Total | 18.69 | Cum
14.1 | Precast slab of 20mm tk.
a.) In ground floor
| bed1 WR | 1 | 2 | 1.16 | 0.6 |  | 1.39
| bed2 WR | 1 | 2 | 1.16 | 0.6 |  | 1.39
| bed2 c/b | 1 | 4 | 1.13 | 0.3 |  | 1.36
| living c/b | 1 | 4 | 1.13 | 0.3 |  | 1.36
| kitch c/b | 1 | 4 | 0.81 | 0.45 |  | 1.46
| shoe rack | 1 | 2 | 1 | 0.3 |  | 0.6
| Sundries | [5 empty] | 0
[6 empty] | Total | 7.56 | Sqm
b.) In first floor
| As per same qty in GF | 1 | 1 | 7.56 |  |  | 7.56 | Sqm
14.II | Precast slab 40 mm tk.
a) In Foundation & Basement
| IC | 1 | 4 | 0.83 | 0.83 |  | 2.76
| Sundries | [5 empty] | 0.49
[6 empty] | Total | 3.25
[6 empty] | Say | 3.3 | Sqm
b) In Ground floor
| Shoe rack top | 1 | 1 | 1 | 0.3 |  | 0.3
[6 empty] | Total | 0.3 | Sqm
c) In First floor
| qty as per GF | [5 empty] | 0.3 | Sqm
16.1 | Precast Jally ventilator 50mm tk.
a ) In Ground Floor
| Jolly - toilet | 1 | 2 | 0.75 |  | 0.6 | 0.9
| Sundries | [5 empty] | 0.2
[6 empty] | Total | 1.1 | Sqm
b) In First floor
| qty as per GF | [5 empty] | 1.1 | Sqm
| Jolly in HR | 1 | 1 | 1.2 |  | 1.2 | 1.44
| Elevation purpose | 1 | 4 | 0.3 |  | 0.3 | 0.36
| Sundreis | [5 empty] | 0.2
[6 empty] | Total | 3.1 | Sqm
21.2 | Teak wood wrought & put up
a) T.W. over 2 m & below 3 m
| Main Door Vertical | 2 | 2 | 0.1 | 0.08 | 2.1 | 0.067
[6 empty] | Total | 0.067 | Cum
b) T.W. below 2 m length.
| Main Door Top | 2 | 1 | 1 | 0.08 | 0.1 | 0.016
| Main Door Thresh hold plate | 2 | 1 | 1 | 0.08 | 0.1 | 0.016
[6 empty] | Total | 0.032 | Cum
23.3 | Supplying & fixing of Magnetic door catches
| Main door & bed room I & II door | 2 | 3 |  |  |  | 6 | Nos
24 | Supplying and fixing in position of steel windows. |  |  |  |  | Kg/Sqm
| FW 1.80 X 1.65 | 1 | 2 | 1.8 | 1.65 | 35 | 207.9
| W 1.50 X 1.35 | 2 | 2 | 1.5 | 1.35 | 35 | 283.5
| W1 1.20 X 1.35 | 1 | 2 | 1.2 | 1.35 | 35 | 113.4
| W2 0.75 X 1.35 | 1 | 2 | 0.75 | 1.35 | 35 | 70.88
| KW 1.20 X 1.05 | 2 | 2 | 1.2 | 1.05 | 35 | 176.4
[6 empty] | Total | 852.08
[6 empty] | Say | 852.1 | Kg
25 | Hold fast
| Main door | 6 | 2 |  |  |  | 12
| Bed I & Bed II | 6x2 | 2 |  |  |  | 24
[6 empty] | Total | 36 | Nos
26 | Flooring in C.C 1:5:10
| Bed 1 | 1 | 1 | 3.88 | 3.15 | 0.075 | 0.92
| Toilet | 1 | 1 | 2.45 | 1.03 | 0.075 | 0.19
| kitchen | 1 | 1 | 2.45 | 3.08 | 0.075 | 0.57
| bed2 | 1 | 1 | 3.115 | 3.24 | 0.075 | 0.76
| living | 1 | 1 | 3.115 | 5.325 | 0.075 | 1.24
| toilet | 1 | 1 | 1.085 | 1.745 | 0.075 | 0.14
| WB | 1 | 1 | 1.085 | 0.76 | 0.075 | 0.06
| staircase area | 1 | 1 | 2.4 | 4.4 | 0.075 | 0.79
| Sundries | [5 empty] | 0.45
[6 empty] | Total | 5.12
[6 empty] | Say | 5.2 | Cum
28 | Floor plastering in C.M 1:4, 20 mm thick
| entrance steps tread | 1 | 2 | 2.86 | 0.3 |  | 1.72
| entrance steps raiser | 1 | 2 | 2.86 | 0.15 |  | 0.86
| entrance step 1st raiser | 1 | 1 | 2.86 | 0.3 |  | 0.86
| side of 1st step | 1 | 2 | 1.5 | 0.3 |  | 0.9
| side of 2nd step | 1 | 2 | 1.2 | 0.15 |  | 0.36
| side of 3rd step | 1 | 2 | 0.9 | 0.15 |  | 0.27
| side of 4th step | 1 | 2 | 0.6 | 0.15 |  | 0.18
| side of 5th step | 1 | 2 | 0.3 | 0.15 |  | 0.09
| entrance step front - tread | 2 | 2 | 1.46 | 0.3 |  | 1.75
| first step raiser | 2 | 1 | 1.46 | 0.3 |  | 0.88
| 2nd to 6th step raiser | 2 | 2 | 1.46 | 0.15 |  | 0.88
| sides 1step | 2 | 1 | 1.5 | 0.3 |  | 0.9
| sides 2step | 2 | 1 | 1.2 | 0.15 |  | 0.36
| sides 3step | 2 | 1 | 0.9 | 0.15 |  | 0.27
| sides 4step | 2 | 1 | 0.6 | 0.15 |  | 0.18
| sides 5step | 2 | 1 | 0.3 | 0.15 |  | 0.09
| steps 1,3 th fligt tread | 2 | 8 | 1 | 0.25 |  | 4
| " riser | 2 | 9 | 1 | 0.17 |  | 3.06
| steps 2,4 th fligt tread | 2 | 5 | 1 | 0.25 |  | 2.5
| " riser | 2 | 8 | 1 | 0.17 |  | 2.72
| IC bottom | 2 | 4 | 0.6 | 0.6 |  | 2.88
| Sundries | [5 empty] | 0.36
[6 empty] | Total | 26.07
[6 empty] | Say | 26.1 | Sqm
30 | Ellis pattern flooring
| midlanding GF & FF | 1 | 2 | 2.4 | 1 |  | 4.8
| floor landing projec GF & FF | 1 | 2 | 3 | 1 |  | 6
| projected slab top for liv | 1 | 2 | 3.16 | 1 |  | 6.32
| step area near 2nd flight | 1 | 2 | 1 | 0.3 |  | 0.6
| top of tank base slab | 1 | 2 | 2.91 | 1.8 |  | 10.48
| Sundries | [5 empty] | 0.03
[6 empty] | Total | 28.23
[6 empty] | Say | 28.3 | Sqm
31 | Weathering course
| bath depression - IWC | 1 | 1 | 1.2 | 2.45 | 0.38 | 1.12
| EWC | 1 | 1 | 1.09 | 2.4 | 0.18 | 0.47
[6 empty] | Total | 1.59 | Cum
33 | Plastering in C.M 1:5, 12 mm thick
| bed 1 inside alround | 2 | 1 | 14.06 |  | 2.75 | 77.33
| " side wall | 5 | 4 | 0.6 |  | 2.1 | 25.2
| D jams | 2 | 2 | 0.15 |  | 2.1 | 1.26
| D/F D | 2 | -2 | 0.9 |  | 2.1 | -7.56
| D/f W | 2 | -2 | 1.5 |  | 1.35 | -8.1
| D/F D1 | 2 | -2 | 0.75 |  | 2.1 | -6.3
| loft top | 2 | 1 | 3.15 | 0.6 |  | 3.78
| toilet inner alround | 2 | 1 | 7.3 |  | 2.75 | 40.15
| toilet inner alround | 2 | 1 | 7.3 |  | 2.81 | 41.03
| D/F D1 | 2 | -2 | 0.75 |  | 2.1 | -6.3
| D/f J | 2 | -2 | 0.75 |  | 0.6 | -1.8
| jams D1 | 2 | 2 | 0.08 |  | 2.1 | 0.67
| D/F wall tile jams | 2 | -1 | 0.08 |  | 1.5 | -0.24
| kitchen inner alround | 2 | 1 | 11.18 |  | 2.75 | 61.49
| D/F opening | 2 | -1 | 0.8 |  | 2.1 | -3.36
| jams opening | 2 | 2 | 0.23 |  | 2.1 | 1.93
| c/b walls | 5 | 4 | 0.45 |  | 2.1 | 18.9
| sides of hearth slab | 5 | 8 | 0.6 |  | 0.75 | 18
| sides of sink | 5 | 4 | 0.6 |  | 0.5 | 6
| top of hearth slab | 2 | 1 | 2.45 | 0.6 |  | 2.94
| D/F sink area | 2 | -2 | 0.6 | 0.6 |  | -1.44
| top of hearth slab | 2 | 1 | 2.09 | 0.6 |  | 2.51
| loft top | 2 | 1 | 3.14 | 0.6 |  | 3.77
| loft top | 2 | 1 | 1.85 | 0.6 |  | 2.22
| D/f KW | 1 | -2 | 1.2 |  | 1.05 | -2.52
| bed 2 inner alround | 2 | 1 | 12.83 |  | 2.75 | 70.57
| WR side wall | 2 | 2 | 0.6 |  | 2.1 | 5.04
| c/b side wall | 1 | 2 | 0.3 |  | 2.1 | 1.26
| WR side wall | 2 | 2 | 0.72 |  | 2.1 | 6.05
| jamds D | 8 | 2 | 0.15 |  | 2.1 | 5.04
| loft top | 2 | 1 | 3.12 | 0.6 |  | 3.74
| D/f D | 2 | -1 | 0.9 |  | 2.1 | -3.78
| D/F W | 2 | -2 | 1.5 |  | 1.35 | -8.1
| d/F W2 | 2 | -2 | 0.75 |  | 1.35 | -4.05
| living iner alround | 2 | 1 | 16.99 |  | 2.735 | 92.94
| MD jams | 2 | 2 | 0.15 |  | 2.1 | 1.26
| open WB jams | 1 | 2 | 0.12 |  | 2.1 | 0.5
| c/b side wall | 1 | 2 | 0.3 |  | 2.1 | 1.26
| D/f MD | 2 | -1 | 1 |  | 2.1 | -4.2
| D/F D | 2 | -2 | 0.9 |  | 2.1 | -7.56
| D/f kitchen opening | 2 | -1 | 0.8 |  | 2.1 | -3.36
| D/F WB opening | 7 | -2 | 0.75 |  | 2.1 | -22.05
| D/f FW | 7 | -2 | 1.8 |  | 1.35 | -34.02
| D/F skirting MD jams | 7 | -2 | 0.15 |  | 0.1 | -0.21
| shoe rack side walls | 7 | 2 | 0.19 |  | 0.6 | 1.6
| shoe rack side walls | 7 | 1 | 0.3 |  | 0.6 | 1.26
| shoe rack side walls | 7 | 1 | 0.12 |  | 0.6 | 0.5
| wash basin inner alround | 7 | 2 | 4.04 |  | 2.735 | 154.69
| D/f D1 | 7 | -2 | 0.75 |  | 2.1 | -22.05
| D/F opening | 7 | -2 | 0.75 |  | 2.1 | -22.05
| D/F wall tiles above WB | 7 | -2 | 1.72 |  | 0.6 | -14.45
| toilet inner alround GF | 7 | 1 | 6 |  | 2.31 | 97.02
| staircase inner alround | 1 | 1 | 13.6 |  | 8.5 | 115.6
| D/F MD | 2 | -1 | 1 |  | 2.1 | -4.2
| D/F head room door | 1 | -1 | 0.9 |  | 2.1 | -1.89
| head room door jams | 1 | 2 | 0.23 |  | 2.1 | 0.97
| D/f midlanding slab baring | 1 | -2 | 2.4 |  | 0.115 | -0.55
| D/F foor landing slab bearing | 1 | -2 | 1.23 |  | 0.115 | -0.28
| D/F flight 1 & 3 | 2 | -2 | 2.84 |  | 0.115 | -1.31
| D/F flight 2 & 4 | 2 | -1 | 2.49 |  | 0.115 | -0.57
| outer plastering total | [5 empty] | 674.18 | Sqm
| parapet inner side | 1 | 1 | 39.14 |  | 1.2 | 46.97
| parapet walltop | 1 | 1 | 39.14 | 0.23 |  | 9
| brick pillar at corners | 8 | 2 | 0.45 | 0.12 |  | 0.86
| D/F stair opening | 1 | -2 | 2.4 |  | 2.45 | -11.76
| opening jams | 8 | 2 | 0.23 |  | 2.45 | 9.02
| outer plast. wall alround exc. Hr | 1 | 1 | 39.14 |  | 10.75 | 420.76
| opern terrace parapet inside | 1 | 1 | 29.65 |  | 0.6 | 17.79
| tank support wall sides | 1 | 2 | 1.53 |  | 1.2 | 3.67
| head room walls alround | 1 | 1 | 15.44 |  | 2.375 | 36.67
| D/F parapet wall baring | 1 | -2 | 0.23 |  | 1.2 | -0.55
| top of parapet alround | 1 | 1 | 18.18 |  | 0.425 | 7.73
| top of parapet alround | 1 | 1 | 17.72 | 0.115 |  | 2.04
| parapet inside inner alround | 1 | 1 | 17.26 |  | 0.15 | 2.59
| D/F head room door | 2 | -1 | 0.9 |  | 2.1 | -3.78
| D/F MD | 2 | -1 | 1 |  | 2.1 | -4.2
| D/F W | 2 | -2 | 1.5 |  | 1.35 | -8.1
| D/F W1 | 2 | -1 | 1.2 |  | 1.35 | -3.24
| D/F w2 | 2 | -1 | 0.75 |  | 1.35 | -2.03
| D/F KW | 2 | -2 | 1.2 |  | 1.05 | -5.04
| D/F FW | 2 | -1 | 1.8 |  | 1.65 | -5.94
| D/F J | 2 | -4 | 0.75 |  | 0.6 | -3.6
| D/F head room J | 1 | -1 | 1.2 |  | 1.2 | -1.44
| sanitary duct wall sides | 2 | 2 | 0.6 |  | 6.82 | 16.37
| top of s/s over W - bed-1 | 2 | 1 | 2.92 | 0.45 |  | 2.63
| top of s/s over W - bed-2 | 2 | 1 | 1.96 | 0.45 |  | 1.76
| top of s/s pver W1 | 2 | 1 | 1.43 | 0.45 |  | 1.29
| top of s/s pver W2 | 2 | 1 | 1.08 | 0.45 |  | 0.97
| top of s/s over KW | 2 | 1 | 1.66 | 0.45 |  | 1.49
| top of s/s over KW for rear wall | 2 | 1 | 1.61 | 0.45 |  | 1.45
| top of over J in toilet | 2 | 1 | 0.3 | 0.45 |  | 0.27
| sides of s/s over W | 1 | 3 | 0.45 |  | 0.063 | 0.09
| sides of s/s over W1 | 2 | 2 | 0.45 |  | 0.063 | 0.11
| sides of s/s over W2 | 2 | 2 | 0.45 |  | 0.063 | 0.11
| sides of s/s over KW | 1 | 2 | 0.45 |  | 0.063 | 0.06
| jams W | 2 | 4 | 4.2 | 0.18 |  | 6.05
| Jams W1 | 2 | 2 | 3.9 | 0.18 |  | 2.81
| jams W2 | 2 | 2 | 3.45 | 0.18 |  | 2.48
| jams KW | 2 | 4 | 3.3 | 0.18 |  | 4.75
| jams Fw | 2 | 2 | 5.1 | 0.18 |  | 3.67
| jams J | 2 | 4 | 1.95 | 0.18 |  | 2.81
| IC outer alround | 2 | 4 | 4.24 |  | 0.9 | 30.53
| top of IC | 2 | 4 | 3.32 | 0.23 |  | 6.11
| jams head room J | 1 | 1 | 4.8 | 0.18 |  | 0.86
| Sundries | [5 empty] | 0
| Outer plastering total |  |  |  |  | Total | 594.09 | Sqm
| Total Plastering |  |  |  |  | Total | 1268.27 | Sqm
[6 empty] | Say | 1268.3 | Sqm
34 | Plastering in C.M 1:4, 12 mm thick
| IC inner | 2 | 2 | 2.4 |  | 0.9 | 8.64
| staircase hand rail | 2 | 2 | 6.48 |  | 0.8 | 20.74
| " FF landing | 1 | 2 | 1 |  | 0.8 | 1.6
| top of hand rails | 2 | 1 | 6.48 |  | 0.05 | 0.65
| Sundries | [5 empty] | 0.25
[6 empty] | Total | 31.88
[6 empty] | Say | 31.9 | Sqm
35 | Ceiling plastering in C.M 1:3, 10 mm thick
| Bed 1 | 1 | 2 | 3.88 | 3.15 |  | 24.44
| loft bottom-bed | 1 | 2 | 3.15 | 0.6 |  | 3.78
| D/F parttion wall baring | 8 | 3 | 0.6 | 0.08 |  | 1.15
| toilet near bed1 | 1 | 2 | 2.45 | 1.2 |  | 5.88
| kitchen | 1 | 2 | 2.45 | 3.14 |  | 15.39
| kitchen loft bottom | 1 | 2 | 3.15 | 0.6 |  | 3.78
| kitchen loft bottom | 1 | 2 | 1.85 | 0.6 |  | 2.22
| hearth slab bottom | 1 | 2 | 2.45 | 0.6 |  | 2.94
| hearth slab bottom | 1 | 2 | 2.7 | 0.6 |  | 3.24
| sink vertical side | 2 | 2 | 0.6 | 0.25 |  | 0.6
| bed 2 | 1 | 2 | 3.12 | 3.3 |  | 20.59
| loft bottom bed 2 | 1 | 2 | 3.12 | 0.6 |  | 3.74
| D/F c/b partition wall | 2 | -2 | 0.3 | 0.08 |  | -0.1
| D/F c/b baring | 2 | -2 | 0.3 | 0.12 |  | -0.14
| D/F WR | 1 | -2 | 0.6 | 0.08 |  | -0.1
| living | 1 | 2 | 3.12 | 5.38 |  | 33.57
| toilet | 1 | 2 | 1.2 | 1.8 |  | 4.32
| WB area | 1 | 2 | 1.2 | 0.82 |  | 1.97
| lintel bottom MD | 1 | 2 | 1 | 0.15 |  | 0.3
| lintel bottom D | 1 | 2 | 0.9 | 0.15 |  | 0.27
| lintel bototm D | 1 | 2 | 0.9 | 0.04 |  | 0.07
| lintel bottom D1 | 1 | 2 | 0.75 | 0.04 |  | 0.06
| lintel kitchen opening | 1 | 2 | 0.8 | 0.23 |  | 0.37
| lintel opening WB | 1 | 2 | 0.75 | 0.23 |  | 0.35
| over W | 1 | 2 | 1.5 | 0.18 |  | 0.54
| over W1 | 1 | 2 | 1.2 | 0.18 |  | 0.43
| over W2 | 1 | 2 | 0.75 | 0.18 |  | 0.27
| over KW | 1 | 2 | 1.2 | 0.18 |  | 0.43
| over FW | 1 | 2 | 1.8 | 0.18 |  | 0.65
| over KJ | 1 | 2 | 0.75 | 0.18 |  | 0.27
| over head room door | 1 | 2 | 0.9 | 0.23 |  | 0.41
| head room ceiling | 1 | 2 | 2.4 | 5.63 |  | 27.02
| projection slab h/r, | 1 | 2 | 5.86 | 0.19 |  | 2.23
| " wall area | 1 | 2 | 0.23 | 1 |  | 0.46
| midlanding bottom | 1 | 2 | 2.4 | 1 |  | 4.8
| floor landing bottom | 1 | 2 | 2.4 | 1 |  | 4.8
| flor.near steps | 1 | 2 | 1 | 0.25 |  | 0.5
| slab proj. bottom GF & FF | 1 | 2 | 6.39 | 1 |  | 12.78
| s/s bottom W-bed1 | 1 | 2 | 2.92 | 0.45 |  | 2.63
| s/s bottom W-bed2 | 1 | 2 | 1.96 | 0.45 |  | 1.76
| s/s w1 in bed 1 | 1 | 2 | 1.43 | 0.45 |  | 1.29
| s/s j in toilet | 1 | 2 | 0.3 | 0.45 |  | 0.27
| s/s w2 in bed 2 | 1 | 2 | 1.08 | 0.45 |  | 0.97
| kw | 1 | 2 | 1.61 | 0.45 |  | 1.45
| kw | 1 | 2 | 1.66 | 0.45 |  | 1.49
| flight 1,3 | 1 | 2 | 2.84 | 1 |  | 5.68
| flight 2,4 | 1 | 2 | 2.49 | 1 |  | 4.98
| tank slab bottom | 1 | 1 | 2.45 | 1.52 |  | 3.72
| Sundries | [5 empty] | 0.14
[6 empty] | Total | 208.66
[6 empty] | Say | 208.7 | Sqm
35.1 | Plastering CM 1:3 12mm tk With WPC
| IWC Sunken alround | 1 | 1 | 6.64 |  | 0.45 | 2.99
| IWC Sunken bot | 1 | 1 | 1.2 | 2.12 |  | 2.54
| EWC Sunken alround | 1 | 1 | 7.2 |  | 0.23 | 1.66
| EWC Sunken bot | 1 | 1 | 1.2 | 2.4 |  | 2.88
[6 empty] | Total | 10.07
[6 empty] | Say | 10.1
36 | Cement mortar Border in C.M. 1:5, 12 mm tk.
a) 150mm wide
| Parapet & Head room | 1 | 1 | 50 |  |  | 50
[6 empty] | Say | 50 | Rmt
b) 75 mm wide
| Parapet & Head Room | 1 | 2 | 50 |  |  | 100
| For Windows | 2 | 6 | 5 |  |  | 60
[6 empty] | Say | 160 | Rmt
c) 50mm wide
| alround | 1 | 1 | 50 |  |  | 50
| jolly | 1 | 4 | 3 |  |  | 12
[6 empty] | Total | 62
[7 empty] | 53 | Rmt
37.1 | White washing three coats
| As per ceiling plastering item no.35 | 1 | 1 | 208.7 |  |  | 208.7 | Sqm
39 | M.S grills |  |  |  | Kg/m2
| Terrace grill door | 1 | 1 | 1 | 25 | 2.1 | 52.5
[6 empty] | Total | 52.5 | Kgs
40 | Painting - New "wood work" |  |  |  | co-eff
| Bed doors | 2 | 2 | 0.9 | 2.6 | 2.1 | 19.66 | Sqm
41 | Painting - New "iron work" |  |  |  | co-eff
| windows KW | 2 | 2 | 1.2 | 1 | 1.05 | 5.04
| windows FW | 1 | 2 | 1.8 | 1 | 1.65 | 5.94
| windows W | 2 | 2 | 1.5 | 1 | 1.35 | 8.1
| windows W1 | 1 | 2 | 1.2 | 1 | 1.35 | 3.24
| windows W2 | 1 | 2 | 0.75 | 1 | 1.35 | 2.03
| Head room grill door | 1 | 1 | 1 | 1 | 2.1 | 2.1
| For Pipes 32mm dia | 1 | 3.14 | 25 | 1 | 0.032 | 2.51
| For Pipes 25mm dia | 1 | 3.14 | 46.25 | 1 | 0.025 | 3.63
| For Pipes 110mm dia | 1 | 3.14 | 30 | 1 | 0.11 | 10.36
| For Pipes 75mm dia | 1 | 3.14 | 53 | 1 | 0.075 | 12.48
[6 empty] | Total | 55.43
[6 empty] | Say | 55.5 | Sqm
46 | Supplying & fixing of 20 mm dia aluminium hanger rod
| At ward robe | 2 | 2 | 1 |  |  | 4 | Rmt
47 | Supplying & fixing of Aluminium towel rail 75 cm long
| At attached toilet & common toilet | 3 | 2 |  |  |  | 6 | Nos
48 | Supplying & fixing of 5 pin coat stand
| At bed I, bed II | 2 | 2 |  |  |  | 4 | Nos
49 | Supplying & fixing of chromium plated 8 gauge picture hook
| For Hall | 2 | 2 |  |  |  | 4
| windows | 2 | 4 |  |  |  | 8
| For bed | 2 | 2 |  |  |  | 4
| For passage | 2 | 2 |  |  |  | 4
[6 empty] | Total | 20 | Nos
50.3 | Supply & planting avenue trees
| Front portion | 1 | 4 |  |  |  | 4 | Nos
50.4 | Providing tree guard | 1 | 4 |  |  |  | 4 | Nos
52 | PVC Water supply (ASTM)
a.) 32 mm dia
| BL to tank top | 1 | 1 | 10 |  |  | 10
| BL to tank top | 1 | 1 | 15 |  |  | 15
[6 empty] | Total | 25 | Rmt
b.) 25 mm dia over flow pipe tank 1 to 6
| OHT - GF (Common toilet & kitchen) | 1 | 1 | 9 |  |  | 9
| OHT - FF (Common toilet & kitchen) | 1 | 1 | 8 |  |  | 8
| OHT - GF (Tank to attached toilet) | 1 | 1 | 10.8 |  |  | 10.8
| OHT - FF (Tank to attached toilet) | 1 | 1 | 7.95 |  |  | 7.95
| Air vent | 1 | 1 | 1.5 |  |  | 1.5
| over flow pipe | 1 | 1 | 9 |  |  | 9
[6 empty] | Total | 46.25 | Rmt
52.1 | Supply of G.I pipe 20mm dia for hot water | 1 | 2 | 2 |  |  | 4 | Rmt
57 | S & F of E.W.C. (white) | 1 | 2 |  |  |  | 2 | Nos
59.2 | Gully trap using kiln burnt country bricks 22x11x7 cm
| Common to attached toilet | 1 | 2 |  |  |  | 2
| kichen | 1 | 2 |  |  |  | 2
[6 empty] | Total | 4 | Nos
60 | PVC Nahani trap (4way/2way)
| At toilet & wash basin | 5 | 2 |  |  |  | 10 | Nos
61.1 | UPVC Non Pressure pipe of SN8 SDR 34 (S 16.5) as per IS 15328 / 2003
| a.) 110 mm S.W. pipe | 2 | 2 | 5 |  |  | 20 | Rmt
| b.) 160 mm S.W. pipe | 1 | 1 | 25 |  |  | 25 | Rmt
62.1 | UPVC bend
| b.) 160mm dia | 1 | 4 |  |  |  | 4 | Nos
62.2 | UPVC Tee
| b.) 160mm dia | 1 | 2 |  |  |  | 2 | Nos
69 | 15 Amp. Power plug
| At Kit and EWC (Washing machine, Heater, kitchen) | 3 | 2 |  |  |  | 6 | Nos
72 | Box type Fibre Fan hook
| At hall cum living | 2 | 2 |  |  |  | 4
| At bed I & bed II | 2 | 2 |  |  |  | 4
| Saddle hook | 2 | 2 |  |  |  | 4
[6 empty] | Total | 12 | Nos
73.1 | 6 way - D.B. | 1 | 1 |  |  |  | 1 | Nos
74 | Charges for fixing of "Fan" | 4 | 2 |  |  |  | 8 | Nos
76 | 8 SWG wire | 1 | 10 |  |  |  | 10 | Nos
71 | Triple pole main switch | 1 | 3 |  |  |  | 3 | Nos
77.2 | Supplying and fixing of A/C metal clad switch
| Bed | 1 | 2 |  |  |  | 2 | Nos
77.3 | S&F of TV/Telephone line Socket
| At Hall | 3 | 2 |  |  |  | 6 | Nos
77.4 | S&F of 20mm dia PVC pipe for TV/Telephone line
| To Terrace | 3 | 2 | 6.5 |  |  | 39 | Rmt
78 | Earthing Station IS3043 (Type I) | 1 | 1 |  |  |  | 1 | Nos
| Supplying and fixing of Three phase ELCB | 1 | 2 |  |  |  | 2 | Nos
| S & F of 20 amps DP plug & Socket in sheet enclosure with 32 A DP MCB in flush wall with earth connection(For AC Plug)(Legrand (MDS)/Hager (L&T) equalivalent /superior variety | 1 | 2 |  |  |  | 2
80 | S&F TW planks | 1 | 4 |  |  |  | 4 | Nos
86 | Anti termite treatment
| As per plinth area | 1 | 1 | 9.89 | 9.255 |  | 91.53 | Sqm
2.1.1 | Supplying and Filling in Foundation and Basement with Filling gravel.
| Hall / dining room | 1 | 1 | 3.115 | 5.38 | 0.6 | 10.06
| Bed room 1 | 1 | 1 | 3.88 | 3.15 | 0.6 | 7.33
| Attached toilet | 1 | 1 | 2.45 | 1.2 | 0.6 | 1.76
| Kitchen | 1 | 1 | 2.45 | 3.14 | 0.6 | 4.62
| Bed room 2 | 1 | 1 | 3.115 | 3.3 | 0.6 | 6.17
| Common toilet Passage | 1 | 1 | 1.2 | 0.82 | 0.6 | 0.59
| Common toilet | 1 | 1 | 1.2 | 1.8 | 0.6 | 1.3
| Staircase | 1 | 1 | 2.4 | 4.63 | 0.6 | 6.67
[6 empty] | Total | 38.5 | Cum
18.1 | Formwork and centering
a.) For Column footings, plinth beam, Grade beam, Raft beam, Raft slab etc.,
| Footing F1 | 1 | 1 | 4 |  | 0.35 | 1.4
| Footing F2 | 1 | 3 | 4.8 |  | 0.35 | 5.04
| Footing F3 | 1 | 5 | 5.4 |  | 0.4 | 10.8
| Footing F4 | 1 | 2 | 5.8 |  | 0.4 | 4.64
| Footing F5 | 1 | 4 | 6.4 |  | 0.5 | 12.8
Grade Beams
| Grade beam alround | 1 | 1 | 39.14 |  | 0.4 | 15.66
| Ver. b/w kit, bed I & bed II, living | 1 | 2 | 7.95 |  | 0.4 | 6.36
| Stair case adj. wall | 1 | 2 | 7.6 |  | 0.4 | 6.08
| Hori. b/w Bed I & kitchen | 2 | 2 | 2.68 |  | 0.4 | 4.29
| Hori. b/w Bed II & living | 1 | 2 | 3.35 |  | 0.4 | 2.68
| Stair case rear wall | 1 | 1 | 2.63 |  | 0.4 | 1.05
| Common wall bet toilet | 1 | 1 | 2.74 |  | 0.4 | 1.1
Plinth Beams
| Plinth beam alround | 1 | 1 | 39.14 |  | 0.15 | 5.87
| Ver. b/w kit, bed I & bed II, living | 1 | 2 | 7.95 |  | 0.15 | 2.39
| Stair case adj. wall | 1 | 2 | 7.6 |  | 0.15 | 2.28
| Hori. b/w Bed I & kitchen | 2 | 2 | 2.68 |  | 0.15 | 1.61
| Hori. b/w Bed II & living | 1 | 2 | 3.35 |  | 0.15 | 1.01
| Stair case rear wall | 1 | 1 | 2.63 |  | 0.15 | 0.39
| Common wall bet toilet | 1 | 1 | 2.74 |  | 0.15 | 0.41
[6 empty] | Total | 85.86 | Sqm
b.) Plain surfaces such as Roof slab, floor slab, etc.,
| Sill slab sides FW1 | 5 | 2 | 1.96 |  | 0.05 | 0.98
| Sill slab sides W | 10 | 2 | 1.96 |  | 0.05 | 1.96
| Sill slab sides W1 | 5 | 2 | 1.66 |  | 0.05 | 0.83
| Sill slab sides W2 | 5 | 2 | 1.21 |  | 0.05 | 0.61
| Sill slab sides KW | 10 | 2 | 1.66 |  | 0.05 | 1.66
| lintel bottom for MD | 5 | 1 | 1.46 | 0.23 |  | 1.68
| lintel bottom for FW | 5 | 1 | 2.26 | 0.23 |  | 2.6
| lintel bottom for W | 5 | 2 | 1.96 | 0.23 |  | 4.51
| lintel bottom for W1 | 5 | 1 | 1.66 | 0.23 |  | 1.91
| lintel bottom for W2 | 5 | 1 | 1.21 | 0.23 |  | 1.39
| lintel bottom for KW | 5 | 2 | 1.66 | 0.23 |  | 3.82
| lintel bottom for j | 5 | 2 | 1.66 | 0.23 |  | 3.82
| lintel bottom for D | 5 | 1 | 1.36 | 0.23 |  | 1.56
| lintel bottom for kitchen open | 5 | 1 | 1.26 | 0.23 |  | 1.45
| lintel bottom for passage open | 5 | 1 | 1.31 | 0.23 |  | 1.51
| Bed I loft bottom | 5 | 1 | 3.61 | 0.6 |  | 10.83
| Bed II loft bottom | 5 | 1 | 3.76 | 0.6 |  | 11.28
| Kitchen loft bottom | 5 | 1 | 3.6 | 0.6 |  | 10.8
| Kitchen loft bottom | 5 | 1 | 2.08 | 0.6 |  | 6.24
| Kitchen hearth slab bottom | 5 | 1 | 4.77 | 0.6 |  | 14.31
| lintel sides for MD | 5 | 2 | 1.46 |  | 0.15 | 2.19
| lintel sides for FW | 5 | 2 | 2.26 |  | 0.15 | 3.39
| lintel sides for W | 5 | 2 | 1.96 |  | 0.15 | 2.94
| lintel sides for W1 | 5 | 2 | 1.66 |  | 0.15 | 2.49
| lintel sides for W2 | 5 | 2 | 1.21 |  | 0.15 | 1.82
| lintel sides for KW | 10 | 2 | 1.66 |  | 0.15 | 4.98
| lintel sides for j | 10 | 2 | 1.66 |  | 0.15 | 4.98
| lintel sides for D | 5 | 2 | 1.36 |  | 0.15 | 2.04
| lintel sides for kitchen open | 5 | 2 | 1.26 |  | 0.15 | 1.89
| lintel sides for passage open | 5 | 2 | 1.31 |  | 0.15 | 1.97
| Bed I loft sides | 5 | 1 | 4.81 |  | 0.05 | 1.2
| Bed II loft sides | 5 | 1 | 4.96 |  | 0.05 | 1.24
| Kitchen loft sides | 5 | 1 | 4.8 |  | 0.05 | 1.2
| Kitchen loft sides | 5 | 1 | 3.28 |  | 0.05 | 0.82
| Kitchen hearth slab sides alround | 5 | 1 | 11.66 |  | 0.05 | 2.92
| Kitchen hearth slab sides | 5 | 2 | 0.25 |  | 0.05 | 0.13
| Waist slab bottom - I flight | 4 | 1 | 2.71 | 1 |  | 10.84
| Mid landing slab bottom | 5 | 1 | 0.75 | 2.4 |  | 9
| Mid landing beam bottom | 4 | 1 | 4.86 | 0.23 |  | 4.47
| Staircase steps | 4 | 9 | 1 |  | 0.168 | 6.05
| Waist slab bottom - II flight | 4 | 1 | 2.41 | 1 |  | 9.64
| landing slab bottom | 1 | 1 | 1.3 | 2.4 |  | 3.12
| Staircase steps | 4 | 8 | 1 |  | 0.168 | 5.38
| Staircase steps sides | 0.5x3 | 9 | 0.3 | 0.168 |  | 0.45
Roof beam - bottom horizontal
| Beam 101 | 1 | 3 | 17.77 | 0.23 |  | 12.26
| Beam 103 | 2 | 3 | 3.88 | 0.23 |  | 5.35
| Beam 106 | 2 | 3 | 4.11 | 0.23 |  | 5.67
| Beam 110 | 1 | 3 | 2.4 | 0.23 |  | 1.66
| Beam 106a | 2 | 3 | 3.12 | 0.23 |  | 4.31
| Beam 109 | 2 | 3 | 2.45 | 0.23 |  | 3.38
| Beam 107 | 2 | 3 | 2.4 | 0.23 |  | 3.31
| Beam 102 | 2 | 3 | 3.115 | 0.23 |  | 4.3
Roof beam bottom - Vertical
| Beam 102a | 2 | 3 | 3.15 | 0.23 |  | 4.35
| Beam 108 | 2 | 3 | 5.54 | 0.23 |  | 7.65
| Beam 104 & 105 | 4 | 3 | 8.795 | 0.23 |  | 24.27
| Beam 111 | 1 | 3 | 4.53 | 0.23 |  | 3.13
Third Floor
Roof beam - bottom horizontal
| Beam 101 | 1 | 1 | 10.32 | 0.23 |  | 2.37
| Beam 103 | 1 | 1 | 3.88 | 0.23 |  | 0.89
| Beam 106 | 1 | 1 | 4.11 | 0.23 |  | 0.95
| Beam 110 | 1 | 1 | 2.4 | 0.23 |  | 0.55
| Beam 106a | 1 | 1 | 3.12 | 0.23 |  | 0.72
| Beam 109 | 1 | 1 | 2.45 | 0.23 |  | 0.56
| Beam 107 | 1 | 1 | 2.4 | 0.23 |  | 0.55
| Beam 102 | 1 | 1 | 3.115 | 0.23 |  | 0.72
Roof beam bottom - Vertical
| Beam 102a | 1 | 1 | 3.15 | 0.23 |  | 0.72
| Beam 108 | 1 | 1 | 5.54 | 0.23 |  | 1.27
| Beam 104 & 105 | 1 | 3 | 8.795 | 0.23 |  | 6.07
| Beam 111 | 1 | 3 | 4.53 | 0.23 |  | 3.13
| SI qtrs - Living room | 1 | 5 | 16.99 |  | 0.275 | 23.36
| Bed I | 1 | 5 | 14.06 |  | 0.275 | 19.33
| Kitchen | 1 | 5 | 13.58 |  | 0.275 | 18.67
| Bed II | 1 | 5 | 12.6 |  | 0.275 | 17.33
| A/f extra depth | 1 | 5 | 1.46 |  | 0.175 | 1.28
| Common toilet | 1 | 5 | 6.365 |  | 0.275 | 8.75
| Common toilet outer beam side | 1 | 5 | 1.285 |  | 0.175 | 1.12
| Roof beam alround | 1 | 5 | 59.79 |  | 0.4 | 119.58
Roof slab
| Living /dining room | 1 | 5 | 3.115 | 5.38 |  | 83.79
| bed room 2 | 1 | 5 | 3.115 | 3.3 |  | 51.4
| common toilet & passage | 1 | 5 | 1.2 | 2.735 |  | 16.41
| Kitchen | 1 | 5 | 2.45 | 3.14 |  | 38.47
| bed room 1 | 1 | 5 | 3.88 | 3.15 |  | 61.11
| attached toilet | 1 | 5 | 2.45 | 1.2 |  | 14.7
| Waist slab I, III & V,VII | 1 | 3 | 3.1 | 1 |  | 9.3
| Waist slab I, III & V,VII side | 1 | 3 | 3 |  | 0.27 | 2.43
| Waist slab II, IV & VI | 1 | 3 | 3 | 1 |  | 9
| Waist slab II, IV & VI steps Sides | 1 | 3 | 3 |  | 0.27 | 2.43
| Waist slab VII | 1 | 1 | 3.1 | 1 |  | 3.1
| Waist slab VII steps Sides | 1 | 1 | 3 |  | 0.27 | 0.81
| Steps | 4 | 18 | 1 |  | 0.15 | 10.8
| Head room beam bottom | 1 | 1 | 14.69 | 0.23 |  | 3.38
| Head room beam sides | 1 | 1 | 14.23 |  | 0.19 | 2.7
| Head room beam sides outer | 1 | 1 | 15.15 |  | 0.3 | 4.55
| Head room slab | 1 | 1 | 5.12 | 2 |  | 10.24
| Tank slab bottom | 2 | 1 | 4.65 | 1.73 |  | 16.09
| Tank slab sides alround | 2 | 1 | 12.76 |  | 0.15 | 3.83
[6 empty] | Total | 821 | Sqm
c.) For square and rectangular column and small quantities
| Column upto BL footing F1 | 1 | 4 | 1.22 |  | 2.7 | 13.18
| Column upto BL footing F2 | 1 | 10 | 1.22 |  | 2.6 | 31.72
| Column upto BL footing F3 | 1 | 10 | 1.22 |  | 2.5 | 30.5
| D/f Grade beam & plinth beam portion | 1 | -24 | 1.22 |  | 0.52 | -15.23
| column for GF, FF & SF | 3 | 16 | 1.22 |  | 2.45 | 143.47
| Column | 3 | 4 | 1.22 |  | 2.275 | 33.31
| Column | 3 | 4 | 1.22 |  | 2.225 | 32.57
| column for TF | 1 | 12 | 1.22 |  | 2.45 | 35.87
| h/r column | 1 | 4 | 1.22 |  | 2.45 | 11.96
| Parapet column | 1 | 20 | 1.22 |  | 1.2 | 29.28
| GF entrance slab bottom | 1 | 1 | 9.55 | 1 |  | 9.55
| sides | 1 | 1 | 11.55 |  | 0.125 | 1.44
| s/s W bottom | 5 | 2 | 1.96 | 0.6 |  | 11.76
| W1 & J bottom | 5 | 1 | 1.65 | 0.6 |  | 4.95
| W2 bottom | 5 | 1 | 1.075 | 0.6 |  | 3.23
| KW bottom | 5 | 1 | 1.66 | 0.6 |  | 4.98
| KW bottom | 5 | 1 | 1.48 | 0.6 |  | 4.44
| FW bottom | 5 | 1 | 2.26 | 0.6 |  | 6.78
| s/s sides W | 5 | 4 | 0.6 |  | 0.063 | 0.76
| s/s sides W1 | 5 | 2 | 0.6 |  | 0.063 | 0.38
| s/s sides W2 & KW | 5 | 2 | 0.6 |  | 0.063 | 0.38
| s/s sides KW | 5 | 2 | 0.6 |  | 0.063 | 0.38
| s/s front face for W | 5 | 2 | 1.96 |  | 0.05 | 0.98
| W1 | 5 | 1 | 1.65 |  | 0.05 | 0.41
| W2 bottom | 5 | 1 | 1.075 |  | 0.05 | 0.27
| KW bottom | 5 | 1 | 1.66 |  | 0.05 | 0.42
| KW bottom | 5 | 1 | 1.48 |  | 0.05 | 0.37
| FW bottom | 4 | 1 | 2.26 |  | 0.05 | 0.45
[6 empty] | Total | 398.56
21.5.2 | S & F of PVC solid core door shutter with frame
| For toilet | 2 | 2 | 0.75 |  | 2.1 | 6.3 | Sqm
21.6 | RCC door frame
a.) 900 x 2100 mm
| Bed I & Bed II | 2 | 2 |  |  |  | 4 | Nos
23.1.1 | Teak wood frame with 9mm thick BWR plywood shutters.
a.) 900 x 2100 mm
| Bed I & Bed II | 2 | 2 | 0.8 |  | 2.05 | 6.56 | Sqm
23.2.1 | Glass Panels 4mm thick with Aluminium beedings.
| F.W | 1 | 2 | 1.8 | 0.86 | 1.65 | 5.11
| W | 2 | 2 | 1.5 | 0.86 | 1.35 | 6.97
| W1 | 1 | 2 | 1.2 | 0.86 | 1.35 | 2.79
| KW | 2 | 2 | 1.2 | 0.86 | 1.05 | 4.33
| W2 | 1 | 2 | 0.75 | 0.86 | 1.35 | 1.74
[6 empty] | Total | 20.94 | Sqm
29.8 | Glazed tiles
| toilet near bed1 alround | 1 | 2 | 7.3 |  | 1.5 | 21.9
| D/F d1 door | 1 | -2 | 0.75 |  | 1.5 | -2.25
| D1 jams | 2 | -2 | 0.08 |  | 1.5 | -0.48
| toilet near bed 2 alround | 1 | 2 | 6 |  | 1.5 | 18
| D/F d1 door | 1 | -2 | 0.75 |  | 1.5 | -2.25
| D1 jams | 2 | -2 | 0.08 |  | 1.5 | -0.48
| above wash basin | 1 | 2 | 1.72 |  | 0.6 | 2.06
| above kitchen hearth slab | 1 | 2 | 2.45 |  | 0.6 | 2.94
| above kitchen hearth slab | 1 | 2 | 2.69 |  | 0.6 | 3.23
| D/f KW | 2 | -2 | 1.2 |  | 0.35 | -1.68
| sill KW | 2 | 2 | 1.2 |  | 0.18 | 0.86
| jams KW | 4 | 2 | 0.18 |  | 0.35 | 0.5
| skirting bed1 alround | 1 | 2 | 14.06 |  | 0.1 | 2.81
| D/F D | 1 | -2 | 0.9 |  | 0.1 | -0.18
| Jams D | 2 | 2 | 0.15 |  | 0.1 | 0.06
| D/F d1 door | 1 | -2 | 0.75 |  | 0.1 | -0.15
| skirting bed2 alround | 1 | 2 | 12.83 |  | 0.1 | 2.57
| D/F D | 1 | -2 | 0.9 |  | 0.1 | -0.18
| Jams D | 2 | 2 | 0.15 |  | 0.1 | 0.06
| kitchen alround | 1 | 2 | 11.18 |  | 0.1 | 2.24
| sides hearth slab | 2 | 2 | 0.6 |  | 0.1 | 0.24
| sides of sink | 2 | 2 | 0.6 |  | 0.1 | 0.24
| D/F opening | 1 | -2 | 0.75 |  | 0.1 | -0.15
| Jams opening | 2 | 2 | 0.23 |  | 0.1 | 0.09
| living alround | 1 | 2 | 16.99 |  | 0.1 | 3.4
| D/F MD | 1 | -2 | 1 |  | 0.1 | -0.2
| D/F D | 2 | -2 | 0.9 |  | 0.1 | -0.36
| jams MD | 2 | 2 | 0.15 |  | 0.1 | 0.06
| D/F opening - kitch/WB | 2 | -2 | 0.75 |  | 0.1 | -0.3
| jams opning WB | 2 | 2 | 0.12 |  | 0.1 | 0.05
| wash basin alround | 1 | 2 | 4.04 |  | 0.1 | 0.81
| D/F opening | 1 | -2 | 0.75 |  | 0.1 | -0.15
| D/F d1 door | 1 | -2 | 0.75 |  | 0.1 | -0.15
| skirting bed1 WR | 2 | 2 | 0.6 |  | 0.1 | 0.24
| " bed2 WR | 2 | 5 | 0.6 |  | 0.1 | 0.6
| Sundries | [5 empty] | 0.35
[6 empty] | Total | 54.35
[6 empty] | Say | 54.4 | Sqm
29.9 | Floor ceramic tiles (Anti skid)
| Common toilet | 1 | 2 | 1.2 | 1.8 |  | 4.32
| Attached toilet | 1 | 2 | 2.45 | 1.2 |  | 5.88
| A/f Depression sides | 1 | 2 | 1.2 | 0.08 |  | 0.19
| A/f door jambs | 2 | 2 | 0.75 | 0.12 |  | 0.36
[6 empty] | Total | 10.75
[6 empty] | Say | 10.8 | Sqm
31.2 | Anti refletive solar ceramic tiles (Cool tiles)
| Terrace floor | 1 | 1 | 7.425 | 9.025 |  | 67.01
| Alround Flashing | 1 | 1 | 32.9 |  | 0.1 | 3.29
| Head room top | 1 | 1 | 2.4 | 5.4 |  | 12.96
| Alround Flashing | 1 | 1 | 15.6 |  | 0.1 | 1.56
[6 empty] | Total | 84.82 | Sqm
35.1 | Plastering CM 1:3 12mm tk With WPC
| IWC Sunken alround | 1 | 1 | 6.64 |  | 0.45 | 2.99
| IWC Sunken bot | 1 | 1 | 1.2 | 2.4 |  | 2.88
| IWC Sunken alround | 1 | 1 | 7.2 |  | 0.23 | 1.66
| IWC Sunken bot | 1 | 1 | 1.2 | 2.45 |  | 2.94
[6 empty] | Total | 10.47 | Sqm
38.6 | One coat of primer of White cement
| As per Qty item no. 33 | 1 | 1 | 674.18 |  |  | 674.18
| Ist, IIIrd & Vth flight - hand rail | 2 | 3 | 3.1 |  | 0.9 | 16.74 |  | s
| II nd & IV th flight - hand rail | 2 | 2 | 3 |  | 0.9 | 10.8
| VI th flight - hand rail | 1 | 2 | 3.3 |  | 0.9 | 5.94
| Landing hand rail at head room | 1 | 2 | 1 |  | 0.9 | 1.8
[6 empty] | Total | 709.46 | Sqm
38.7 | Painting with Plastic emulsion paint
| As per outer plastering qty | 1 | 1 | 594.09 |  |  | 594.09 | Sqm
43.1 | Fabrication of Mild steel / RTS grills (with cement slurry) for all sizes of rods.
| As per Steel Statement | 1 | 1 | 6.04 |  |  | 6.04
[6 empty] | Total | 6.04 | Kgs
44.2 | Rain water harvesting using defunct borewell and providing perforated cover slab | [7 empty] | 0.19
| a.) Providing pit | 1 | 2 |  |  |  | 2 | Nos |  | 6.04
| b.) Augering 30cm dia | 1 | 2 | 3 |  |  | 6 | Rmt
44.6 | PVC SWR 110 mm dia rain water downfall pipe
| For vertical | 1 | 2 | 7 |  |  | 14
| from Chamber to RWH | 1 | 2 | 4.5 |  |  | 9
| head room | 1 | 1 | 3 |  |  | 3
[6 empty] | Total | 26 | Rmt
52.4 | c.) 20 mm dia fully concealed
| For G.F, F.F - Kitchen & common toilet | 1 | 2 | 8.5 |  |  | 17
| For G.F, F.F - attached toilet | 1 | 2 | 8.5 |  |  | 17
[6 empty] | Total | 34 | Rmt
53.5 | Wash hand basin of size 550 x 400 mm
| For G.F, F.F - toilet | 2 | 2 |  |  |  | 4 | Nos
54.1.1 | S & F of 15mm dia half turn CP long body tap | 3 | 2 |  |  |  | 6 | Nos
54.2.1 | S & F of 15mm dia half turn CP short body tap | 2 | 2 |  |  |  | 4 | Nos
56.3 | S & F of Orissapan (IWC) - in G.F. | 1 | 1 |  |  |  | 1 | Nos
56.4 | S & F of Orissapan (IWC) - other than G.F. | 1 | 1 |  |  |  | 1 | Nos
58.3 | PVC SWR pipe (Soil line)
a.) 110 mm dia.
| GROUND FLOOR only vertical lines - common toilet inside | 1 | 1 | 2 |  |  | 2
| FIRST FLOOR only vertical lines - common toilet inside & Vent | 1 | 1 | 7 |  |  | 7
| Ground floor only vertical lines - attached toilet | 1 | 1 | 2 |  |  | 2
| First floor only vertical lines - attached toilet | 1 | 1 | 7 |  |  | 7
| EWC & IWC inside in G.F, F.F | 2 | 2 | 3 |  |  | 12
[6 empty] | Total | 30 | Rmt
b.) 75 mm dia
| G.F, F.F only vertical lines - common toilet inside | 1 | 1 | 6 |  |  | 6
| In common toilet in G.F, F.F & vent | 1 | 1 | 1 |  |  | 1
| G.F, F.F only vertical lines - common toilet inside | 1 | 2 | 2.5 |  |  | 5
| In attached toilet in G.F, F.F, & vent | 1 | 1 | 1 |  |  | 1
| G.F, F.F only vertical lines - common toilet inside | 1 | 1 | 6 |  |  | 6
| In kitchen in G.F, F.F, & vent | 1 | 1 | 1.5 |  |  | 1.5
| Cross lines from Commom toilet & attached toilet | 2 | 2 | 3 |  |  | 12
| Cross lines from kitchen | 1 | 2 | 2.5 |  |  | 5
| Common toilet inside | 2 | 1 | 3 |  |  | 6
| Attached toilet inside | 2 | 1 | 2.95 |  |  | 5.9
| Gully trap outlet in Kitchen, common toilet & attached toilet | 3 | 2 | 0.6 |  |  | 3.6
[6 empty] | Total | 53 | Rmt
58.4 | Supplying, Laying & Concealing the 50mm dia PVC (SWR) pipe with ISI mark type - 'B' with relevant specials.
| wash basin & sink | 2 | 2 | 2.25 |  |  | 9
[6 empty] | Total | 9 | Rmt
Electrical arrangements
64.1 | a.) Light point with ceiling rose
| Liv & Din | 2 | 3 |  |  |  | 6
| bed I & bed II | 2 | 2 |  |  |  | 4
| Kit | 2 | 1 |  |  |  | 2
| Exhaust fan | 2 | 1 |  |  |  | 2
| Street light | 2 | 2 |  |  |  | 4
| MD outer | 2 | 1 |  |  |  | 2
[6 empty] | Total | 20 | Nos
b) Light point without ceiling rose
| Bed I, II Liv Toilet, Kit | 2 | 6 | - | - | - | 12
| Wash basin | 2 | 1 | - | - | - | 2
| Exta Bed I, II & CPC | 2 | 2 | - | - | - | 4
| Stair Case Mid landing | 2 | 1 | - | - | - | 2
[6 empty] | Total | 20 | Nos
| c.) Calling bell point with Buzzer / Calling bell | 1 | 2 |  |  |  | 2 | Nos
65.1 | Fan point
| At hall cum living | 2 | 2 |  |  |  | 4
| At bed I & bed II | 2 | 2 |  |  |  | 4
[6 empty] | Total | 8 | Nos
66.1 | Staircase light point
| At GF to SF and Head room | 1 | 2 |  |  |  | 2 | Nos
67.1 | 5 amps 5 pin Plug point (Switch board itself )
| At hall cum living | 2 | 2 |  |  |  | 4
| At bed I & bed II | 2 | 2 |  |  |  | 4
| At kitchen | 2 | 2 |  |  |  | 4
| Passage | 2 | 1 |  |  |  | 2
[6 empty] | Total | 14 | Nos
68.2 | 5 amps 5 pin Plug point (Convenient places)
| At hall cum living (TV, Fridge, Cellphone) | 2 | 2 |  |  |  | 4
| At bed I & bed II | 2 | 2 |  |  |  | 4
| At kitchen (Mixe, Grinder) | 2 | 1 |  |  |  | 2
[6 empty] | Total | 10 | Nos
75.1.2 | Supply and delivery of Fan with ISI mark with Eletronic Dimmer
a.) 48" (1200 mm)
| For inside flats (Bed 1 & 2, Hall) | 4 | 2 |  |  |  | 8 | Nos
77.6 | Run of 2 Wires of 4 sqmm
| For meta clad in Bed 1 | 1 | 2 | 11 |  |  | 22
| From DB to ELCB | [5 empty] | 0
| G.F | 1 | 1 | 10 |  |  | 10
| F.F | 1 | 1 | 13 |  |  | 13
[6 empty] | Total | 45 | Rmt
4 x 4 Sq mm copper PVC insulated unsheathed single core cable
| Main to ELCB | 1 | 2 | 11.5 |  |  | 23 | Rmt
77.7 | Run of main 2 wires of 2.50 Sqmm.
For 15 amps power plug
| Kitchen | 1 | 2 | 9 |  |  | 18
| Toilet | 1 | 2 | 10 |  |  | 20
[6 empty] | Total | 38 | Rmt
98.3.2 | Teak wood Panelled door shutter 37.5mm thick
a.) 1000 x 2100 mm
| Main door | 1 | 2 | 0.9 |  | 2.05 | 3.69 | Sqm
112.1 | S & F of Exhaust Fan 225 mm dia
| At kitchen | 1 | 2 |  |  |  | 2 | Nos
344.2 | S & F of Bevelled edge mirror 500 x 400 x 5.5mm
| Over wash basin | 2 | 2 |  |  |  | 4 | Nos
367 | Providing melamine door polishing |  |  |  | Co.Eff
| Main door | 1 | 2 | 1 | 2.25 | 2.1 | 9.45 | Sqm
379.4.2 | Supplying and fixing of jet black and similar varities of granite slab
| a.) Ground floor kitchen hearth slab | 1 | 1 | 4.54 | 0.6 |  | 2.72 | Sqm
| b.) First floor kitchen hearth slab | 1 | 1 | 4.54 | 0.6 |  | 2.72 | Sqm
379.6 | S & F of vitrified tiled flooring
| Living / dining | 1 | 2 | 3.115 | 5.38 |  | 33.52
| Bed I | 1 | 2 | 3.88 | 3.15 |  | 24.44
| Bed II | 1 | 2 | 3.115 | 3.3 |  | 20.56
| Kitchen | 1 | 2 | 2.45 | 3.14 |  | 15.39
| Toilet Passage | 1 | 2 | 1.2 | 0.82 |  | 1.97
| Add jambs for Main door | 1 | 2 | 1 | 0.23 |  | 0.46
| Add jambs for bed door I & II | 2 | 2 | 0.9 | 0.12 |  | 0.43
| Add jambs for Kitchen open | 2 | 2 | 0.9 | 0.23 |  | 0.83
| Add jambs for passage open | 2 | 2 | 0.82 | 0.23 |  | 0.75
| Add jambs for toilet (attached & common) | 2 | 2 | 0.75 | 0.12 |  | 0.36
[6 empty] | Total | 98.71 | Sqm
383 | S&F of Cuddapah sink 600 x 600 x 200mm
| At kitchen | 1 | 2 |  |  |  | 2 | Nos
448.2 | Supplying & fixing of PVC TEE with end cap | 3 | 2 |  |  |  | 6 | Nos
799 | Painting with OBD over one coat of white cement
| As per Qty itm no 38.6 | 1 | 1 | 709.46 |  |  | 709.46 | Sqm

## PC 12 IN 1
TAMIL NADU POLICE HOUSING CORPORATION LTD
COIMBATORE DIVISION
Name of Work : Construction of 2 Nos of SI and 28 Nos of PC/HC Qtrs at Aliyar in Coimbatore district
Detailed Estimate
PC/HC Quarters - (G + 3) 12 in 1
S.No | Description | Nos |  | Measurements in Meters |  |  | Quantity
|  |  |  | L | B | D
1.1 | Earth work excavation for foundation in all soils and sub soils etc. a) 0 to 2M
| Footing F1 | 1 | 3 | 1.3 | 1.3 | 1 | 5.07
| Footing F2 | 1 | 15 | 1.45 | 1.45 | 1 | 31.54
| Footing F3 | 1 | 9 | 1.6 | 1.6 | 1 | 23.04
| Footing F4 | 1 | 7 | 1.8 | 1.8 | 1 | 22.68
| Footing F5 | 1 | 2 | 2 | 2 | 1 | 8
| Footing CF1 | 1 | 4 | 1.3 | 1.3 | 1 | 6.76
| Grade Beams | [5 empty] | 0
| Outer alround GB1 | 1 | 1 | 76.61 | 0.38 | 0.4 | 11.64
| Hori GB1 | 1 | 2 | 8.18 | 0.38 | 0.4 | 2.49
| Hori GB1 @ Staircase | 1 | 1 | 2 | 0.38 | 0.4 | 0.3
| Vertical beam GB1A Stair adj | 1 | 2 | 6.5 | 0.38 | 0.4 | 1.98
| Vertical beam GB1A b/w liv & bed I | 1 | 2 | 2.94 | 0.38 | 0.4 | 0.89
| Vertical beam GB1A b/w bed II & C.T & Kit | 1 | 4 | 2.99 | 0.38 | 0.4 | 1.82
| Vertical beam GB1A b/w Kit & A.T | 1 | 2 | 2.29 | 0.38 | 0.4 | 0.7
| Sit out Alround GB1 | 1 | 1 | 7.75 | 0.38 | 0.4 | 1.18
| Deductions | [5 empty] | 0
| common beam | -1 | 1 | 3.91 | 0.38 | 0.4 | -0.59
| Column C1 , c2 | -1 | 25 | 0.23 | 0.38 | 0.4 | -0.87
| c2a | -1 | 3 | 0.23 | 0.3 | 0.4 | -0.08
| Column C3 and c4 | -1 | 8 | 0.23 | 0.38 | 0.4 | -0.28
| column c5 | -1 | 4 | 0.23 | 0.23 | 0.4 | -0.08
| Inspection chambers | 1 | 8 | 1.26 | 1.26 | 0.45 | 5.72
[6 empty] | Total | 121.91
[6 empty] | Say | 122 | Cum
1.3 | Earth work excavation for SDR a) 0 to 2M
| Footing F1 | 1 | 3 | 1.3 | 1.3 | 1 | 5.07
| Footing F2 | 1 | 15 | 1.45 | 1.45 | 1 | 31.54
| Footing F3 | 1 | 9 | 1.6 | 1.6 | 1 | 23.04
| Footing F4 | 1 | 7 | 1.8 | 1.8 | 1 | 22.68
| Footing F5 | 1 | 2 | 2 | 2 | 1 | 8
| Footing CF1 | 1 | 4 | 1.3 | 1.3 | 1 | 6.76
[6 empty] | Total | 97.09
[6 empty] | Say | 97.1 | Cum
2.1 | Supplying and filling in Foundation and Basement with Filling sand.
| Entrance verandah | 1 | 2 | 5.75 | 1 | 0.1 | 1.15
| Hall / dining room | 1 | 3 | 4.72 | 3.05 | 0.15 | 6.48
| Bed room 1 | 1 | 3 | 3.23 | 3.05 | 0.15 | 4.43
| Bed room 2 | 1 | 3 | 2.99 | 2.99 | 0.15 | 4.02
| Common toilet Passage | 1 | 3 | 1.09 | 2.99 | 0.15 | 1.47
| Kitchen | 1 | 3 | 2.22 | 2.99 | 0.15 | 2.99
| Attached toilet | 1 | 3 | 1.09 | 2.29 | 0.15 | 1.12
| Staircase | 1 | 2 | 2 | 3.8 | 0.15 | 2.28
| Entrance steps | 1 | 2 | 2.76 | 1.65 | 0.1 | 0.91
| Inspection chambers | 1 | 12 | 1.26 | 1.26 | 0.1 | 1.91
[6 empty] | Total | 26.76
[6 empty] | Say | 26.8 | Cum
3.1 | Plain Cement Concrete 1:5:10 using 40 mm HBSJ.
| Footing F1 | 1 | 3 | 1.3 | 1.3 | 0.1 | 0.51
| Footing F2 | 1 | 15 | 1.45 | 1.45 | 0.1 | 3.15
| Footing F3 | 1 | 9 | 1.6 | 1.6 | 0.1 | 2.3
| Footing F4 | 1 | 7 | 1.8 | 1.8 | 0.1 | 2.27
| Footing F5 | 1 | 2 | 2 | 2 | 0.1 | 0.8
| Footing CF1 | 1 | 4 | 1.3 | 1.3 | 0.1 | 0.68
| Grade Beams | [5 empty] | 0
| Outer alround GB1 | 1 | 1 | 71.61 | 0.38 | 0.1 | 2.72
| Hori GB1 | 2 | 1 | 8.18 | 0.38 | 0.1 | 0.62
| Hori GB1 @ Staircase | 1 | 1 | 2 | 0.38 | 0.1 | 0.08
| Vertical beam GB1A Stair adj | 2 | 1 | 6.5 | 0.38 | 0.1 | 0.49
| Vertical beam GB1A b/w liv & bed I | 2 | 1 | 2.94 | 0.38 | 0.1 | 0.22
| Vertical beam GB1A b/w bed II & C.T & Kitchen | 4 | 1 | 2.99 | 0.38 | 0.1 | 0.45
| Vertical beam GB1A b/w Kit & A.T | 2 | 1 | 2.29 | 0.38 | 0.1 | 0.17
| Sit out Alround GB1 | 1 | 1 | 7.75 | 0.38 | 0.1 | 0.29
| Deductions | [5 empty] | 0
| common beam | -1 | 1 | 3.91 | 0.38 | 0.1 | -0.15
| Column c1,c2 | -1 | 25 | 0.23 | 0.38 | 0.1 | -0.22
| c2a | -1 | 3 | 0.23 | 0.3 | 0.1 | -0.02
| Column C3 and c4 | -1 | 8 | 0.23 | 0.38 | 0.1 | -0.07
| c5 | -1 | 4 | 0.23 | 0.23 | 0.1 | -0.02
| Inspection chambers | 1 | 8 | 1.26 | 1.26 | 0.1 | 1.27
[6 empty] | Total | 15.54
[6 empty] | Say | 15.6 | Cum
6.2 | Brickwork in C.M 1:5 in Foundation and Basement.
Horizontal walls
| Entrance Sitout wall | 1 | 2 | 5.75 | 0.23 | 0.6 | 1.59 |  |  | s
| Front & center wall | 2 | 3 | 8.63 | 0.23 | 0.6 | 7.15
| Rear side wall | 3 | 1 | 7.32 | 0.23 | 0.6 | 3.03
| Rear side wall - attached toilet | 3 | 1 | 1.08 | 0.23 | 0.6 | 0.45
| Vertical walls |  |  |  |  | 0.6
| Entrance sitout side wall | 2 | 2 | 0.89 | 0.23 | 0.6 | 0.49
| Staircase side wall | 2 | 2 | 6.73 | 0.23 | 0.6 | 3.71
| Outer wall | 2 | 2 | 6.03 | 0.23 | 0.6 | 3.33
| Beam b/w hall & bed I | 3 | 1 | 3.05 | 0.23 | 0.6 | 1.26
| Beam b/w bed II, common toilet & kitchen | 3 | 2 | 2.99 | 0.23 | 0.6 | 2.48
| Beam b/w Kit & Att. Toilet | 1 | 3 | 2.99 | 0.23 | 0.6 | 1.24
| Deductions | [5 empty] | 0
| Column C1 and C2 | -1 | 25 | 0.23 | 0.38 | 0.6 | -1.31
| Column C2a | -1 | 3 | 0.23 | 0.3 | 0.6 | -0.12
| Column C3 and c4 | -1 | 8 | 0.23 | 0.38 | 0.6 | -0.42
| Column C5 | -1 | 4 | 0.23 | 0.23 | 0.6 | -0.13
| Steps 1 | 1 | 2 | 2.46 | 1.5 | 0.45 | 3.32
| Steps 2 | 1 | 2 | 2.46 | 1.2 | 0.15 | 0.89
| Steps 3 | 1 | 2 | 2.46 | 0.9 | 0.15 | 0.66
| Steps 4 | 1 | 2 | 2.46 | 0.6 | 0.15 | 0.44
| common wall | 1 | 1 | 3.91 | 0.3 | 0.15 | 0.18
| Inspection chamber | 1 | 12 | 3.99 | 0.23 | 0.6 | 6.61
[6 empty] | Total | 34.85
[6 empty] | Say | 34.9 | Cum
9.2 | Brick work in CM 1:6 for super structure
a) In Ground Floor
| Main wall alround for single qtrs | 3 | 1 | 29.8 | 0.23 | 2.55 | 52.43
| Above lintel front verandah | 1 | 2 | 6.92 | 0.23 | 0.28 | 0.89
| Staircase wall back side wall | 1 | 2 | 2 | 0.23 | 2.55 | 2.35
| D/F MD | -3 | 1 | 1 | 0.23 | 2.1 | -1.45
| D/F W | -3 | 3 | 1.8 | 0.23 | 1.35 | -5.03
| D/F KW | -3 | 1 | 1.35 | 0.23 | 1.05 | -0.98
| D/F J | -3 | 2 | 0.75 | 0.23 | 0.6 | -0.62
| D/F COMMON wall | -1 | 1 | 3.91 | 0.23 | 2.55 | -2.29
| D/F Sill slab - W | -3 | 3 | 2.26 | 0.23 | 0.05 | -0.23
| D/F Sill slab - KW | -3 | 1 | 1.81 | 0.23 | 0.05 | -0.06
| D/F Lintel (Front and rear) through lintel | -3 | 2 | 8.64 | 0.23 | 0.15 | -1.79
| D/F Column | -3 | 10 | 0.23 | 0.38 | 2.55 | -6.69
Add CB/WR Bed
| W/R side wall- bed-1&2 | 6 | 2 | 1 | 0.6 | 0.12 | 0.86
| C/B side wall- bed-1&2 | 6 | 1 | 1 | 0.45 | 0.12 | 0.32
| At kitchen C/B sides | 3 | 2 | 0.76 | 0.45 | 0.12 | 0.25
| At shelf in living room | 3 | 1 | 1 | 0.3 | 0.12 | 0.11
| Shoe rack side wall | 3 | 1 | 0.6 | 0.3 | 0.12 | 0.06
| Add sundries |  |  |  |  | Total | 38.2 | Cum
b) in first floor
| Same Qty as per the above-G.F | [5 empty] | 38.2
[6 empty] | Total | 38.2 | Cum
c) Second floor
| Same Qty as per the above-F.F | [5 empty] | 38.2 | Cum
d) In third floor
| Same Qty as per the above-S.F | [5 empty] | 38.2
[6 empty] | Total | 38.2 | Cum
e.) In fourth floor
| Head room alround | 1 | 2 | 14.69 | 0.23 | 2.35 | 15.88
| D/f Column C2 | -2 | 2 | 0.23 | 0.38 | 2.35 | -0.82
| D/f Column C3 | -2 | 2 | 0.23 | 0.38 | 2.35 | -0.82
| Parapet brick pillar | 3 | 8 | 0.23 | 0.23 | 1.15 | 1.46
| Tank wall bottom at rear portion | 3 | 1 | 7.09 | 0.23 | 0.95 | 4.65
| D/f door | -1 | 3 | 1 | 0.23 | 2.1 | -1.45
| D/f Jally | -1 | 2 | 1.5 | 0.23 | 1.35 | -0.93
| D/f lintel beam | -1 | 2 | 1.46 | 0.23 | 0.15 | -0.1
| D/f Jolly lintel | -1 | 2 | 1.96 | 0.23 | 0.15 | -0.14
[6 empty] | Total | 17.73
[6 empty] | Say | 17.8 | Cum
10.2 | Brick partition wall in C.M 1:4, 110 mm thick
b) in ground floor
| Horizontal long wall (2.85-(0.4(Roof beam)+0.075 lintel) | 3 | 1 | 8.18 |  | 2.38 | 58.41
| D/F D | 3 | -1 | 0.9 |  | 2.1 | -5.67
| D/F D1 | 3 | -1 | 0.75 |  | 2.1 | -4.73
| D/F Wash area wall | 3 | -1 | 1.09 |  | 2.38 | -7.78
| Common toilet front wall | 3 | 1 | 1.2 |  | 2.73 | 9.83
| D/F D1 | 3 | -1 | 0.75 |  | 2.1 | -4.73
-Y-Direction
| Cross wall I/B Bed and hall | 3 | 1 | 3.05 |  | 2.38 | 21.78
| D/F D | 3 | -1 | 0.9 |  | 2.1 | -5.67
| Cross wall I/B Attached toilet and kitchen | 3 | 1 | 2.4 |  | 2.38 | 17.14
| Common toilet adjuscent wall | 3 | 2 | 3.1 |  | 2.1 | 39.06
| D/F Kitchen open | 3 | -1 | 0.75 |  | 2.1 | -4.73
| Front verandah 3 side wall | 2 | 1 | 6.69 |  | 1 | 13.38
| D/F Open | 2 | -1 | 2 |  | 1 | -4
| Add sundries | [5 empty] | 0.04
[7 empty] | 122.33 | Sqm
c) in first floor
| Qty as per the above-G.F | [5 empty] | 122.33 | Sqm
d) in second floor
| Qty as per the above-F.F | [5 empty] | 122.33 | Sqm
e) in third floor
| Qty as per the above-S.F | [5 empty] | 122.33 | Sqm
f) in fourth floor
| Parapet alround above building | 1 | 2 | 18 |  | 1.15 | 41.4
| Parapet alround above head room | 1 | 1 | 15.15 |  | 0.45 | 6.82
[6 empty] | Say | 48.22 | Sqm
11.2 | Brick partition wall in CM 1:4 70 mm thick
a) in a ground floor
| W/R side wall- bed-1&2 (2 wall/bed) | 4 | 3 | 0.6 |  | 2.1 | 15.12
| C/B side wall- bed-1&2 (1 wall/bed) | 1 | 3 | 0.45 |  | 2.1 | 2.84
| C/B side wall- kitchen(3 wall/kit) | 3 | 3 | 0.45 |  | 2.1 | 8.51
| C/B side wall- hall (3 wall/hall) | 3 | 3 | 0.3 |  | 2.1 | 5.67
| Shoe rack side wall | 2 | 3 | 0.3 |  | 0.75 | 1.35
| Kitchen hearth slab support wall | 2 | 3 | 0.6 |  | 0.75 | 2.7
| Add sundries | [5 empty] | 0.08
36.27
b) In first floor
| Qty As per the above | [5 empty] | 36.27 | Sqm
C) in Second floor
| Qty As per the above | [5 empty] | 36.27 | Sqm
d) in third floor
| Qty As per the above | [5 empty] | 36.27 | Sqm
12.2 | Brick partition wall in C.M 1:4, 50 mm tk.
a) Ground floor
| For stair case hand rail | 2 | 2 | 3.01 |  | 0.9 | 10.84
| Add sundries | [5 empty] | 0.08
[6 empty] | Total | 10.92 | Sqm
b) In first floor
| Qty asper the same above | [5 empty] | 10.92 | Sqm
c) Second floor
| Qty asper the same above | [5 empty] | 10.92 | Sqm
d) in Third floor
| Qty asper the same above | [5 empty] | 10.92 | Sqm
13.1 | Filling with excavated earth
| Entrance verandah | 1 | 2 | 5.75 | 1 | 0.25 | 2.88
| Hall / dining room | 1 | 3 | 4.72 | 3.05 | 0.25 | 10.8
| Bed room 1 | 1 | 3 | 3.23 | 3.05 | 0.25 | 7.39
| Bed room 2 | 1 | 3 | 2.99 | 2.99 | 0.25 | 6.71
| Common toilet Passage | 1 | 3 | 1.09 | 2.99 | 0.25 | 2.44
| Kitchen | 1 | 3 | 2.22 | 2.99 | 0.25 | 4.98
| Attached toilet | 1 | 3 | 1.09 | 2.29 | 0.25 | 1.87
| Staircase | 1 | 2 | 2 | 3.8 | 0.25 | 3.8
| Sundrises | [5 empty] | 0.03
[6 empty] | Total | 40.9 | Cum
21.2 | Teak wood wrought & put up
a.) T. W over 2m & below 3 m length
| for main door - Vertical | 2 | 12 | 2.1 | 0.1 | 0.08 | 0.403 | Cum
b.) T. W below 2 m length
| For main door - horizontal | 1 | 12 | 1 | 0.1 | 0.08 | 0.096
| For main door - horizontal | 1 | 12 | 1 | 0.1 | 0.08 | 0.096
[6 empty] | Total | 0.192 | Cum
23.3 | Supplying & fixing of Magnetic door catches
| Main door & bed room I & II door | 3 | 12 |  |  |  | 36 | Nos
24 | Steel windows |  |  |  | Kg/Sqm
| KW- 1.35 x 1.05 | 1 | 12 | 1.35 | 35 | 1.05 | 595.35
| W-1.80 x 1.35 | 3 | 12 | 1.8 | 35 | 1.35 | 3061.8
[6 empty] | Total | 3657.15 | Kgs
25 | Hold fast
| Main door | 12x2x1 | 3 |  |  |  | 72
| Bed I & Bed II | 8x2x2 | 3 |  |  |  | 144
[6 empty] | Total | 216 | Nos
26 | Flooring in C.C 1:5:10
| Inner portion of entrance verandah | 1 | 2 | 5.75 | 1 | 0.08 | 0.92
| Inner portion of hall /dining room | 1 | 3 | 4.72 | 3.05 | 0.08 | 3.46
| Inner portion of bed room 1 | 1 | 3 | 3.23 | 3.05 | 0.08 | 2.36
| Inner portion of bed room 2 | 1 | 3 | 2.99 | 2.99 | 0.08 | 2.15
| Inner portion of common toilet Passage | 1 | 3 | 1.2 | 2.99 | 0.08 | 0.86
| Inner portion of Kitchen | 1 | 3 | 2.22 | 2.99 | 0.08 | 1.59
| Inner portion of attached toilet | 1 | 3 | 1.2 | 2.29 | 0.08 | 0.66
| Inner portion of Staircase | 1 | 2 | 2 | 3.8 | 0.08 | 1.22
[6 empty] | Total | 13.22
[6 empty] | Say | 13.3 | Cum
28 | Floor plastering in C.M 1:4, 20 mm thick
| Entrance steps | 2 | 5 | 2.46 | 0.45 |  | 11.07
| Staircase steps | 8 | 19 | 1 | 0.45 |  | 68.4
| Inspection chamber bottom | 1 | 12 | 0.6 | 0.6 |  | 4.32
[6 empty] | Total | 83.79
[6 empty] | Say | 83.8 | Sqm
30 | Ellis pattern flooring
| over mid landing | 2 | 4 | 2 | 1 |  | 16
| Head room landing | 1 | 2 | 2 | 1.6 |  | 6.4
| Front sit - out | 3 | 4 | 4.1 | 1 |  | 49.2
| G/f staircase | 1 | 2 | 4 | 2 |  | 16
[6 empty] | Total | 87.6
31 | Weathering course
| At sunken portion in G.F, F.F, S.F -roof - common toilet | 1 | 9 | 1.2 | 2.12 | 0.35 | 8.01
| At sunken portion in G.F, F.F, S.F -roof - attached toilet | 1 | 9 | 1.2 | 2.4 | 0.2 | 5.18
[6 empty] | Total | 13.19
[6 empty] | Say | 13.2 | Cum
33 | Plastering in C.M 1:5, 12 mm thick
Inside Plastrering
Rooms Inside plastering
| Hall inner allround | 1 | 12 | 15.53 |  | 2.73 | 508.76
| D/F MD | 1 | -12 | 1 |  | 2.1 | -25.2
| D/F W | 1 | -12 | 1.8 |  | 1.35 | -29.16
| D/F D | 2 | -12 | 0.9 |  | 2.1 | -45.36
| D/F Common toilet open | 1 | -12 | 1 |  | 2.1 | -25.2
| Add C/B Side wall | 8 | 12 | 0.3 |  | 2 | 57.6
| Bed room -I alround | 1 | 12 | 12.79 |  | 2.73 | 419
| D/F W | 1 | -12 | 1.8 |  | 1.35 | -29.16
| D/F D | 1 | -12 | 0.9 |  | 2.1 | -22.68
| D/F TD | 1 | -12 | 0.75 |  | 2.1 | -18.9
| Loft top | 1 | 3 | 3.05 | 0.6 |  | 5.49
| C/B wall sides | 4 | 12 | 0.6 |  | 2 | 57.6
| C/B wall sides | 2 | 12 | 0.45 |  | 2 | 21.6
| bed-I attached toilet | 1 | 12 | 7.2 |  | 2.73 | 235.87
| D/F TD | 1 | -12 | 0.75 |  | 2.1 | -18.9
| D/F Jally | 1 | -12 | 0.75 |  | 0.6 | -5.4
| Kitchen room alround | 1 | 12 | 10.86 |  | 2.73 | 355.77
| D/F KW | 1 | -12 | 1.35 |  | 1.05 | -17.01
| D/F Open | 1 | -12 | 0.75 |  | 2.1 | -18.9
| C/B wall sides | 8 | 12 | 0.45 |  | 2 | 86.4
| Loft top | 1 | 12 | 4.83 | 0.6 |  | 34.78
| Hearth slab bottom pillar | 2 | 12 | 0.6 |  | 0.7 | 10.08
| Passage alround | 1 | 12 | 3.9 |  | 2.73 | 127.76
| D/F Open | 1 | -12 | 1 |  | 2.1 | -25.2
| D/F Kitchen open | 1 | -12 | 0.75 |  | 2.1 | -18.9
| D/F TD | 1 | -12 | 0.75 |  | 2.1 | -18.9
| Bed room-II alround | 1 | 12 | 12.4 |  | 2.73 | 406.22
| D/F W | 1 | -12 | 1.8 |  | 1.35 | -29.16
| D/F D | 1 | -12 | 0.9 |  | 2.1 | -22.68
| C/B wall sides | 2 | 12 | 0.6 |  | 2 | 28.8
| C/B wall sides | 2 | 12 | 0.45 |  | 2 | 21.6
| Loft top | 1 | 12 | 3.1 | 0.6 |  | 22.32
| Add Door/Window Jamps | [5 empty] | 0
| MD | 1 | 12 | 5.2 | 0.1 |  | 6.24
| D | 2 | 12 | 5.1 | 0.1 |  | 12.24
| Open | 1 | 12 | 5.2 | 0.23 |  | 14.35
| Kicthen open | 1 | 12 | 4.95 | 0.12 |  | 7.13
| D1 | 2 | 12 | 4.95 | 0.1 |  | 11.88
| W | 3 | 12 | 6.3 | 0.18 |  | 40.82
| KW | 1 | 12 | 4.8 | 0.18 |  | 10.37
| J | 1 | 12 | 2.7 | 0.18 |  | 5.83
| Staircase room inside plastering | [5 empty] | 0
| Staircase & Front verandah allround | 1 | 2 | 18.92 |  | 14.14 | 535.06
| D/F verandah open | 2 | -4 | 6.46 |  | 1.1 | -56.85
| D/F Main door | 3 | -4 | 1 |  | 2.1 | -25.2
| D/F Jally | 2 | -4 | 1.5 |  | 1.35 | -16.2
| Add Jally jamps | 2 | 4 | 6.6 | 0.18 |  | 9.5
| Verandah open allround | 3 | 4 | 6.46 | 0.12 |  | 9.3
| TD Jamps | 3 | 1 | 5.1 | 0.23 |  | 3.52
| balcony brick pillar projections | 3 | 3 | 0.46 |  | 1.2 | 4.97
| sitout front column | 4 | 3 | 0.92 |  | 1.1 | 12.14
| GF brick partition 2 sides | 2 | 3 | 1 |  | 2.73 | 16.38
| GF brick pillar projection | 1 | 3 | 0.35 |  | 2.73 | 2.87
| Com Toilet | 1 | 12 | 6.64 |  | 2.55 | 203.18
| Add sundries | [5 empty] | 0
[7 empty] | 2836.47 | Sqm
| Total-A |  |  |  | Say | 2836.47 | Sqm
Outside Plastering
| Outside Plastrering alround -including parapet wall outside | 1 | 3 | 29.61 |  | 13.5 | 1199.21
| D/F verandah open | 2 | -4 | 6.46 |  | 1.1 | -56.85
| D/F W | 12 | -3 | 1.8 |  | 1.35 | -87.48
| D/F KW | 12 | -1 | 1.35 |  | 1.05 | -17.01
| D/F J | 12 | -2 | 0.6 |  | 0.08 | -1.15
| Allround head room | 2 | 1 | 15.84 |  | 3.3 | 104.54
| D/F GD | 2 | -2 | 0.9 |  | 2.1 | -7.56
| D/F Jally | 2 | -1 | 1.5 |  | 1.35 | -4.05
| Add Jamps GD | 2 | 2 | 5.1 | 0.23 |  | 4.69
| Add Jally jamps | 2 | 1 | 5.7 | 0.18 |  | 2.05
| Sunshade top | 2 | 2 | 1.46 | 0.45 |  | 2.63
| Head room top and inner | 4 | 1 | 14.92 |  | 0.57 | 34.02
| Sunshade 2 sides | 4 | 2 | 0.45 |  | 0.06 | 0.22
| Brick pillar side | 8 | 2 | 0.12 |  | 0.45 | 0.86
| Pillar top | 2 | 4 | 0.23 | 0.12 |  | 0.22
| Column sides | 8 | 2 | 0.12 |  | 0.45 | 0.86
| Column top | 2 | 4 | 0.38 | 0.12 |  | 0.36
| Paraper inner allround | 2 | 1 | 56.06 |  | 1.43 | 160.33
| D/F Head room Common wall | 2 | -1 | 2.46 |  | 1.43 | -7.04
Sunshade top
| W | 3 | 12 | 2.26 | 0.45 |  | 36.61
| 2 sides | 6 | 12 | 0.45 |  | 0.06 | 1.94
| KW | 1 | 12 | 1.81 | 0.45 |  | 9.77
| 2 sides | 2 | 12 | 0.45 |  | 0.06 | 0.65
| Staircase Jally | 6 | 2 | 1.96 | 0.45 |  | 10.58
| GW & HR Jally 2 sides | 6 | 3 | 0.45 |  | 0.06 | 0.49
| d/f bed common wall | -1 | 2 | 3.99 |  | 13.5 | -107.73
| 1st step | 2 | 2 | 2.1 |  | 0.15 | 1.26
| 2nd step | 2 | 2 | 1.8 |  | 0.15 | 1.08
| 3rd step | 2 | 2 | 1.5 |  | 0.15 | 0.9
| 4th step | 2 | 2 | 1.2 |  | 0.15 | 0.72
| 5th step | 2 | 2 | 0.9 |  | 0.15 | 0.54
| 6th step | 2 | 2 | 0.6 |  | 0.15 | 0.36
| D/F joint wall | -1 | 1 | 6.73 |  | 13.5 | -90.86
| Water tank outer allround | 3 | 1 | 12.35 |  | 1.11 | 41.13
| Support wall 3 sides | 3 | 1 | 5.52 |  | 1.2 | 19.87
| Add sundries | [5 empty] | 0
| Total-B | [5 empty] | 1256.16 | Sqm
| Total A+B | [5 empty] | 4092.63 | Sqm
[6 empty] | Say | 4093 | Sqm
34 | Plastering in CM 1:4,12mm thick
| Ist, IIIrd, Vth ,VIIth flight - hand rail | 3 | 4 | 3.01 |  | 1.8 | 65.02
| II nd, IV th, VIth flight - hand rail | 3 | 3 | 3.01 |  | 1.8 | 48.76
| VIII th flight - hand rail | 3 | 1 | 3.01 |  | 1.8 | 16.25
| Landing hand rail at head room | 2 | 2 | 1 |  | 1.8 | 7.2
| Inspection chamber top | 1 | 12 | 3.32 | 0.23 |  | 9.16
| Inspection chamber inner alround | 1 | 12 | 2.4 |  | 0.6 | 17.28
| Add sundries | [5 empty] | 0
163.67
[6 empty] | Say | 163.7 | Sqm
35 | Ceiling plastering in C.M 1: 3 10 mm thick
| Hall | 1 | 12 | 4.72 | 3.05 |  | 172.75
| Showcase loft bottom | 1 | 12 | 3.05 | 0.3 |  | 10.98
| Bed I | 1 | 12 | 3.35 | 3.05 |  | 122.61
| Bed I loft bottom | 1 | 12 | 3.05 | 0.6 |  | 21.96
| Attached toilet | 1 | 12 | 1.2 | 2.4 |  | 34.56
| Bed II | 1 | 12 | 3.1 | 3.1 |  | 115.32
| Bed II loft bottom | 1 | 12 | 3.1 | 0.6 |  | 22.32
| Kitchen | 1 | 12 | 2.33 | 3.1 |  | 86.68
| kitchen loft bottom | 1 | 12 | 6.53 | 0.6 |  | 47.02
| Kitchen hearth slab bottom | 1 | 12 | 4.83 | 0.6 |  | 34.78
| Passage | 1 | 12 | 1.2 | 0.75 |  | 10.8
| Common toilet | 1 | 12 | 1.2 | 2.12 |  | 30.53
| Add for kitchen open | 1 | 12 | 0.75 | 0.115 |  | 1.04
| Add for passage open | 1 | 12 | 1.085 | 0.23 |  | 2.99
| Hall beam projection | 1 | 12 | 3.05 | 0.3 |  | 10.98
| Waist slab Ist, IIIrd, Vth & VII th bottom | 2 | 4 | 3.1 | 1 |  | 24.8
| Waist slab IInd, IVth, VIth bottom | 2 | 3 | 3 | 1 |  | 18
| waist slab VIII th bottom | 2 | 1 | 3.25 | 1 |  | 6.5
| Front sit out | 2 | 4 | 4.92 | 1.115 |  | 43.89
| H/R ceiling | 2 | 1 | 5 | 2 |  | 20
| Window sunshade | 6 | 6 | 2.26 | 0.6 |  | 48.82
| Kitchen window sunshade | 6 | 2 | 1.81 | 0.6 |  | 13.03
| H/R grill sunshade bottom | 2 | 1 | 1.96 | 0.6 |  | 2.35
| H/R door sunshade bottom | 2 | 2 | 1.36 | 0.6 |  | 3.26
| Staircase jally sunshade bottom | 2 | 4 | 1.96 | 0.6 |  | 9.41
[6 empty] | Total | 915.38
[6 empty] | Say | 915.4 | Sqm
36 | Cement mortar Border in C.M. 1:5, 12 mm tk.
a) 150mm Wide
| Parapet Top building alround | 1 | 3 | 29.61 |  |  | 88.83
| parapet top head room alround | 1 | 2 | 15.84 |  |  | 31.68
| Add sundries | [5 empty] | 0
120.51
[6 empty] | Say | 120.6 | Rmt
b) 75mm wide
| Parapet Top, lintel level at G.F to T.F lintel- building alround | 1 | 3 | 29.61 |  |  | 88.83
| parapet top head room alround | 1 | 2 | 15.84 |  |  | 31.68
| Add sundries | [5 empty] | 0
120.51
|  |  |  | S |  | Say | 120.6 | Rmt
c) 50mm wide
| Parapet Top building alround | 1 | 3 | 29.61 |  |  | 88.83
| parapet top head room alround | 1 | 3 | 15.84 |  |  | 47.52
| common & attached toilet jalli-alround | 2 | 12 | 2.7 |  |  | 64.8
| Add sundries | [5 empty] | 0
201.15
[6 empty] | Say | 201.2 | Rmt
37.1 | White washing three coats
| As per ceiling plastering item no.35 | 1 | 1 | 915.38 |  |  | 915.38
[6 empty] | Say | 915.4 | Sqm
39 | M.S grills |  |  |  | Kg/m2
| Terrace grill door | 2 | 2 | 0.9 | 25 | 2.1 | 189
| Sitout Grill (G.F) | 2 | 2 | 2.88 | 25 | 0.3 | 86.4
| Sitout Grill alround | 2 | 3 | 7.75 | 25 | 0.3 | 348.75
[6 empty] | Total | 624.15
[6 empty] | Say | 624.2 | Kgs
40 | Painting - New "wood work" |  |  |  | co-eff
| Bed doors | 3 | 8 | 0.9 | 2.6 | 2.1 | 117.94
0.08
[6 empty] | Total | 118.02
[6 empty] | Say | 118.1 | Sqm
41 | Painting - New "iron work" |  |  |  | co-eff
| KW | 1 | 12 | 1.35 | 1 | 1.05 | 17.01
| W | 3 | 12 | 1.8 | 1 | 1.35 | 87.48
| Head room grill door | 2 | 2 | 0.9 | 1 | 2.1 | 7.56
| Sitout Grill (G.F) | 2 | 2 | 2.88 | 1 | 0.3 | 3.46
| Sitout Grill alround | 2 | 3 | 7.75 | 1 | 0.3 | 13.95
| For Pipes 32mm dia | 1 | 3.14 | 56 | 1 | 0.032 | 5.63
| For Pipes 25mm dia | 1 | 3.14 | 332 | 1 | 0.025 | 26.06
| For Pipes 110mm dia | 1 | 3.14 | 0.11 | 1 | 255 | 88.08
| For Pipes 75mm dia | 1 | 3.14 | 0.075 | 1 | 259.7 | 61.16
[6 empty] | Total | 310.39
[6 empty] | Say | 310.4 | Sqm
46 | Supplying & fixing of 20 mm dia aluminium hanger rod
| At ward robe | 2 | 12 | 1 |  |  | 24 | Rmt
47 | Supplying & fixing of Aluminium towel rail 75 cm long
| At attached toilet & common toilet | 2 | 12 |  |  |  | 24 | Nos
48 | Supplying & fixing of 5 pin coat stand
| At bed I, bed II & Hall | 3 | 12 |  |  |  | 36 | Nos
49 | Supplying & fixing of chromium plated 8 gauge picture hook
| For doors | 10 | 12 |  |  |  | 120 | Nos
50.3 | Supply & planting avenue trees
| Front portion | 1 | 5 |  |  |  | 5 | Nos
50.4 | Providing tree guard | 1 | 5 |  |  |  | 5 | Nos
52 | PVC Water supply (ASTM)
a.) 32 mm dia
| BL to tank top | 1 | 3 | 18.5 |  |  | 55.5 | Rmt
b.) 25 mm dia over flow pipe tank 1 to 8
| Tank alround upto parapet | 1 | 2 | 7.5 |  |  | 15
| OHT - GF (Common toilet & kitchen) | 1 | 3 | 15 |  |  | 45
| OHT - FF (Common toilet & kitchen) | 1 | 3 | 11 |  |  | 33
| OHT - SF (Common toilet & kitchen) | 1 | 3 | 9 |  |  | 27
| OHT - TF (Common toilet & kitchen) | 1 | 3 | 8 |  |  | 24
| OHT - GF (Tank to attached toilet) | 1 | 3 | 16.5 |  |  | 49.5
| OHT - FF (Tank to attached toilet) | 1 | 3 | 13.65 |  |  | 40.95
| OHT - SF (Tank to attached toilet) | 1 | 3 | 10.8 |  |  | 32.4
| OHT - TF (Tank to attached toilet) | 1 | 3 | 7.95 |  |  | 23.85
| Air vent | 1 | 12 | 1.5 |  |  | 18
| over flow pipe | 1 | 3 | 9 |  |  | 27
[6 empty] | Total | 335.7
[6 empty] | Say | 335.7 | Rmt
52.1 | Supply of G.I pipe 20mm dia for hot water | 1 | 12 | 2 |  |  | 24 | Rmt
59.2 | Gully trap using kiln burnt country bricks 22x11x7 cm | 1 | 9 |  |  |  | 9 | Nos
60 | PVC Nahani trap (4way/2way)
| At toilet & wash basin | 5 | 12 |  |  |  | 60 | Nos
Electrical arrangements
69 | 15 Amp. Power plug
| At Kit and EWC (Fridge, Heater, kitchen) | 3 | 12 |  |  |  | 36 | Nos
72 | Box type Fibre Fan hook
| At hall cum living | 2 | 12 |  |  |  | 24
| At bed I & bed II | 2 | 12 |  |  |  | 24
| Saddle hook | 2 | 12 |  |  |  | 24
[6 empty] | Total | 72 | Nos
73.1 | Supply and fixing of 6 way DB | 1 | 2 |  |  |  | 2 | Nos
74 | Charges for fixing of "Fan" | 4 | 12 |  |  |  | 48 | Nos
76 | 8 SWG wire | 1 | 2 | 15 |  |  | 30 | Rmt
77.3 | S&F of TV/Telephone line Socket
| At Hall | 3 | 12 |  |  |  | 36 | Nos
77.4 | S&F of 20mm dia PVC pipe for TV/Telephone line
| hall & 2 bed rooms | 3 | 12 | 6.5 |  |  | 234
[6 empty] | Total | 234 | Rmt
78 | Earthing Station IS3043 (Type I) | 1 | 2 |  |  |  | 2 | Nos
86 | Anti termite treatment
| As per plinth area | 1 | 1 | 28.91 | 6.73 |  | 194.56
| front sitout | 1 | 2 | 5.38 | 1 |  | 10.76
[6 empty] | Total | 205.32
[6 empty] | Say | 205.4 | Sqm
ANNEXURE
14.1 | Precast slab 20 mm tk.
a) Ground floor
| In bed rooms -W/R Bed 1 & bed2 | 4 | 3 | 1 | 0.6 |  | 7.2
| In bed rooms -C/B Bed 1 & bed2 | 8 | 3 | 1 | 0.45 |  | 10.8
| Kitchen -C/B | 3 | 8 | 0.9 | 0.45 |  | 9.72
| At living-C/B | 3 | 5 | 0.9 | 0.3 |  | 4.05
| Shoe rack | 3 | 3 | 0.75 | 0.3 |  | 2.03
| Add sundries |  |  |  |  | Total | 33.8
[6 empty] | Say | 33.8 | Sqm
b) in first floor
| Qty asper the same above |  |  |  |  | Total | 33.8
c) in Second floor
| Qty asper the same above |  |  |  |  | Total | 33.8
d) third floor
| Qty asper the same above |  |  |  |  | Total | 33.8
14.2 | Precast slab 40 mm tk.
a.) In foundation & basement
| Inspection chamber | 1 | 12 | 0.75 | 0.75 |  | 6.75 | Sqm
b) in ground floor
| Shoe rack top | 1 | 12 | 1 | 0.3 |  | 3.6
c) first floor
| Shoe rack top | 1 | 12 | 1 | 0.3 |  | 3.6
d) second floor
| Shoe rack top | 1 | 12 | 1 | 0.3 |  | 3.6
e) third floor
| Shoe rack top | 1 | 12 | 1 | 0.3 |  | 3.6
16.1 | Precast Jally ventilator 50mm tk.
a.) In Ground floor
| At toilet | 2 | 3 | 0.75 |  | 0.6 | 2.7
| At stair case | 1 | 2 | 1.5 |  | 1.35 | 4.05
[6 empty] | Total | 6.75
[6 empty] | Say | 6.8 | Sqm
b.) In First floor
| As per same qty in GF | 1 | 1 | 6.8 |  |  | 6.8 | Sqm
c.) In Second floor
| As per same qty in GF | 1 | 1 | 6.8 |  |  | 6.8 | Sqm
d.) In Third floor
| As per same qty in GF | 1 | 1 | 6.8 |  |  | 6.8 | Sqm
e.) In Fourth floor
| At head room | 1 | 2 | 1.5 |  | 1.35 | 4.05
[6 empty] | Say | 4.1 | Sqm
4 | M 20 grade concrete for Foundation and Basement
| Footing F1 | 1 | 3 | 1 | 1 | 0.25 | 0.75
| Footing F2 | 1 | 15 | 1.15 | 1.15 | 0.3 | 5.95
| Footing F3 | 1 | 9 | 1.3 | 1.3 | 0.35 | 5.32
| Footing F4 | 1 | 7 | 1.5 | 1.5 | 0.5 | 7.88
| Footing F5 | 1 | 2 | 1.7 | 1.7 | 0.55 | 3.18
| Footing CF1 | 1 | 4 | 1 | 1 | 0.2 | 0.8
| Column C1 and C2 | 1 | 25 | 0.23 | 0.38 | 1.5 | 3.28
| Column C2a | 1 | 3 | 0.23 | 0.3 | 1.5 | 0.31
| Column C3 and C4 | 1 | 8 | 0.23 | 0.38 | 1.5 | 1.05
| Column C5 | 1 | 4 | 0.23 | 0.23 | 1.5 | 0.32
| Grade Beams | [5 empty] | 0
| Outer alround GB1 | 1 | 1 | 76.61 | 0.23 | 0.4 | 7.05
| Hori GB1 | 3 | 1 | 8.18 | 0.23 | 0.4 | 2.26
| Hori GB1 @ Staircase | 2 | 1 | 2 | 0.23 | 0.4 | 0.37
| Vertical beam GB1A Stair adj | 3 | 1 | 6.5 | 0.23 | 0.4 | 1.79
| Vertical beam GB1A b/w liv & bed I | 3 | 1 | 2.94 | 0.23 | 0.4 | 0.81
| Vertical beam GB1A b/w bed II & C.T & Kitchen | 6 | 1 | 2.99 | 0.23 | 0.4 | 1.65
| Vertical beam GB1A b/w Kit & A.T | 3 | 1 | 2.29 | 0.23 | 0.4 | 0.63
| Sit out Alround GB1 | 2 | 1 | 7.75 | 0.23 | 0.4 | 1.43
| Plinth Beams | [5 empty] | 0
| Outer alround GB1 | 1 | 1 | 76.61 | 0.23 | 0.15 | 2.64
| Hori GB1 | 3 | 1 | 8.18 | 0.23 | 0.15 | 0.85
| Hori GB1 @ Staircase | 2 | 1 | 2 | 0.23 | 0.15 | 0.14
| Comm. Toilet | 5 | 1 | 1.09 | 0.23 | 0.15 | 0.19
| Vertical beam GB1A Stair adj | 3 | 3 | 6.5 | 0.23 | 0.15 | 2.02
| Vertical beam GB1A b/w liv & bed I | 3 | 1 | 2.94 | 0.23 | 0.15 | 0.3
| Vertical beam GB1A b/w bed II & C.T | 3 | 1 | 2.99 | 0.23 | 0.15 | 0.31
| Vertical beam GB1A b/w Kit & A.T | 3 | 1 | 2.29 | 0.23 | 0.15 | 0.24
| Sit out Alround GB1 | 2 | 1 | 7.75 | 0.23 | 0.15 | 0.53
| Beam b/w bed II, common toilet & kitchen | 1 | 3 | 2.99 | 0.23 | 0.15 | 0.31
| Staircase toe beam | 1 | 2 | 2.46 | 0.23 | 0.3 | 0.34
[6 empty] | Total | 52.7
[6 empty] | Say | 52.7 | Cum
8 | M 20 grade concrete for super structure
a.) In ground floor
| Column C1 and C2 | 1 | 25 | 0.23 | 0.38 | 2.45 | 5.35
| Column C2a | 1 | 3 | 0.23 | 0.3 | 2.45 | 0.51
| Column C3 and C4 | 1 | 8 | 0.23 | 0.38 | 2.45 | 1.71
| Column C5 | 1 | 4 | 0.23 | 0.38 | 2.45 | 0.86
| Mid landing cantilever beam | 2 | 1 | 3.9 | 0.23 | 0.3 | 0.54
| Mid landing slab | 2 | 1 | 1 | 2 | 0.125 | 0.5
| Mid landing slab - projection | 2 | 1 | 0.3 | 1 | 0.125 | 0.08
| Waist slab - I flight | 2 | 1 | 3.1 | 1 | 0.125 | 0.78
| Steps | 0.5 | 20 | 1 | 0.3 | 0.15 | 0.45
| Sill slab - W | 3 | 3 | 2.4 | 0.23 | 0.05 | 0.25
| Sill slab - KW | 1 | 3 | 1.95 | 0.23 | 0.05 | 0.07
| Shoe rack | 1 | 3 | 1.46 | 0.23 | 0.15 | 0.15
| Hearth slab | 1 | 3 | 5.68 | 0.83 | 0.05 | 0.71
| Main door lintel | 1 | 3 | 1.46 | 0.23 | 0.15 | 0.15
| Hall lintel | 1 | 3 | 3.51 | 0.23 | 0.2 | 0.48
| Window lintel W | 3 | 3 | 2.26 | 0.23 | 0.15 | 0.7
| Kitchen window lintel | 1 | 3 | 1.81 | 0.23 | 0.15 | 0.19
| Bed I & II lintel | 1 | 3 | 3.56 | 0.23 | 0.2 | 0.49
| Bath attached & common toilet | 1 | 6 | 1.2 | 0.115 | 0.1 | 0.08
| Jally lintel | 1 | 6 | 1.21 | 0.23 | 0.1 | 0.17
| Kitchen lintel | 1 | 3 | 5.43 | 0.23 | 0.15 | 0.56
| Window sunshade W | 3 | 3 | 2.26 | 0.6 | 0.065 | 0.79
| Kitchen window sunshade | 1 | 3 | 1.81 | 0.6 | 0.065 | 0.21
| Bed I Loft | 1 | 3 | 3.51 | 0.785 | 0.05 | 0.41
| Bed II Loft | 1 | 3 | 3.56 | 0.6 | 0.05 | 0.32
| Kitchen loft | 1 | 3 | 4.83 | 0.6 | 0.05 | 0.43
| Jally lintel - staircase | 1 | 2 | 2.46 | 0.23 | 0.15 | 0.17
| Jally sunshade - staircase | 1 | 2 | 2.46 | 0.6 | 0.065 | 0.19
Roof beams
Horizontal beams
| Front wall beam 101 | 1 | 1 | 29.91 | 0.23 | 0.4 | 2.75
| Center wall beam 102 | 3 | 1 | 8.64 | 0.23 | 0.4 | 2.38
| Rear side beam 105,104&105a | 3 | 1 | 7.32 | 0.23 | 0.3 | 1.52
| Add extra depth 105a | 3 | 1 | 1.085 | 0.23 | 0.15 | 0.11
| d/f common beam | -1 | 1 | 3.99 | 0.23 | 0.4 | -0.37
| Staircase adjustcent side beam 111 | 3 | 1 | 6.73 | 0.23 | 0.4 | 1.86
| Beam b/w hall & bed I 108&109 | 3 | 1 | 6.495 | 0.23 | 0..4 | 4.48
| b/w bed II,common WC & Att.Toilet 110 | 3 | 1 | 2.99 | 0.23 | 0.58 | 1.2
| Extreme end beam 106 | 3 | 1 | 3.4 | 0.23 | 0.4 | 0.94
| Extreme end beam 106 | 3 | 1 | 2.86 | 0.23 | 0.3 | 0.59
| Extreme end beam 107 | 3 | 1 | 2.99 | 0.23 | 0.3 | 0.62
| front sitout beam B2 | 2 | 2 | 1 | 0.23 | 0.3 | 0.28
Roof slab
| entrance verandah | 1 | 2 | 5.75 | 1 | 0.125 | 1.44
| hall /dining room | 3 | 1 | 4.72 | 3.05 | 0.125 | 5.4
| bed room 1 | 3 | 1 | 3.23 | 2.94 | 0.125 | 3.56
| bed room 2 | 3 | 1 | 3.1 | 2.99 | 0.125 | 3.48
| common toilet | 3 | 1 | 1.09 | 2.99 | 0.125 | 1.22
| Kitchen | 3 | 1 | 2.22 | 2.99 | 0.125 | 2.49
| attached toilet | 3 | 1 | 1.09 | 2.29 | 0.125 | 0.94
| Waist slab - II flight | 2 | 1 | 2.86 | 1 | 0.125 | 0.72
| landing slab front | 2 | 1 | 2 | 0.3 | 0.125 | 0.15
| Steps | 0.5 | 18 | 1 | 0.3 | 0.15 | 0.41
| Drops | 1 | 2 | 7.98 | 0.05 | 0.63 | 0.5
[6 empty] | Total | 53.97
[6 empty] | Say | 54 | Cum
b.) In first floor
| As per same qty in GF | 1 | 1 | 54 |  |  | 54 | Cum
c.) In second floor
| As per same qty in GF | 1 | 1 | 54 |  |  | 54 | Cum
d.) In third floor
| As per same qty in GF | 1 | 1 | 54 |  |  | 54
[6 empty] | Total | 54 | Cum
e.) In fourth floor
Head room coloum
| Column C1 | 3 | 1 | 0.23 | 0.38 | 2.25 | 0.59
| Column C3 | 3 | 1 | 0.23 | 0.38 | 2.25 | 0.59
Parapet coloum
| Column C1 | 1 | 21 | 0.23 | 0.38 | 1.2 | 2.2
| Roof beam alround | 1 | 2 | 14.69 | 0.23 | 0.3 | 2.03
| Slab alround | 1 | 2 | 2.46 | 5.35 | 0.13 | 3.42
| Lintel at terrace door TD | 2 | 2 | 1.36 | 0.23 | 0.15 | 0.19
| Lintel at Grill G | 1 | 2 | 1.96 | 0.23 | 0.15 | 0.14
| H/R terrace door TD sunshade | 2 | 2 | 1.46 | 0.6 | 0.065 | 0.23
| Grill G sunshade | 1 | 2 | 1.96 | 0.6 | 0.065 | 0.15 |  | S & F of 20 amps DP plug & Socket in sheet enclosure with 32 A DP MCB in flush wall with earth connection(For AC Plug)(Legrand (MDS)/Hager (L&T) equalivalent /superior variety
[6 empty] | Total | 9.54
[6 empty] | Say | 9.6 | Cum
S & F of 20 amps DP plug & Socket in sheet enclosure with 32 A DP MCB in flush wall with earth connection(For AC Plug)(Legrand (MDS)/Hager (L&T) equalivalent /superior variety
| For PC Qtrs | 1 | 12 |  |  |  | 12 | Nos
35.1 | Plastering CM 1:3 12mm tk With WPC
| IWC Sunken alround | 3 | 3 | 6.64 |  | 0.45 | 26.89
| IWC Sunken bot | 3 | 3 | 1.2 | 2.12 |  | 22.9
| IWC Sunken alround | 3 | 3 | 7.2 |  | 0.23 | 14.9
| IWC Sunken bot | 3 | 3 | 1.2 | 2.4 |  | 25.92
[6 empty] | Total | 90.61
[6 empty] | Say | 90.7 | Sqm
2.1.1 | Supplying and Filling in Foundation and Basement with Filling gravel.
| Entrance verandah | 1 | 2 | 5.75 | 1 | 0.55 | 6.33
| Hall / dining room | 1 | 3 | 4.72 | 3.05 | 0.55 | 23.75
| Bed room 1 | 1 | 3 | 3.23 | 3.05 | 0.55 | 16.25
| Bed room 2 | 1 | 3 | 2.99 | 2.99 | 0.55 | 14.75
| Common toilet Passage | 1 | 3 | 1.09 | 2.99 | 0.55 | 5.38
| Kitchen | 1 | 3 | 2.22 | 2.99 | 0.55 | 10.95
| Attached toilet | 1 | 3 | 1.09 | 2.29 | 0.55 | 4.12
| Staircase | 1 | 2 | 2 | 3.8 | 0.55 | 8.36
[6 empty] | Total | 89.89
[6 empty] | Say | 89.9 | Cum
18.1 | Formwork and centering
a.) For Column footings, plinth beam, Grade beam, Raftbeam, Raft slab etc.,
| Footing F1 | 1 | 3 | 4 |  | 0.25 | 3
| Footing F2 | 1 | 15 | 4.6 |  | 0.3 | 20.7
| Footing F3 | 1 | 9 | 5.2 |  | 0.35 | 16.38
| Footing F4 | 1 | 7 | 6 |  | 0.5 | 21
| Footing F5 | 1 | 2 | 5.6 |  | 0.55 | 6.16
| Footing CF1 | 1 | 4 | 4 |  | 0.2 | 3.2
| Grade beams | [5 empty] | 0
| Outer side alround | 1 | 1 | 78.99 |  | 0.4 | 31.6
| Hall inner alround | 1 | 3 | 15.53 |  | 0.4 | 18.64
| Bed I inner alround | 1 | 3 | 12.56 |  | 0.4 | 15.07
| Bed II inner alround | 1 | 3 | 11.94 |  | 0.4 | 14.33
| Common toilet inner alround | 1 | 3 | 8.37 |  | 0.4 | 10.04
| Kitchen inner alround | 1 | 3 | 10.4 |  | 0.4 | 12.48
| Attached toilet inner alround | 1 | 3 | 6.74 |  | 0.4 | 8.09
| Stair Front & Rear beam | 2 | 2 | 2 |  | 0.4 | 3.2
| Sitout inner alround 3sides | 1 | 2 | 7.53 |  | 0.4 | 6.02
| Sitout outer alround | 1 | 2 | 7.84 |  | 0.4 | 6.27
| d/f common beam | -1 | 1 | 3.99 |  | 0.4 | -1.6
| plinth beam Outer side alround | 1 | 1 | 78.99 |  | 0.1 | 7.9
| Hall inner alround | 1 | 3 | 15.53 |  | 0.1 | 4.66
| Bed I inner alround | 1 | 3 | 12.56 |  | 0.1 | 3.77
| Bed II inner alround | 1 | 3 | 11.94 |  | 0.1 | 3.58
| Common toilet inner alround | 1 | 3 | 8.37 |  | 0.1 | 2.51
| Kitchen inner alround | 1 | 3 | 10.4 |  | 0.1 | 3.12
| Attached toilet inner alround | 1 | 3 | 6.74 |  | 0.1 | 2.02
| Stair Front & Rear beam | 1 | 3 | 2 |  | 0.1 | 0.6
| Sitout inner alround 3sides | 1 | 3 | 7.53 |  | 0.1 | 2.26
| Sitout outer alround | 1 | 2 | 7.84 |  | 0.1 | 1.57
| Staircase toe beam | 1 | 3 | 2.46 |  | 0.1 | 0.74
[6 empty] | Total | 227.31
[6 empty] | Say | 227.4 | Sqm
b.) Plain surfaces such as Roof slab, floor slab, etc.,
| Mid landing cantilever beam inner | 2 | 4 | 3.54 |  | 0.175 | 4.96
| Mid landing cantilever beam outer | 2 | 4 | 4.46 |  | 0.3 | 10.7
| Mid landing slab | 2 | 4 | 1 | 2 |  | 16
| Waist slab - I, III, V & VII flight | 2 | 4 | 3.45 | 1 |  | 27.6
| Waist slab - I, III, V & VII flight side | 2 | 3 | 3.1 |  | 0.125 | 2.33
| Waist slab - VIII flight side | 2 | 1 | 3.3 |  | 0.125 | 0.83
| Steps | 8 | 10 | 1 |  | 0.15 | 12
| Sill slab - W | 6 | 12 | 2.4 |  | 0.05 | 8.64
| Sill slab - KW | 2 | 12 | 1.95 |  | 0.05 | 2.34
| Shoe rack | 1 | 12 | 1.46 |  | 0.15 | 2.63
| Hearth slab | 1 | 12 | 5.68 | 0.83 |  | 56.57
| Hearth slab side | 1 | 12 | 5.68 |  | 0.05 | 3.41
| Main door lintel bottom | 1 | 12 | 1 | 0.23 |  | 2.76
| Main door lintel bottom side | 2 | 12 | 1.46 |  | 0.15 | 5.26
| Hall lintel bottom | 1 | 12 | 3.51 | 0.23 |  | 9.69
| Hall lintel sides | 2 | 12 | 3.51 |  | 0.2 | 16.85
| Window lintel bottom W | 3 | 12 | 1.8 | 0.23 |  | 14.9
| Window lintel Sides W | 6 | 12 | 2.4 |  | 0.15 | 25.92
| Kitchen window bott lintel | 1 | 12 | 1.35 | 0.23 |  | 3.73
| Kitchen window sides lintel | 2 | 12 | 1.95 |  | 0.15 | 7.02
| Bed II lintel D bott | 1 | 12 | 0.9 | 0.115 |  | 1.24
| Bed II lintel sides | 1 | 12 | 3.56 |  | 0.2 | 8.54
| Bed II loft | 1 | 12 | 3.56 | 0.6 |  | 25.63
| Bath attached & common toilet bott | 2 | 12 | 0.75 | 0.115 |  | 2.07
| Bath attached & common toilet sides | 4 | 12 | 1.2 |  | 0.1 | 5.76
| Jally lintel bott | 2 | 12 | 0.75 | 0.23 |  | 4.14
| Jally lintel sides | 4 | 12 | 1.21 |  | 0.1 | 5.81
| Kitchen lintel bot | 1 | 12 | 0.75 | 0.115 |  | 1.04
| Kitchen lintel sides | 2 | 12 | 5.43 |  | 0.115 | 14.99
| Kitchen loft bott | 1 | 12 | 4.83 | 0.6 |  | 34.78
| Bed I Loft bott | 1 | 12 | 3.51 | 0.715 |  | 30.12
| Jally lintel - staircase bott | 2 | 4 | 1.5 | 0.23 |  | 2.76
| Jally lintel - staircase sides | 2 | 4 | 1.96 |  | 0.15 | 2.35
| Roof beams | [5 empty] | 0
| Beam bottom alround | 1 | 12 | 29.8 | 0.23 |  | 82.25
| Horizontal mid beam | 1 | 12 | 8.175 | 0.23 |  | 22.56
| Landing horizontal beam | 2 | 4 | 2 | 0.23 |  | 3.68
| Vertical beams | [5 empty] | 0
| Beam b/w hall & bed I | 1 | 12 | 3.05 | 0.23 |  | 8.42
| b/w common WC adj | 2 | 12 | 2.99 | 0.23 |  | 16.5
| A/f extra depth for sunken beam | 1 | 12 | 1.09 | 0.22 |  | 2.88
| Beam b/w attached toilet & kit | 1 | 12 | 2.29 | 0.23 |  | 6.32
| Sitout cantilever beam bot | 1 | 12 | 1.115 | 0.23 |  | 3.08
| hall /dining room | 1 | 12 | 15.53 |  | 0.28 | 52.18
| Add extra depth | 1 | 12 | 4.72 |  | 0.19 | 10.76
| bed room 1 | 1 | 12 | 12.56 |  | 0.28 | 42.2
| Add extra depth | 1 | 12 | 3.23 |  | 0.19 | 7.36
| Add extra depth | 1 | 12 | 3.05 |  | 0.19 | 6.95
| bed room 2 | 1 | 12 | 12.17 |  | 0.18 | 26.29
| Add extra depth | 1 | 12 | 2.99 |  | 0.45 | 16.15
| Add extra depth | 1 | 12 | 3.05 |  | 0.1 | 3.66
| Add extra depth | 1 | 12 | 2.99 |  | 0.28 | 10.05
| Kitchen | 1 | 12 | 10.4 |  | 0.18 | 22.46
| Add extra depth | 1 | 12 | 2.99 |  | 0.45 | 16.15
| Add extra depth | 1 | 12 | 2.22 |  | 0.45 | 11.99
| Add extra depth | 1 | 12 | 2.99 |  | 0.28 | 10.05
| common toilet | 1 | 12 | 8.14 |  | 0.33 | 32.23
| Add extra depth | 1 | 12 | 2.99 |  | 0.13 | 4.66
| Add extra depth | 1 | 12 | 1.09 |  | 0.3 | 3.92
| Add extra depth | 1 | 12 | 2.99 |  | 0.3 | 10.76
| attached toilet | 1 | 12 | 6.74 |  | 0.18 | 14.56
| Add extra depth | 1 | 12 | 2.99 |  | 0.28 | 10.05
| Add extra depth | 1 | 12 | 1.09 |  | 0.45 | 5.89
| landing beam side | 1 | 12 | 2 |  | 0.28 | 6.72
| Sitout cantiliver beam side | 2 | 12 | 1.115 |  | 0.19 | 5.08
| Roof slab | [5 empty] | 0
| hall /dining room | 1 | 12 | 4.72 | 3.05 |  | 172.75
| bed room 1 | 1 | 12 | 3.23 | 3.05 |  | 118.22
| bed room 2 | 1 | 12 | 3.1 | 2.99 |  | 111.23
| common toilet | 1 | 12 | 1.09 | 2.99 |  | 39.11
| Kitchen | 1 | 12 | 2.22 | 2.99 |  | 79.65
| attached toilet | 1 | 12 | 1.09 | 2.29 |  | 29.95
| Waist slab II, IV, VI & VIII | 2 | 4 | 3.1 | 1 |  | 24.8
| Waist slab II, IV, VI & VIII steps Sides | 2 | 4 | 3 |  | 0.27 | 6.48
| Steps | 8 | 9 | 1 |  | 0.15 | 10.8
| entrance verandah | 2 | 4 | 5.75 | 1.12 |  | 51.52
| Head room beam bottom | 2 | 1 | 14.69 | 0.23 |  | 6.76
| Head room beam sides | 2 | 1 | 14.23 |  | 0.19 | 5.41
| Head room beam sides outer | 2 | 1 | 15.15 |  | 0.3 | 9.09
| Head room slab | 2 | 1 | 5.12 | 2 |  | 20.48
[6 empty] | Total | 1535.43
[6 empty] | Say | 1535.5 | Sqm
c.) For square and rectangular column and small quantities
` | Column upto basement C1 and c2 | 1 | 25 | 1.22 |  | 2.5 | 76.25
| Column upto basement C2a | 1 | 3 | 1.06 |  | 2.5 | 7.95
| Column upto basement C3 and c4 | 1 | 8 | 1.22 |  | 2.5 | 24.4
| Column upto basement C5 | 1 | 4 | 0.92 |  | 1 | 3.68
` | Column C1 and c2 | 4 | 25 | 1.22 |  | 2.45 | 298.9
| Column C2a | 4 | 3 | 1.06 |  | 2.45 | 31.16
| Column C3 and c4 | 4 | 8 | 1.22 |  | 2.45 | 95.65
| Column C5 | 4 | 4 | 1.22 |  | 2.45 | 47.82
| Column C1 - H/R | 2 | 2 | 1.22 |  | 2.25 | 10.98
| Column C3 - H/R | 2 | 2 | 1.22 |  | 2.25 | 10.98
| Sunshade window bottom in GF, FF, SF & TF | 1 | 12 | 2.26 | 0.6 |  | 16.27
| Kitchen window bottom in GF, FF, SF & TF | 1 | 12 | 1.81 | 0.6 |  | 13.03
| Staircase jally bottom in GF, FF, SF & TF | 2 | 4 | 1.96 | 0.6 |  | 9.41
| Head room terrace door sunshade bottom | 2 | 2 | 1.46 | 0.6 |  | 3.5
| Drops | 4 | 4 | 7.75 |  | 0.63 | 78.12
[6 empty] | Total | 728.1
[6 empty] | Say | 728.1 | Sqm
21.6 | RCC door frame
a.) 900 x 2100 mm
| Bed I & Bed II | 2 | 12 |  |  |  | 24 | Nos
98.3.1 | Teak wood Panelled door shutter
a.) 1000 x 2100 mm
| Main door | 1 | 12 | 0.9 |  | 2.05 | 22.14
[6 empty] | Say | 22.2 | Sqm
23.1.1 | Teak wood frame with 9mm thick BWR plywood shutters.
a.) 900 x 2100 mm
| Bed I & Bed II | 2 | 12 | 0.8 |  | 2.05 | 39.36
[6 empty] | Say | 39.4 | Sqm
21.5.2 | S & F of PVC solid core door shutter with frame
| For toilet | 2 | 12 | 0.75 |  | 2.1 | 37.8 | Sqm
23.2.1 | 4mm tk., pin headed glass panels
| Window Living | 1 | 12 | 1.8 | 0.85 | 1.35 | 24.79
| Window Bed I&II | 2 | 12 | 1.8 | 0.85 | 1.35 | 49.57
| kitchen | 1 | 12 | 1.35 | 0.85 | 1.05 | 14.46
[6 empty] | Total | 88.82
[6 empty] | Say | 88.9 | Sqm
29.8 | Glazed tiles
| Common toilet alround | 1 | 12 | 6.64 |  | 1.58 | 125.89
| Attached toilet alround | 1 | 12 | 7.2 |  | 1.58 | 136.51
| Add for door jambs | 2x2 | 12 | 0.12 |  | 1.58 | 9.1
| D/f door D2 | -2 | 12 | 0.75 |  | 1.58 | -28.44
| Hall alround | 1 | 12 | 15.53 |  | 0.1 | 18.64
| Bed I alround | 1 | 12 | 12.79 |  | 0.1 | 15.35
| Bed II alround | 1 | 12 | 12.4 |  | 0.1 | 14.88
| Kitchen alround | 1 | 12 | 10.86 |  | 0.1 | 13.03
| D/f main door | -1 | 12 | 1 |  | 0.1 | -1.2
| D/f Bed I & Bed II door | -4 | 12 | 0.9 |  | 0.1 | -4.32
| D/f Kitchen open | -2 | 12 | 0.75 |  | 0.1 | -1.8
| Passage alround | 1 | 12 | 4.36 |  | 0.1 | 5.23
| D/f bath | -2 | 12 | 0.75 |  | 0.1 | -1.8
| Kitchen platform | 1 | 12 | 5.3 |  | 0.6 | 38.16
| Kitchen platform | 1 | 12 | 4.8 |  | 0.1 | 5.76
[6 empty] | Total | 344.99 | Sqm
29.9 | Floor ceramic tiles (Anti skid)
| common toilet | 1 | 12 | 1.2 | 2.12 |  | 30.53
| attached toilet | 1 | 12 | 1.2 | 2.4 |  | 34.56
| Add door jams | 2 | 12 | 0.75 | 0.12 |  | 2.16
| Add sundries | [5 empty] | 0.07
[6 empty] | Total | 67.32 | Sqm
38.6 | One coat of primer of White cement
| As per Qty item no. 33 | 1 | 1 | 2836.47 |  |  | 2836.47
| As per Qty item no. 34 | 1 | 1 | 163.67 |  |  | 163.67
[6 empty] | Total | 3000.14
[6 empty] | Say | 3000.2 | Sqm
43.1 | Fabrication of Mild steel / RTS grills (without cement slurry) for all sizes of rods.
| As per Steel Statement | 1 | 1 | 30.45 |  |  | 30.45
[6 empty] | Total | 30.45 | MT
44.6 | PVC SWR 110 mm dia rain water downfall pipe
| Terrace floor to ground level | 1 | 3 | 14.5 |  |  | 43.5
| Head room to open terrace | 1 | 2 | 3 |  |  | 6
| Chamber to RWP | 1 | 3 | 4 |  |  | 12
[6 empty] | Total | 61.5 | Rmt
52.4 | c.) 20 mm dia fully concealed
| Attached and common toilet | 2 | 12 | 7.5 |  |  | 180
| Wash basin | 2 | 12 | 2.5 |  |  | 60
| Kitchen | 1 | 12 | 1.5 |  |  | 18
[6 empty] | Total | 258 | Rmt
53.5 | Wash hand basin of size 550 x 400 mm
| For G.F, F.F, S.F & T.F toilet | 2 | 12 |  |  |  | 24 | Nos
58.3 | PVC SWR pipe (Soil line)
a.) 110 mm dia.
| In common toilet G.F only | 1 | 3 | 2.5 |  |  | 7.5
| In Attached toilet G.F only | 1 | 3 | 2.5 |  |  | 7.5
| F.F, S.F, T.F only vertical lines - common toilet | 1 | 3 | 13 |  |  | 39
| F.F, S.F, T.F only vertical lines - attached toilet | 1 | 3 | 14 |  |  | 42
| Cross lines from IWC to vertical line in F.F, S.F & T.F | 3 | 3 | 3 |  |  | 27
| EWC & IWC inside in G.F, F.F, S.F & T.F | 2 | 12 | 3 |  |  | 72
[6 empty] | Total | 195 | Rmt
b.) 75 mm dia
| In common toilet in G.F, F.F, S.F & vent | 1 | 3 | 10.2 |  |  | 30.6
| In attached toilet in G.F, F.F, S.F & vent | 1 | 3 | 12 |  |  | 36
| In kitchen in G.F, F.F, S.F & vent | 1 | 3 | 12 |  |  | 36
| Cross lines from Commom toilet & attached toilet | 2 | 12 | 3 |  |  | 72
| Cross lines from kitchen | 1 | 12 | 2.4 |  |  | 28.8
| Common toilet inside | 9 | 1 | 3 |  |  | 27
| Attached toilet inside | 9 | 1 | 2.5 |  |  | 22.5
| Gully trap outlet in Kitchen, common toilet & attached toilet | 3 | 3 | 0.75 |  |  | 6.75
[6 empty] | Total | 259.65 | Rmt
58.4 | Supplying, Laying & Concealing the 50mm dia PVC (SWR) pipe with ISI mark type - 'B' with relevant specials.
| For wash basin | 1 | 12 | 3 |  |  | 36
| Attached toilet | 1 | 12 | 1 |  |  | 12
| Kitchen | 1 | 12 | 1 |  |  | 12
[6 empty] | Total | 60 | Rmt
64.1 | a.) Light point with ceiling rose
| At hall cum living | 2 | 12 |  |  |  | 24
| At bed I & bed II | 2 | 12 |  |  |  | 24
| At kit | 1 | 12 |  |  |  | 12
| Exhaust fan | 1 | 12 |  |  |  | 12
| entrance bulk head fitting | 1 | 12 |  |  |  | 12
| common for street light | 2 | 4 |  |  |  | 8
| Mid landing | 2 | 5 |  |  |  | 10
| head room both side out | 2 | 2 |  |  |  | 4
[6 empty] | Total | 106 | Nos
b.) Light point without ceiling rose
| Bed I, II, kitchen, Hall | 6 | 12 |  |  |  | 72
| for wash basin top | 1 | 12 |  |  |  | 12
| toilets | 2 | 12 |  |  |  | 24
| Passage | 1 | 12 |  |  |  | 12
| Sitout | 2 | 2 |  |  |  | 4
[6 empty] | Total | 124 | Nos
| c.) Calling bell point with Buzzer/Calling bell | 1 | 12 |  |  |  | 12 | Nos
65.1 | Fan point
| At hall cum living | 12 | 2 |  |  |  | 24
| At bed I & bed II | 12 | 2 |  |  |  | 24
[6 empty] | Total | 48 | Nos
66.1 | Staircase light point
| At GF to TF and Head room | 2 | 5 |  |  |  | 10 | Nos
67.1 | 5 amps 5 pin Plug point (Switch board itself )
| At hall cum living | 12 | 2 |  |  |  | 24
| At bed I & bed II | 12 | 2 |  |  |  | 24
| At kit | 12 | 1 |  |  |  | 12
| Passage | 2 | 8 |  |  |  | 16
[6 empty] | Total | 76 | Nos
68.2 | 5 amps 5 pin Plug point (Convenient places)
| At hall cum living (TV, Fridge, Cellphone) | 12 | 2 |  |  |  | 24
| At bed I & bed II | 12 | 1 |  |  |  | 12
| At kit (Mixe, Grinder) | 12 | 2 |  |  |  | 24
[6 empty] | Total | 60 | Nos
75.1.2 | Supply and delivery of Fan with ISI mark with Eletronic Dimmer
a.) 48" (1200 mm)
| For inside flats (Bed 1 & 2, Hall) | 4 | 12 |  |  |  | 48 | Nos
77 | Runoff 2 wires 4 sqmm
Main to ELCB
| GF right side | 1 | 1 | 10 |  |  | 10
| GF left side | 1 | 2 | 13 |  |  | 26
| FF right side | 1 | 1 | 16 |  |  | 16
| FF left side | 1 | 2 | 19 |  |  | 38
| SF right side | 1 | 1 | 12 |  |  | 12
| SF left side | 1 | 2 | 15 |  |  | 30
| TF right side | 1 | 1 | 18 |  |  | 18
| TF left side | 1 | 2 | 21 |  |  | 42
[6 empty] | Total | 192 | Rmt
77.2 | 4 x 4 Sq mm copper PVC insulated unsheathed single core cable
| Main to ELCB | 1 | 12 | 10 |  |  | 120 | Rmt
77.7 | Run of main 2 wires of 2.50 Sqmm.
| For toilet | 1 | 3 | 10 |  |  | 30
| For kitchen | 1 | 3 | 9 |  |  | 27
| For toilet | 1 | 3 | 10 |  |  | 30
| For kitchen | 1 | 3 | 9 |  |  | 27
| For toilet | 1 | 3 | 10 |  |  | 30
| For kitchen | 1 | 3 | 9 |  |  | 27
| For toilet | 1 | 3 | 10 |  |  | 30
| For kitchen | 1 | 3 | 9 |  |  | 27
[6 empty] | Total | 228 | Rmt
112.1 | S & F of Exhaust Fan 225 mm dia
| At kitchen | 1 | 12 |  |  |  | 12 | Nos
44.2 | Rain water harvesting using defunct borewell and providing perforated cover slab
| a). Providing pit | 1 | 1 | 2 |  |  | 2 | Nos
| b) Augering 30cm dia | 1 | 2 | 3 |  |  | 6 | Rmt
344.2 | S&F of Bevelled edge mirror 500 x 400 x 5.5mm
| over wash basin | 2 | 12 |  |  |  | 24 | Nos
383 | S&F of Cuddapah sink 600 x 600 x 200mm
| At kitchen | 1 | 12 |  |  |  | 12 | Nos
71 | Triple pole main switch | 1 | 14 |  |  |  | 14 | Nos
80 | S&F TW planks
| 8 qtrs | 1 | 12 |  |  |  | 12
| For common | 1 | 2 |  |  |  | 2
| For main | 1 | 2 |  |  |  | 2
[6 empty] | Total | 16 | Nos
| Supplying and delivery of Three phase ELCB/RCCB | 1 | 12 |  |  |  | 12 | Nos
38.7 | Plastic Exterior Emulsion
| As per outer plastering qty | 1 | 1 | 1256.16 |  |  | 1256.16
[6 empty] | Say | 919.6 | Sqm
799 | Painting with OBD over one coat of white cement
| As per Qty itm no 38.6 | 1 | 1 | 3000.14 |  |  | 3000.14
[6 empty] | Say | 3000.2 | Sqm
448.2 | Supplying & fixing of PVC TEE with end cap | 3 | 12 |  |  |  | 36 | Nos
367 | Providing melomine door polishing |  |  |  | co.eff
| Main door | 1 | 12 | 1 | 2.25 | 2.1 | 56.7 | Sqm
380 | Vitrified
| Hall cum dining room | 1 | 12 | 4.72 | 3.05 |  | 172.75
| Bed I | 1 | 12 | 3.35 | 3.05 |  | 122.61
| Bed II | 1 | 12 | 3.1 | 3.1 |  | 115.32
| Kitchen | 1 | 12 | 2.33 | 3.1 |  | 86.68
| Toilet Passage | 1 | 12 | 1.2 | 0.75 |  | 10.8
| Add jambs for Main door | 1 | 12 | 1 | 0.12 |  | 1.44
| Add jambs for bed door I & II | 2 | 12 | 0.9 | 0.1 |  | 2.16
| Add jambs for Kitchen open | 2 | 12 | 0.75 | 0.23 |  | 4.14
| Add jambs for passage open | 2 | 12 | 1.09 | 0.23 |  | 6.02
[6 empty] | Total | 521.92
[6 empty] | Say | 522 | Sqm
379.4.2 | Supplying and fixing of jet black and similar varities of granite slab
| a.) Ground floor kitchen hearth slab | 1 | 3 | 5.33 | 0.6 |  | 9.59 | Sqm
| b.) First floor kitchen hearth slab | 1 | 3 | 5.33 | 0.6 |  | 9.59 | Sqm
| c.) Second floor kitchen hearth slab | 1 | 3 | 5.33 | 0.6 |  | 9.59 | Sqm
| d.) Third floor kitchen hearth slab | 1 | 3 | 5.33 | 0.6 |  | 9.59 | Sqm
31.2 | Anti refletive solar ceramic tiles (Cool tiles)
| Terrace floor | 3 | 1 | 8.41 | 6.5 |  | 164
| Front projection | 3 | 1 | 1 | 1.23 |  | 3.69
| Alround Flashing | 3 | 1 | 29.85 | 0.1 |  | 8.96
| Head room top | 2 | 1 | 2.23 | 5.12 |  | 22.84
| Alround Flashing | 2 | 1 | 14.75 | 0.1 |  | 2.95
[6 empty] | Total | 202.44
[6 empty] | Say | 202.5 | Sqm
** | UPVC Non Pressure pipe of SN8 SDR 34 (S 16.5) as per IS 15328/2003
| a. 110 mm UPVC Non Pressure pipe | 1 | 2 | 30 |  |  | 60 | Rmt
| b. 160 mm UPVC Non Pressure pipe | 1 | 2 | 30 |  |  | 60 | Rmt
** | PVC Specials as per IS 10124/1982 Part II
| a. 110 mm dia PVC bend (TWAD SR 16-17 P-19 S.No-4 ) | 1 | 6 |  |  |  | 6 | Nos
| b. 160 mm dia PVC bend (TWAD SR 16-17 P-19 S.No-4 ) | 1 | 6 |  |  |  | 6 | Nos
** | PVC Equal Tee as per BIS 7834/1975
| a. 110 mm dia PVC Equal tee(TWAD SR 16-17 P-19 S.No-9 ) | 1 | 6 |  |  |  | 6 | Nos
| b. 160 mm dia PVC Equal tee(TWAD SR 16-17 P-19 S.No-9 ) | 1 | 6 |  |  |  | 6 | Nos
56.3 | S & F of Orissapan (IWC) - in G.F. | 1 | 3 |  |  |  | 3 | Nos
56.4 | S & F of Orissapan (IWC)- other than G.F. | 1 | 9 |  |  |  | 9 | Nos
57 | S & F of E.W.C. (white) | 1 | 12 |  |  |  | 12 | Nos
54.1.1 | S & F of 15mm dia half turn CP long body tap | 3 | 12 |  |  |  | 36 | Nos
54.2.1 | S & F of 15mm dia half turn CP short body tap | 2 | 12 |  |  |  | 24 | Nos
S
JE/AE AEE/TPR

## 4 IN 1 PCHC Aliyar
TAMIL NADU POLICE HOUSING CORPORATION LTD
COIMBATORE DIVISION
Name of work: Construction of 90 Nos of PC/HC Quarters with Development works for Coimbatore District personnel at kovaipudur in coimbatore city under phase XXI Scheme
DETAILED ESTIMATE
PC/HC Qtrs - 4 in 1 (G+3)
S.No | Description | Nos |  | Measurements in mtrs |  |  | Qty
|  |  |  | L | B | D
1.1 | Earth work excavation for foundation in all soils and sub soils to required depth including refilling charges including all cost etc.
| Footing F1 | 1 | 1 | 1.3 | 1.3 | 1 | 1.69
| Footing F2 | 1 | 5 | 1.45 | 1.45 | 1 | 10.51
| Footing F3 | 1 | 4 | 1.6 | 1.6 | 1 | 10.24
| Footing F4 | 1 | 4 | 1.8 | 1.8 | 1 | 12.96
| cf1 | 1 | 2 | 1.3 | 1.3 | 1 | 3.38
Grade Beams
| Outer alround | 1 | 1 | 29.1 | 0.38 | 0.4 | 4.423
| C/wall of Hall & rear bed | 1 | 1 | 8.405 | 0.38 | 0.4 | 1.278
| C/wall of Att.toilet & kitchen | 1 | 1 | 2.515 | 0.38 | 0.4 | 0.382
| C/wall of Com.toilet, rear bed & kitchen | 2 | 1 | 3.215 | 0.38 | 0.4 | 0.977
| C/wall of Hall & front bed | 1 | 1 | 3.28 | 0.38 | 0.4 | 0.499
| S/C front & rear | 1 | 1 | 2.23 | 0.38 | 0.4 | 0.339
| S/C side wall add extra | 1 | 1 | 4 | 0.38 | 0.4 | 0.61
| Entrance varandah | 1 | 1 | 6.92 | 0.38 | 0.4 | 1.052
Deductions
| Column C1 and c2 | -1 | 10 | 0.23 | 0.38 | 0.4 | -0.35
| Column C2a | -1 | 1 | 0.23 | 0.38 | 0.4 | -0.035
| Column C3 and c4 | -1 | 3 | 0.23 | 0.3 | 0.4 | -0.083
| Column C5 | -1 | 2 | 0.23 | 0.23 | 0.4 | -0.042
| for entrance verandah all round | 1 | 1 | 6.92 | 0.38 | 0.4 | 1.05
| S/C side wall add extra | 1 | 1 | 4 | 0.38 | 0.4 | 0.61
| d/f footing c1 f1 | -1 | 1 | 0.975 | 0.38 | 0.4 | -0.15
| d/f footing c3 f1 | -1 | 1 | 0.98 | 0.38 | 0.4 | -0.15
| Entrance steps | 1 | 1 | 2.76 | 1.65 | 0.6 | 2.73
| Inspection chambers | 1 | 4 | 1.26 | 1.26 | 0.45 | 2.86
54.78
[6 empty] | Total | 54 | Cum
1.3 | Earth work excavation for SDR
| Footing F1 | 1 | 1 | 1.3 | 1.3 | 1 | 1.69
| Footing F2 | 1 | 5 | 1.45 | 1.45 | 1 | 10.51
| Footing F3 | 1 | 4 | 1.6 | 1.6 | 1 | 10.24
| Footing F4 | 1 | 4 | 1.8 | 1.8 | 1 | 12.96
| cf1 | 1 | 2 | 1.3 | 1.3 | 1 | 3.38
[6 empty] | Total | 38.78 | Cum
2.1 | Supplying and Filling in Foundation and Basement with Filling sand.
Column footings
| Footing F1 | 1 | 1 | 1.3 | 1.3 | 0.075 | 0.13
| Footing F2 | 1 | 5 | 1.45 | 1.45 | 0.075 | 0.79
| Footing F3 | 1 | 4 | 1.6 | 1.6 | 0.075 | 0.77
| Footing F4 | 1 | 4 | 1.8 | 1.8 | 0.075 | 0.97
| Footing CF1 | 1 | 2 | 1.3 | 1.3 | 0.075 | 0.25
| Grade Beams | [5 empty] | 0
| Outer alround | 1 | 1 | 29.1 | 0.38 | 0.075 | 0.829
| C/wall of Hall & rear bed | 1 | 1 | 8.405 | 0.38 | 0.075 | 0.24
| C/wall of Att.toilet & kitchen | 1 | 1 | 2.515 | 0.38 | 0.075 | 0.072
| C/wall of Com.toilet, rear bed & kitchen | 2 | 1 | 3.215 | 0.38 | 0.075 | 0.183
| C/wall of Hall & front bed | 1 | 1 | 3.28 | 0.38 | 0.075 | 0.093
| S/C front & rear | 1 | 2 | 2.23 | 0.38 | 0.075 | 0.127
| S/C side wall add extra | 1 | 1 | 4 | 0.38 | 0.075 | 0.11
| d/f footing c1 f1 | -1 | 1 | 0.975 | 0.38 | 0.075 | -0.03
| d/f footing c3 f1 | -1 | 1 | 0.98 | 0.38 | 0.075 | -0.03
| Entrance varandah | 1 | 1 | 6.92 | 0.38 | 0.1 | 0.263
Deductions
| Column C1 and c2 | -1 | 10 | 0.23 | 0.38 | 0.075 | -0.066
| Column C2a | -1 | 1 | 0.23 | 0.38 | 0.075 | -0.007
| Column C3 and c4 | -1 | 3 | 0.23 | 0.3 | 0.075 | -0.016
| Column C5 | -1 | 2 | 0.23 | 0.23 | 0.075 | -0.008
| Hall / dining room | 1 | 1 | 4.72 | 3.05 | 0.15 | 2.16
| Bed room 1 | 1 | 1 | 3.23 | 3.05 | 0.15 | 1.48
| Bed room 2 | 1 | 1 | 2.99 | 2.99 | 0.15 | 1.34
| Common toilet Passage | 1 | 1 | 1.09 | 2.99 | 0.15 | 0.49
| Kitchen | 1 | 1 | 2.22 | 2.99 | 0.15 | 1
| Attached toilet | 1 | 1 | 1.09 | 2.29 | 0.15 | 0.37
| Staircase | 1 | 1 | 2 | 3.8 | 0.15 | 1.14
| Entrance steps | 1 | 1 | 2.76 | 1.65 | 0.1 | 0.46
| Inspection chambers | 1 | 4 | 1.26 | 1.26 | 0.1 | 0.64
0.01
[6 empty] | Total | 13.76 | Cum
2.1.1 | Supplying and Filling in Foundation and Basement with Filling gravel.
| Entrance verandah | 1 | 1 | 5.75 | 1 | 0.8 | 4.6
| Hall / dining room | 1 | 1 | 4.72 | 3.05 | 0.8 | 11.52
| Bed room 1 | 1 | 1 | 3.23 | 3.05 | 0.8 | 7.88
| Bed room 2 | 1 | 1 | 2.99 | 2.99 | 0.8 | 7.15
| Common toilet Passage | 1 | 1 | 1.09 | 2.99 | 0.8 | 2.61
| Kitchen | 1 | 1 | 2.22 | 2.99 | 0.8 | 5.31
| Attached toilet | 1 | 1 | 1.09 | 2.29 | 0.8 | 2
| Staircase | 1 | 1 | 2 | 3.8 | 0.8 | 6.08
0.05
[6 empty] | Total | 47.2 | Cum
3.1 | Plain Cement Concrete 1:5:10 using 40 mm HBSJ.
| Footing F1 | 1 | 1 | 1.3 | 1.3 | 0.075 | 0.127
| Footing F2 | 1 | 5 | 1.45 | 1.45 | 0.075 | 0.788
| Footing F3 | 1 | 4 | 1.6 | 1.6 | 0.075 | 0.768
| Footing F4 | 1 | 4 | 1.8 | 1.8 | 0.075 | 0.972
| cf1 | 1 | 2 | 1.3 | 1.3 | 0.075 | 0.254
| Grade Beams | [5 empty] | 0
| Outer alround | 1 | 1 | 29.1 | 0.38 | 0.075 | 0.829
| C/wall of Hall & rear bed | 1 | 1 | 8.405 | 0.38 | 0.075 | 0.24
| C/wall of Att.toilet & kitchen | 1 | 1 | 2.515 | 0.38 | 0.075 | 0.072
| C/wall of Com.toilet, rear bed & kitchen | 2 | 1 | 3.215 | 0.38 | 0.075 | 0.183
| C/wall of Hall & front bed | 1 | 1 | 3.28 | 0.38 | 0.075 | 0.093
| S/C front & rear | 1 | 2 | 2.23 | 0.38 | 0.075 | 0.127
| S/C side wall add extra | 1 | 1 | 4 | 0.38 | 0.075 | 0.11
| Entrance varandah | 1 | 1 | 6.92 | 0.38 | 0.1 | 0.263
Deductions
| Column C1 | -1 | 9 | 0.23 | 0.38 | 0.075 | -0.059
| Column C2 | -1 | 1 | 0.23 | 0.38 | 0.075 | -0.007
| Column C2a | -1 | 1 | 0.23 | 0.3 | 0.075 | -0.005
| Column C3 | -1 | 3 | 0.23 | 0.38 | 0.075 | -0.02
| Entrance steps | 1 | 1 | 2.76 | 1.65 | 0.15 | 0.683
| Inspection chambers | 1 | 4 | 1.26 | 1.26 | 0.1 | 0.64
0.02
[6 empty] | Total | 6.08 | Cum
4.1 | M 20 grade concrete for Foundation and Basement
| Footing F1 | 1 | 1 | 1.8 | 1.8 | 0.25 | 0.81
| Footing F2 | 1 | 7 | 1.5 | 1.5 | 0.3 | 4.725
| Footing F3 | 1 | 1 | 1.3 | 1.7 | 0.4 | 0.884
| Footing F4 | 1 | 5 | 1.2 | 1.8 | 0.5 | 5.4
| Footing CF1 | 1 | 2 | 2.65 | 2.3 | 0.2 | 2.438
Column upto basement
| Column C1F1 | 1 | 3 | 0.23 | 0.38 | 2.45 | 0.64
| Column C1F2 | 1 | 2 | 0.23 | 0.38 | 2.6 | 0.45
| Column C3F2 | 1 | 1 | 0.23 | 0.38 | 2.6 | 0.23
| Column C2a CF1 | 1 | 1 | 0.23 | 0.3 | 2.45 | 0.17
| Column C2 CF1 | 1 | 1 | 0.23 | 0.38 | 2.45 | 0.21
| Column C3F1 | 1 | 2 | 0.23 | 0.38 | 2.45 | 0.43
| Column C1F4 | 1 | 2 | 0.23 | 0.38 | 2.6 | 0.45
| Column C1F3 | 1 | 2 | 0.23 | 0.38 | 2.6 | 0.45
Grade Beams
| Outer alround | 1 | 1 | 29.1 | 0.23 | 0.45 | 3.012
| C/wall of Hall & rear bed | 1 | 1 | 8.405 | 0.23 | 0.45 | 0.87
| C/wall of Att.toilet & kitchen | 1 | 1 | 2.515 | 0.23 | 0.45 | 0.26
| C/wall of Com.toilet, rear bed & kitchen | 2 | 1 | 3.215 | 0.23 | 0.45 | 0.666
| C/wall of Hall & front bed | 1 | 1 | 3.28 | 0.23 | 0.45 | 0.339
| S/C front & rear | 1 | 2 | 2.23 | 0.23 | 0.45 | 0.462
| S/C side wall add extra | 1 | 1 | 4 | 0.23 | 0.45 | 0.41
| Entrance varandah | 1 | 1 | 6.92 | 0.23 | 0.45 | 0.716
Deductions
| Column C1 and c2 | -1 | 10 | 0.23 | 0.38 | 0.45 | -0.393
| Column C2a | -1 | 1 | 0.23 | 0.38 | 0.45 | -0.039
| Column C3 and c4 | -1 | 3 | 0.23 | 0.3 | 0.45 | -0.093
| Column C5 | -1 | 2 | 0.23 | 0.23 | 0.45 | -0.048
| Staircase toe beam | 1 | 1 | 2.46 | 0.23 | 0.3 | 0.17
Plinth Beams
| Outer alround | 1 | 1 | 29.1 | 0.23 | 0.1 | 0.669
| C/wall of Hall & rear bed | 1 | 1 | 8.405 | 0.23 | 0.1 | 0.193
| C/wall of Att.toilet & kitchen | 1 | 1 | 2.515 | 0.23 | 0.1 | 0.058
| C/wall of Com.toilet, rear bed & kitchen | 2 | 1 | 3.215 | 0.23 | 0.1 | 0.148
| C/wall of Hall & front bed | 1 | 1 | 3.28 | 0.23 | 0.1 | 0.075
| S/C front & rear | 1 | 2 | 2.23 | 0.23 | 0.1 | 0.103
| S/C side wall add extra | 1 | 1 | 4 | 0.23 | 0.1 | 0.09
| Entrance varandah | 1 | 1 | 6.92 | 0.23 | 0.1 | 0.159
Deductions
| Column C1 and c2 | -1 | 10 | 0.23 | 0.38 | 0.1 | -0.087
| Column C2a | -1 | 1 | 0.23 | 0.38 | 0.1 | -0.009
| Column C3 and c4 | -1 | 3 | 0.23 | 0.3 | 0.1 | -0.021
| Column C5 | -1 | 2 | 0.23 | 0.23 | 0.1 | -0.011
0.06
[6 empty] | Total | 25.05 | Cum
6.2 | Brickwork in C.M 1:5 in Foundation and Basement.
| Outer alround GB1 | 1 | 1 | 29.8 | 0.23 | 0.6 | 4.11
| Horizontal beam GB1 & GB1A | 1 | 1 | 8.18 | 0.23 | 0.6 | 1.13
| Horizontal beam GB1 Staircase | 1 | 2 | 2 | 0.23 | 0.6 | 0.55
| Vertical beam GB1A b/w liv & bed I | 1 | 1 | 2.94 | 0.23 | 0.6 | 0.41
| Vertical beam GB1A Stair adj | 1 | 1 | 6.49 | 0.23 | 0.6 | 0.9
| Vertical beam GB1A Stair adj | 1 | 1 | 4 | 0.23 | 0.6 | 0.55
| Vertical beam GB1A b/w bed II & C.T & Kit | 1 | 2 | 2.99 | 0.23 | 0.6 | 0.83
| Vertical beam GB1A b/w Kit & A.T | 1 | 1 | 2.29 | 0.23 | 0.6 | 0.32
| Sit out Alround GB1 | 1 | 1 | 6.03 | 0.23 | 0.6 | 0.83
Deductions
| Column C1 and c2 | -1 | 10 | 0.23 | 0.38 | 0.6 | -0.52
| Column C2a | -1 | 1 | 0.23 | 0.38 | 0.6 | -0.05
| Column C3 and c4 | -1 | 3 | 0.23 | 0.3 | 0.6 | -0.12
| Column C5 | -1 | 2 | 0.23 | 0.23 | 0.6 | -0.06
| Steps 1 | 1 | 1 | 2.46 | 1.5 | 0.45 | 1.66
| Steps 2 | 1 | 1 | 2.46 | 1.2 | 0.15 | 0.44
| Steps 3 | 1 | 1 | 2.46 | 0.9 | 0.15 | 0.33
| Steps 4 | 1 | 1 | 2.46 | 0.6 | 0.15 | 0.22
| Steps 5 | 1 | 1 | 2.46 | 0.3 | 0.15 | 0.11
| Inspection chamber | 1 | 4 | 3.32 | 0.23 | 1 | 3.05
0.06
[6 empty] | Total | 14.75 | Cum
8.1 | M 20 grade concrete for super structure
a.) In ground floor
| Column C1 and c2 | -1 | 10 | 0.23 | 0.38 | 2.45 | -2.14
| Column C2a | -1 | 1 | 0.23 | 0.38 | 2.45 | -0.21
| Column C3 and c4 | -1 | 3 | 0.23 | 0.3 | 2.45 | -0.51
| Column C5 | -1 | 2 | 0.23 | 0.23 | 2.45 | -0.26
| Mid landing cantilever beam | 1 | 1 | 3.9 | 0.23 | 0.3 | 0.27
| Mid landing slab | 1 | 1 | 1 | 2 | 0.125 | 0.25
| Mid landing slab - projection | 1 | 1 | 0.3 | 1 | 0.125 | 0.04
| Waist slab - I flight | 1 | 1 | 3.1 | 1 | 0.125 | 0.39
| Steps | 0.5 | 10 | 1 | 0.3 | 0.15 | 0.23
| Sill slab - W | 1 | 3 | 2.4 | 0.23 | 0.05 | 0.08
| Sill slab - KW | 1 | 1 | 1.95 | 0.23 | 0.05 | 0.02
| Shoe rack | 1 | 1 | 1.46 | 0.23 | 0.15 | 0.05
| Hearth slab | 1 | 1 | 5.68 | 0.83 | 0.05 | 0.24
| Main door lintel | 1 | 1 | 1.46 | 0.23 | 0.15 | 0.05
| Hall lintel | 1 | 1 | 3.51 | 0.23 | 0.2 | 0.16
| Window lintel W | 1 | 3 | 2.26 | 0.23 | 0.15 | 0.23
| Kitchen window lintel | 1 | 1 | 1.81 | 0.23 | 0.15 | 0.06
| Bed I & II lintel | 1 | 2 | 3.56 | 0.23 | 0.2 | 0.33
| Bath attached & common toilet | 1 | 2 | 1.2 | 0.115 | 0.1 | 0.03
| Jally lintel | 1 | 2 | 1.21 | 0.23 | 0.1 | 0.06
| Kitchen lintel | 1 | 2 | 5.43 | 0.23 | 0.15 | 0.37
| Window sunshade W | 1 | 3 | 2.26 | 0.6 | 0.065 | 0.26
| Kitchen window sunshade | 1 | 1 | 1.81 | 0.6 | 0.065 | 0.07
| Bed I Loft | 1 | 1 | 3.51 | 0.785 | 0.05 | 0.14
| Bed II Loft | 1 | 1 | 3.56 | 0.6 | 0.05 | 0.11
| Kitchen loft | 1 | 1 | 4.83 | 0.6 | 0.05 | 0.14
| Jally lintel - staircase | 1 | 1 | 2.46 | 0.23 | 0.15 | 0.08
| Jally sunshade - staircase | 1 | 1 | 2.46 | 0.6 | 0.065 | 0.1
Roof beams
Horizontal beams
| Front wall beam 101 | 1 | 1 | 10.87 | 0.23 | 0.4 | 1
| Center wall beam 102 | 1 | 1 | 8.64 | 0.23 | 0.75 | 1.49
| Rear side beam 105,104&111 | 1 | 1 | 7.32 | 0.23 | 0.3 | 0.51
| Add extra depth 111 | 1 | 1 | 1.085 | 0.23 | 0.15 | 0.04
Vertical beams
| Staircase adjustcent side beam 109 | 1 | 1 | 6.73 | 0.23 | 0.4 | 0.62
| Beam b/w hall & bed I 110 | 1 | 1 | 6.495 | 0.23 | 0.75 | 1.12
| b/w bed II,common WC & Att.Toilet 108 | 1 | 1 | 2.99 | 0.23 | 0.58 | 0.4
| Extreme end beam 106 | 1 | 1 | 3.4 | 0.23 | 0.4 | 0.31
| Extreme end beam 107 | 1 | 1 | 2.86 | 0.23 | 0.3 | 0.2
| front sitout beam B2 | 1 | 2 | 1 | 0.23 | 0.3 | 0.14
Roof slab
| entrance verandah | 1 | 1 | 5.75 | 1 | 0.12 | 0.69
| hall /dining room | 1 | 1 | 4.72 | 3.05 | 0.12 | 1.73
| bed room 1 | 1 | 1 | 3.23 | 2.94 | 0.12 | 1.14
| bed room 2 | 1 | 1 | 3.1 | 2.99 | 0.12 | 1.11
| common toilet | 1 | 1 | 1.09 | 2.99 | 0.12 | 0.39
| Kitchen | 1 | 1 | 2.22 | 2.99 | 0.12 | 0.8
| attached toilet | 1 | 1 | 1.09 | 2.29 | 0.12 | 0.3
| Waist slab - II flight | 1 | 1 | 2.86 | 1 | 0.125 | 0.36
| landing slab front | 1 | 1 | 2 | 0.3 | 0.125 | 0.08
| Steps | 0.5 | 9 | 1 | 0.3 | 0.15 | 0.2
| Drops | 1 | 1 | 7.98 | 0.05 | 0.63 | 0.25
0.04
[6 empty] | Total | 15.7 | Cum
b.) In first floor
| As per same qty in GF | 1 | 1 | 15.7 |  |  | 15.7 | Cum
c.) In second floor
| As per same qty in GF | 1 | 1 | 15.7 |  |  | 15.7 | Cum
d.) In Third floor
| As per same qty in GF | 1 | 1 | 15.7 |  |  | 15.7 | Cum
e.) In Fourth floor
| Tank slab bottom | 1 | 1 | 4.65 | 1.73 | 0.15 | 1.21
Head room coloum
| Column C2 | 2 | 1 | 0.23 | 0.3 | 2.25 | 0.31
| Column C3 | 2 | 1 | 0.23 | 0.3 | 2.25 | 0.31
Parapet coloum
| Column C2 | 1 | 7 | 0.23 | 0.3 | 1.2 | 0.58
| Column C3 | 1 | 1 | 0.23 | 0.3 | 1.2 | 0.08
| Roof beam alround H/R | 1 | 1 | 14.69 | 0.23 | 0.3 | 1.01
| Slab alround | 1 | 1 | 2.46 | 5.35 | 0.13 | 1.71
| Lintel at terrace door TD | 1 | 1 | 1.36 | 0.23 | 0.15 | 0.05
| Lintel at Grill G | 1 | 1 | 1.96 | 0.23 | 0.15 | 0.07
| H/R terrace door TD sunshade | 2 | 1 | 1.46 | 0.6 | 0.065 | 0.11
| Grill G sunshade | 1 | 1 | 1.96 | 0.6 | 0.065 | 0.08
0.08
[6 empty] | Total | 5.6 | Cum
9.2 | Brick work in CM 1:6 for super structure
a) In Ground Floor
| Main wall alround for single qtrs | 1 | 1 | 29.8 | 0.23 | 2.55 | 17.48
| Above lintel front verandah | 1 | 1 | 6.92 | 0.23 | 0.275 | 0.44
| Staircase wall back side wall | 1 | 1 | 2 | 0.23 | 2.55 | 1.17
| D/F MD | -1 | 1 | 1 | 0.23 | 2.1 | -0.48
| D/F W | -1 | 3 | 1.8 | 0.23 | 1.35 | -1.68
| D/F KW | -1 | 1 | 1.35 | 0.23 | 1.05 | -0.33
| D/F J | -1 | 2 | 0.75 | 0.23 | 0.6 | -0.21
D/F Sill slab
| Sill slab - W | -1 | 3 | 2.26 | 0.23 | 0.05 | -0.08
| Sill slab - KW | -1 | 1 | 1.81 | 0.23 | 0.05 | -0.02
| D/F Lintel (Front and rear) through lintel | -1 | 2 | 8.635 | 0.23 | 0.15 | -0.6
| D/F Column | -1 | 10 | 0.23 | 0.38 | 2.55 | -2.23
Add CB/WR Bed
| W/R side wall- bed-1&2 | 2 | 2 | 1 | 0.6 | 0.12 | 0.29
| C/B side wall- bed-1&2 | 2 | 1 | 1 | 0.45 | 0.12 | 0.11
| At kitchen C/B sides | 1 | 2 | 0.76 | 0.45 | 0.12 | 0.08
| At shelf in living room | 1 | 1 | 1 | 0.3 | 0.12 | 0.04
| Shoe rack side wall | 1 | 1 | 0.6 | 0.3 | 0.12 | 0.02
| Add sundries | [5 empty] | 0 |  | 14
[7 empty] | 14 |  | 14
[5 empty] | Say | 14 | Cum
b) in first floor
| Same Qty as per the above-G.F | [5 empty] | 14
| D/F Staircase Jally | -1 | 1 | 1.5 | 0.23 | 1.35 | -0.47
| D/F lintel over mid landing-Jally-J1 | -1 | 1 | 1.96 | 0.23 | 0.15 | -0.07
| Add balcony pillars | 1 | 2 | 0.23 | 0.23 | 1.2 | 0.13
| Add sundries | [5 empty] | 0.01 |  | 13.59
[7 empty] | 13.6 |  | 13.6
[5 empty] | Say | 13.6 | Cum
c) Second floor
| Same Qty as per the above-F.F | [5 empty] | 13.6
[5 empty] | Say | 13.6 | Cum
d) In third floor
| Same Qty as per the above-S.F | [5 empty] | 13.6
| Add parapet wall allround single qtrs | 1 | 1 | 26.685 | 0.23 | 1.2 | 7.37
| Add sundries | [5 empty] | 0.03 |  | 20.97
[7 empty] | 21 |  | 21
[5 empty] | Say | 21 | Cum
e) Fourth Floor
| Head room wall allround | 1 | 1 | 14.69 | 0.23 | 2.55 | 8.62
| D/F TD | -1 | 2 | 0.9 | 0.23 | 2.1 | -0.87
| D/F Sill slab G | -1 | 1 | 1.96 | 0.23 | 0.05 | -0.02
| D/F Cut lintel for G | -1 | 1 | 1.96 | 0.23 | 0.15 | -0.07
| D/F Cut lintel for TD | -1 | 2 | 1.36 | 0.23 | 0.15 | -0.09
| D/F Column | -1 | 4 | 0.23 | 0.38 | 2.55 | -0.89
| D/F Grill-G (front) | -1 | 1 | 1.5 | 0.23 | 1.35 | -0.47
| Jalli -J1(rear side side) | -1 | 1 | 1.5 | 0.23 | 1.35 | -0.47
| Add Head room parapet wall allround | 1 | 1 | 14.69 | 0.23 | 0.45 | 1.52
For PC/HC Qtrs 4 in 1 (G+3)
| Water tank support wall | 1 | 1 | 2.985 | 0.23 | 1.2 | 0.82
| Add sundries | [5 empty] | 0.02 |  | 8.08
[7 empty] | 8.1 |  | 8.1
[5 empty] | Say | 8.1 | Cum
10.2 | Brick partition wall in C.M 1:4, 110 mm thick
b) Ground floor
-X-Direction
| Horizontal long wall (2.85-(0.4(Roof beam)+0.075 lintel) | 1 | 1 | 8.175 |  | 2.375 | 19.42 |  | 2.85 | 2.45
| D/F D | 1 | -1 | 0.9 |  | 2.1 | -1.89
| D/F D1 | 1 | -1 | 0.75 |  | 2.1 | -1.58
| D/F Wash area wall | 1 | -1 | 1.085 |  | 2.375 | -2.58
| Common toilet front wall | 1 | 1 | 1.2 |  | 2.725 | 3.27
| D/F D1 | 1 | -1 | 0.75 |  | 2.1 | -1.58
-Y-Direction
| Cross wall I/B Bed and hall | 1 | 1 | 3.05 |  | 2.375 | 7.24 |  | 2.85 | 2.45
| D/F D | 1 | -1 | 0.9 |  | 2.1 | -1.89
| Cross wall I/B Attached toilet and kitchen | 1 | 1 | 2.4 |  | 2.375 | 5.7
| Common toilet adjuscent wall | 1 | 2 | 3.1 |  | 2.1 | 13.02
| D/F Kitchen open | 1 | -1 | 0.75 |  | 2.1 | -1.58
| Front verandah 3 side wall | 1 | 1 | 6.69 |  | 1 | 6.69
| D/F Open | 1 | -1 | 2 |  | 1 | -2
| Add sundries | [5 empty] | 0.06 |  | 42.24
[7 empty] | 42.3 |  | 42.3
[5 empty] | Say | 42.3 | Sqm
c) in first floor
| Qty as per the above-G.F | [5 empty] | 42.3
[5 empty] | Say | 42.3 | Sqm
d) in second floor
| Qty as per the above-F.F | [5 empty] | 42.3
[5 empty] | Say | 42.3 | Sqm
e) in third floor
| Qty as per the above-S.F | [5 empty] | 42.3
[5 empty] | Say | 42.3 | Sqm
f) in fourth floor
| Parapet alround above head room | 1 | 1 | 15.15 |  | 0.45 | 6.82 | Sqm
[5 empty] | Say | 6.9 | Sqm
11.2 | Brick partition wall in CM 1:4 70 mm thick
a) in ground floor
| W/R side wall- bed-1&2 (2 wall/bed) | 2 | 2 | 0.6 |  | 2.1 | 5.04
| C/B side wall- bed-1&2 (1 wall/bed) | 2 | 1 | 0.45 |  | 2.1 | 1.89
| C/B side wall- kitchen(3 wall/kit) | 1 | 3 | 0.45 |  | 2.1 | 2.84
| C/B side wall- hall (3 wall/hall) | 1 | 3 | 0.3 |  | 2.1 | 1.89
| Shoe rack side wall | 1 | 2 | 0.3 |  | 0.75 | 0.45
| Kitchen hearth slab support wall | 1 | 2 | 0.6 |  | 0.75 | 0.9
| Add sundries | [5 empty] | 0.09 |  | 13.01
[7 empty] | 13.1 |  | 13.1
[5 empty] | Say | 13.1 | Sqm
b) In first floor
| Qty As per the above | [5 empty] | 13.1
[5 empty] | Say | 13.1 | Sqm
C) in Second floor
| Qty As per the above | [5 empty] | 13.1
[5 empty] | Say | 13.1 | Sqm
d) in third floor
| Qty As per the above | [5 empty] | 13.1
[5 empty] | Say | 13.1 | Sqm
12.2 | Brick partition wall in C.M 1:4, 50 mm tk.
a) Ground floor
| For stair case hand rail | 1 | 2 | 3.01 |  | 0.9 | 5.42
| Add sundries | [5 empty] | 0.08 |  | 5.42
[7 empty] | 5.5 |  | 5.5
[5 empty] | Say | 5.5 | Sqm
b) In first floor
| Qty asper the same above | [5 empty] | 5.5
[5 empty] | Say | 5.5 | Sqm
c) Second floor
| Qty asper the same above | [5 empty] | 5.5
[5 empty] | Say | 5.5 | Sqm
d) in Third floor
| Qty asper the same above | [5 empty] | 5.5
[5 empty] | Say | 5.5 | Sqm
13.1 | Filling with excavated earth
| Entrance verandah | 1 | 1 | 5.75 | 1 | 0.5 | 2.88
| Hall / dining room | 1 | 1 | 4.72 | 3.05 | 0.5 | 7.2
| Bed room 1 | 1 | 1 | 3.23 | 3.05 | 0.5 | 4.93
| Bed room 2 | 1 | 1 | 2.99 | 2.99 | 0.5 | 4.47
| Common toilet Passage | 1 | 1 | 1.09 | 2.99 | 0.5 | 1.63
| Kitchen | 1 | 1 | 2.22 | 2.99 | 0.5 | 3.32
| Attached toilet | 1 | 1 | 1.09 | 2.29 | 0.5 | 1.25
| Staircase | 1 | 1 | 2 | 3.8 | 0.5 | 3.8
0.02
[6 empty] | Total | 29.5
14.1 | Precast slab of 20mm tk.
a) Ground floor
| In bed rooms -W/R Bed 1 & bed2 | 2 | 4 | 1 | 0.6 |  | 4.8
| In bed rooms -C/B Bed 1 & bed2 | 2 | 4 | 1 | 0.45 |  | 3.6
| Kitchen -C/B | 2 | 4 | 0.9 | 0.45 |  | 3.24
| At living-C/B | 1 | 5 | 0.9 | 0.3 |  | 1.35
| Shoe rack | 1 | 3 | 0.75 | 0.3 |  | 0.68
| Nitch -toilet | 1 | 2 | 0.3 | 0.3 |  | 0.18
| Add sundries | [5 empty] | 0.05 |  | 13.85
[7 empty] | 13.9 |  | 13.9
[5 empty] | Say | 13.9 | Sqm
b) in first floor
| Qty asper the same above | [5 empty] | 13.9
[5 empty] | Say | 13.9 | Sqm
c) in Second floor
| Qty asper the same above | [5 empty] | 13.9
[5 empty] | Say | 13.9 | Sqm
d) third floor
| Qty asper the same above | [5 empty] | 13.9
[5 empty] | Say | 13.9 | Sqm
14.2 | Precast slab 40 mm tk.
a.) In foundation & basement
| Inspection chamber | 1 | 4 | 0.75 | 0.75 |  | 2.25 | Sqm
[5 empty] | Say | 2.3 | Sqm
b) in ground floor
| Shoe rack top | 1 | 4 | 1 | 0.3 |  | 1.2
c) first floor
| Shoe rack top | 1 | 4 | 1 | 0.3 |  | 1.2
d) second floor
| Shoe rack top | 1 | 4 | 1 | 0.3 |  | 1.2
e) third floor
| Shoe rack top | 1 | 4 | 1 | 0.3 |  | 1.2
16.1 | Precast Jally ventilator 50mm tk.
a) In ground floor
| At toilet | 1 | 2 | 0.75 |  | 0.6 | 0.9
| At stair case | 1 | 1 | 1.5 |  | 1.35 | 2.03
| Add sundries | [5 empty] | 0.07 |  | 2.93
[7 empty] | 3 |  | 3
[5 empty] | Say | 3 | Sqm
b) in first floor
| Qty asper the same above | [5 empty] | 3
[5 empty] | Say | 3 | Sqm
c) in second floor
| Qty asper the same above | [5 empty] | 3
[5 empty] | Say | 3 | Sqm
d) in third floor
| Qty asper the same above | [5 empty] | 3
[5 empty] | Say | 3 | Sqm
e) In fourth floor
| At head room | 1 | 1 | 1.5 |  | 1.35 | 2.03
[5 empty] | Say | 2.1 | Sqm
21.2 | Teak wood wrought & put up
a.) T. W over 2m & below 3 m length
| for main door - Vertical | 2 | 4 | 2.1 | 0.1 | 0.075 | 0.126 | Cum
b.) T. W below 2 m length
| For main door - horizontal | 1 | 4 | 1 | 0.1 | 0.075 | 0.03
| For main door - horizontal | 1 | 4 | 1 | 0.1 | 0.075 | 0.03
[6 empty] | Total | 0.06 | Cum
23.3 | Supplying & fixing of Magnetic door catches
| Main door & bed room I & II door | 3 | 4 |  |  |  | 12 | Nos
24 | Steel windows |  |  |  | Kg/Sqm
| KW- 1.35 x 1.05 | 1 | 4 | 1.35 | 35 | 1.05 | 198.45
| W-1.80 x 1.35 | 3 | 4 | 1.8 | 35 | 1.35 | 1020.6
[6 empty] | Total | 1219.05
25 | Hold fast |  |  |  |  | Say | 1219.1 | Kgs
| Main door | 3x2x1 | 4 |  |  |  | 24
| Bed I & Bed II | 3x2x2 | 4 |  |  |  | 48
[6 empty] | Total | 72 | Nos
26 | Flooring in C.C 1:5:10
| Inner portion of entrance verandah | 1 | 1 | 3.42 | 0.885 | 0.08 | 0.24
| Inner portion of hall /dining room | 1 | 1 | 4.715 | 3.05 | 0.08 | 1.15
| Inner portion of bed room 1 | 1 | 1 | 3.23 | 3.05 | 0.08 | 0.79
| Inner portion of bed room 2 | 1 | 1 | 3.1 | 2.985 | 0.08 | 0.74
| Inner portion of common toilet | 1 | 1 | 1.085 | 2.12 | 0.08 | 0.18
| Inner portion of Kitchen | 1 | 1 | 1.085 | 0.635 | 0.08 | 0.06
| Inner portion of attached toilet | 1 | 1 | 2.215 | 2.985 | 0.08 | 0.53
| Inner portion of wash area | 1 | 1 | 1.085 | 2.285 | 0.08 | 0.2
| Inner portion of Staircase | 1 | 1 | 2 | 3.77 | 0.08 | 0.6
| Add sundries | [5 empty] | 0.01 |  | 4.49
[7 empty] | 4.5 |  | 4.5
[5 empty] | Say | 4.5 | Cum
28 | Floor plastering in C.M 1:4, 20 mm thick
| Entrance steps | 1 | 5 | 2.46 | 0.45 |  | 5.54
| Staircase steps | 1x4 | 19 | 1 | 0.45 |  | 34.2
| Inspection chamber bottom | 1 | 4 | 0.6 | 0.6 |  | 1.44
0.02
[6 empty] | Total | 41.2 | Sqm
30 | Ellis pattern flooring
| over mid landing | 2 | 2 | 2 | 1 |  | 8
| Head room landing | 1 | 1 | 2 | 1.6 |  | 3.2
| Front sit - out | 2 | 2 | 3.1 | 1 |  | 12.4
| G/f staircase | 1 | 1 | 4 | 2 |  | 8
[6 empty] | Total | 31.6 | Sqm
31 | Weathering course
| At sunken portion in G.F, F.F, S.F -roof - common toilet | 1 | 3 | 1.2 | 2.12 | 0.45 | 3.43
| At sunken portion in G.F, F.F, S.F -roof - attached toilet | 1 | 3 | 1.2 | 2.4 | 0.2 | 1.73
| Add sundries | [5 empty] | 0.04 |  | 5.16
[7 empty] | 5.2 |  | 5.2
[5 empty] | Say | 5.2 | Cum
33 | Plastering in C.M 1:5, 12 mm thick
Inside Plastrering
Rooms Inside plastering
| Hall inner allround | 1 | 4 | 15.53 |  | 2.725 | 169.28
| D/F MD | 1 | -4 | 1 |  | 2.1 | -8.4
| D/F W | 1 | -4 | 1.8 |  | 1.35 | -9.72
| D/F D | 2 | -4 | 0.9 |  | 2.1 | -15.12
| D/F Common toilet open | 1 | -4 | 1 |  | 2.1 | -8.4
| Add C/B Side wall | 8 | 4 | 0.3 |  | 2 | 19.2
| Bed room -I alround | 1 | 4 | 12.79 |  | 2.725 | 139.41
| D/F W | 1 | -4 | 1.8 |  | 1.35 | -9.72
| D/F D | 1 | -4 | 0.9 |  | 2.1 | -7.56
| D/F TD | 1 | -4 | 0.75 |  | 2.1 | -6.3
| Loft top | 1 | 4 | 3.05 | 0.6 |  | 7.32
| C/B wall sides | 4 | 4 | 0.6 |  | 2 | 19.2
| C/B wall sides | 2 | 4 | 0.45 |  | 2 | 7.2
| bed-I attached toilet | 1 | 4 | 7.2 |  | 2.725 | 78.48
| D/F TD | 1 | -4 | 0.75 |  | 2.1 | -6.3
| D/F Jally | 1 | -4 | 0.75 |  | 0.6 | -1.8
| Kitchen room alround | 1 | -4 | 10.86 |  | 2.725 | -118.37
| D/F KW | 1 | -4 | 1.35 |  | 1.05 | -5.67
| D/F Open | 1 | -4 | 0.75 |  | 2.1 | -6.3
| C/B wall sides | 8 | 4 | 0.45 |  | 2 | 28.8
| Loft top | 1 | 4 | 4.83 | 0.6 |  | 11.59
| Hearth slab bottom pillar | 2 | 4 | 0.6 |  | 0.7 | 3.36
| Passage alround | 1 | 4 | 3.9 |  | 2.725 | 42.51
| D/F Open | 1 | -4 | 1 |  | 2.1 | -8.4
| D/F Kitchen open | 1 | -4 | 0.75 |  | 2.1 | -6.3
| D/F TD | 1 | -4 | 0.75 |  | 2.1 | -6.3
| Bed room-II alround | 1 | 4 | 12.4 |  | 2.725 | 135.16
| D/F W | 1 | -4 | 1.8 |  | 1.35 | -9.72
| D/F D | 1 | -4 | 0.9 |  | 2.1 | -7.56
| C/B wall sides | 2 | 4 | 0.6 |  | 2 | 9.6
| C/B wall sides | 2 | 4 | 0.45 |  | 2 | 7.2
| Loft top | 1 | 4 | 3.1 | 0.6 |  | 7.44
| Add Door/Window Jamps | [5 empty] | 0
| MD | 1 | 4 | 5.2 | 0.1 |  | 2.08
| D | 2 | 4 | 5.1 | 0.1 |  | 4.08
| Open | 1 | 4 | 5.2 | 0.23 |  | 4.78
| Kicthen open | 1 | 4 | 4.95 | 0.115 |  | 2.28
| D1 | 2 | 4 | 4.95 | 0.1 |  | 3.96
| W | 3 | 4 | 6.3 | 0.18 |  | 13.61
| KW | 1 | 4 | 4.8 | 0.18 |  | 3.46
| J | 1 | 4 | 2.7 | 0.18 |  | 1.94
| Staircase room inside plastering | [5 empty] | 0
| Staircase & Front verandah allround | 1 | 1 | 18.92 |  | 14.14 | 267.53
| D/F verandah open | 1 | -4 | 6.46 |  | 1.1 | -28.42
| D/F Main door | 1 | -4 | 1 |  | 2.1 | -8.4
| D/F Jally | 1 | -4 | 1.5 |  | 1.35 | -8.1
| Add Jally jamps | 1 | 4 | 6.6 | 0.18 |  | 4.75
| Verandah open allround | 1 | 4 | 6.46 | 0.115 |  | 2.97
| TD Jamps | 1 | 1 | 5.1 | 0.23 |  | 1.17
| balcony brick pillar projections | 1 | 3 | 0.46 |  | 1.2 | 1.66
| GF brick partition 2 sides | 1 | 2 | 1 |  | 2.725 | 5.45
| GF brick pillar projection | 1 | 2 | 0.345 |  | 2.725 | 1.88
| Add sundries | [5 empty] | 0.01 |  | 720.49
[7 empty] | 720.5 |  | 720.5
| Total-A |  |  |  | Say | 720.5 | Sqm
Outside Plastering
| Outside Plastrering alround -including parapet wall outside | 1 | 1 | 37.41 |  | 13.5 | 505.04 |  | 13.5
| D/F verandah open | 1 | -4 | 3.575 |  | 1.1 | -15.73
| D/F W | 4 | -3 | 1.8 |  | 1.35 | -29.16
| D/F KW | 4 | -1 | 1.35 |  | 1.05 | -5.67
| D/F J | 4 | -2 | 0.6 |  | 0.075 | -0.36
| Allround head room | 1 | 1 | 15.84 |  | 3.3 | 52.27
| D/F GD | 1 | -2 | 0.9 |  | 2.1 | -3.78
| D/F Jally | 1 | -1 | 1.5 |  | 1.35 | -2.03
| Add Jamps GD | 1 | 2 | 5.1 | 0.23 |  | 2.35
| Add Jally jamps | 1 | 1 | 5.7 | 0.18 |  | 1.03
| Sunshade top | 1 | 2 | 1.46 | 0.45 |  | 1.31
| Head room top and inner | 1 | 1 | 14.92 |  | 0.565 | 8.43
| Sunshade 2 sides | 2 | 2 | 0.45 |  | 0.0625 | 0.11
| Brick pillar side | 4 | 2 | 0.115 |  | 0.45 | 0.41
| Pillar top | 1 | 4 | 0.23 | 0.115 |  | 0.11
| Column sides | 4 | 2 | 0.115 |  | 0.45 | 0.41
| Column top | 1 | 4 | 0.38 | 0.115 |  | 0.17
| Paraper inner allround | 1 | 1 | 26.225 |  | 1.43 | 37.5
| D/F Head room Common wall | 1 | -1 | 2.46 |  | 1.43 | -3.52
Sunshade top
| W | 3 | 4 | 2.26 | 0.45 |  | 12.2
| 2 sides | 6 | 4 | 0.45 |  | 0.0625 | 0.68
| KW | 1 | 4 | 1.81 | 0.45 |  | 3.26
| 2 sides | 2 | 4 | 0.45 |  | 0.0625 | 0.23
| Staircase Jally | 6 | 1 | 1.96 | 0.45 |  | 5.29
| GW & HR Jally 2 sides | 6 | 2 | 0.45 |  | 0.0625 | 0.34
Approach step sides
| 1st step | 2 | 1 | 2.1 |  | 0.15 | 0.63
| 2nd step | 2 | 1 | 1.8 |  | 0.15 | 0.54
| 3rd step | 2 | 1 | 1.5 |  | 0.15 | 0.45
| 4th step | 2 | 1 | 1.2 |  | 0.15 | 0.36
| 5th step | 2 | 1 | 0.9 |  | 0.15 | 0.27
| 6th step | 2 | 1 | 0.6 |  | 0.15 | 0.18
| 7th step | 2 | 1 | 0.3 |  | 0.15 | 0.09
| Support wall 3 sides | 1 | 1 | 5.52 |  | 1.2 | 6.62
| Add sundries | [5 empty] | 0.07 |  | 580.03
| Total-B | [5 empty] | 580.1 |  | 580.1
[5 empty] | Say | 580.1 | Sqm
| Total A+B |  |  |  | Say | 1300.6 | Sqm
34 | Plastering in C.M 1: 4 12 mm thick
| Ist, IIIrd, Vth ,VIIth flight - hand rail | 2 | 4 | 3.01 |  | 1.8 | 43.34
| II nd, IV th, VIth flight - hand rail | 2 | 3 | 3.01 |  | 1.8 | 32.51
| VIII th flight - hand rail | 2 | 1 | 3.01 |  | 1.8 | 10.84
| Landing hand rail at head room | 1 | 2 | 1 |  | 1.8 | 3.6
| Inspection chamber top | 1 | 4 | 3.32 | 0.23 |  | 3.05
| Inspection chamber inner alround | 1 | 4 | 2.4 |  | 0.6 | 5.76
| Add sundries | [5 empty] | 0 |  | 99.1
[7 empty] | 99.1 |  | 99.1
[5 empty] | Say | 99.1 | Sqm
35 | Ceiling plastering in C.M 1: 3 10 mm thick
| Bed- II | 1 | 4 | 3.1 | 3.1 |  | 38.44
| bed-II loft bottom | 1 | 4 | 3.1 | 0.6 |  | 7.44
| Kitchen | 1 | 4 | 2.33 | 3.1 |  | 28.89
| kitchen loft-1& 2 bottom | 1 | 4 | 4.83 | 0.6 |  | 11.59
| kitchen platform L shape& sink side wall | 1 | 4 | 5.23 | 0.6 |  | 12.55
| common toilet | 1 | 4 | 1.2 | 2.12 |  | 10.18
| common toilet front passage | 1 | 4 | 1.2 | 0.75 |  | 3.6
| bed-I attached toilet | 1 | 4 | 1.2 | 2.4 |  | 11.52
| Bed room- I | 1 | 4 | 3.345 | 3.05 |  | 40.81
| bed-1 loft bottom | 1 | 4 | 3.05 | 0.6 |  | 7.32
| Hall | 1 | 4 | 4.715 | 3.05 |  | 57.52
| Staircase head room | 1 | 1 | 2 | 5 |  | 10
| Waist slab-bottom-Ist flight to VIII flight | 1 | 8 | 3.1 | 1 |  | 24.8
| Mid landing | 1 | 4 | 2 | 1 |  | 8
| Stair landing at G.F to T.F roof level including front entrance projection | 1 | 4 | 4.46 | 1 |  | 17.84
| Sunshade portion over KW | 4 | 1 | 1.81 | 0.45 |  | 3.26
| Sunshade over windows W- Bed-1-front | 4 | 3 | 2.26 | 0.45 |  | 12.2
| Sunshade over stair midlanding-jalli | 1 | 4 | 1.96 | 0.45 |  | 3.53
| Sunshade for head room jally | 1 | 1 | 1.96 | 0.45 |  | 0.88
| Sunshade for head room door | 1 | 2 | 1.46 | 0.45 |  | 1.31
| Front balcony ceiling | 1 | 4 | 3.86 | 1.23 |  | 18.99
| Add sundries | [5 empty] | 0.03 |  | 330.67
[7 empty] | 330.7 |  | 330.7
[5 empty] | Say | 330.7 | Sqm
36 | Cement mortar Border in C.M. 1:5, 12 mm tk.
a) 150mm Wide
| Parapet Top building alround | 1 | 1 | 37.41 |  |  | 37.41
| parapet top head room alround | 1 | 1 | 15.84 |  |  | 15.84
| Add sundries | [5 empty] | 0.05 |  | 53.25
[7 empty] | 53.3 |  | 53.3
[5 empty] | Say | 53.3 | Rmt
b) 75mm wide
| Parapet Top, lintel level at G.F to T.F lintel- building alround | 1 | 5 | 37.41 |  |  | 187.05
| parapet top head room alround | 1 | 1 | 15.84 |  |  | 15.84
| Add sundries | [5 empty] | 0.01 |  | 202.89
[7 empty] | 202.9 |  | 202.9
[5 empty] | Say | 202.9 | Rmt
c) 50mm wide
| Parapet Top building alround | 1 | 1 | 37.41 |  |  | 37.41
| parapet top head room alround | 1 | 1 | 15.84 |  |  | 15.84
| common & attached toilet jalli-alround | 2 | 8 | 2.7 |  |  | 43.2
| Add sundries | [5 empty] | 0.05 |  | 96.45
[7 empty] | 96.5 |  | 96.5
[5 empty] | Say | 96.5 | Rmt
37.1 | White washing three coats
| As per ceiling plastering item no.35 | 1 | 1 | 330.7 |  |  | 330.7 | Sqm
39 | M.S grills |  |  |  | Kg/m2
| Terrace grill door | 1 | 2 | 0.9 | 25 | 2.1 | 94.5
| Sitout Grill (G.F) | 1 | 1 | 2.88 | 25 | 0.3 | 21.6
| Sitout Grill alround | 1 | 3 | 5.46 | 25 | 0.3 | 122.85
| H.R Grill Window | 1 | 1 | 1.5 | 25 | 1.35 | 50.63
0.02
[6 empty] | Total | 289.6 | Kg
40 | Painting - New "wood work" |  |  |  | co-eff
| Meter cupboard | 1 | 5 | 1 | 2.6 | 0.3 | 3.9
| Bed room door | 2 | 4 | 0.9 | 2.6 | 2.1 | 39.31
| Add sundries | [5 empty] | 0.09 |  | 43.21
[7 empty] | 43.3 |  | 43.3
[5 empty] | Say | 43.3 | Sqm
41 | Painting - New "iron work" |  |  |  | co-eff
| windows KW size 1.35mx1.05m | 1 | 4 | 1.35 | 1 | 1.05 | 5.67
| windows W size 1.8mx1.35m | 3 | 4 | 1.8 | 1 | 1.35 | 29.16
| Head room grill door | 1 | 1 | 0.9 | 1 | 2.1 | 1.89
| Sitout Grill (G.F) | 1 | 1 | 2.88 | 1 | 0.3 | 0.86
| Sitout Grill alround | 1 | 3 | 5.46 | 1 | 0.3 | 4.91
| For Pipes 32mm dia | 1 | 3.14 | 22 | 1 | 0.032 | 2.21
| For Pipes 25mm dia | 1 | 3.14 | 129.4 | 1 | 0.025 | 10.16
| For Pipes 110mm dia | 1 | 3.14 | 0.11 | 1 | 85.5 | 29.53
| For Pipes 75mm dia | 1 | 3.14 | 0.075 | 1 | 86.5 | 20.37
[6 empty] | Total | 104.76 | Sqm
46 | Supplying & fixing of 20 mm dia aluminium hanger rod
| At ward robe | 2 | 4 | 1 |  |  | 8 | Rmt
47 | Supplying & fixing of Aluminium towel rail 75 cm long
| At attached toilet & common toilet | 2 | 4 |  |  |  | 8 | Nos
48 | Supplying & fixing of 5 pin coat stand
| At bed I, bed II & Hall | 3 | 4 |  |  |  | 12 | Nos
49 | Supplying & fixing of chromium plated 8 gauge picture hook
| For doors | 10 | 4 |  |  |  | 40 | Nos
50.3 | Supply & planting avenue trees
| Front portion | 1 | 3 |  |  |  | 3 | Nos
50.4 | Providing tree guard | 1 | 3 |  |  |  | 3 | Nos
52 | PVC Water supply (ASTM)
a.) 32 mm dia
| BL to tank top | 1 | 1 | 22 |  |  | 22 | Rmt
b.) 25 mm dia over flow pipe tank 1 to 8
| Tank alround upto parapet | 1 | 1 | 7.5 |  |  | 7.5
| OHT - GF (Common toilet & kitchen) | 1 | 1 | 15 |  |  | 15
| OHT - FF (Common toilet & kitchen) | 1 | 1 | 11 |  |  | 11
| OHT - SF (Common toilet & kitchen) | 1 | 1 | 9 |  |  | 9
| OHT - TF (Common toilet & kitchen) | 1 | 1 | 8 |  |  | 8
| OHT - GF (Tank to attached toilet) | 1 | 1 | 16.5 |  |  | 16.5
| OHT - FF (Tank to attached toilet) | 1 | 1 | 13.65 |  |  | 13.65
| OHT - SF (Tank to attached toilet) | 1 | 1 | 10.8 |  |  | 10.8
| OHT - TF (Tank to attached toilet) | 1 | 1 | 7.95 |  |  | 7.95
| Air vent | 1 | 8 | 1.5 |  |  | 12
| over flow pipe | 1 | 2 | 9 |  |  | 18
[6 empty] | Total | 129.4 | Rmt
52.1 | Supply of G.I pipe 20mm dia for hot water | 1 | 4 | 4 |  |  | 16 | Rmt
57 | S & F of E.W.C. (white) | 1 | 4 |  |  |  | 4 | Nos
59.2 | Gully trap using kiln burnt country bricks 22x11x7 cm | 1 | 4 |  |  |  | 3 | Nos
60 | PVC Nahani trap (4way/2way)
| At toilet & wash basin | 5 | 4 |  |  |  | 20 | Nos
61.1 | UPVC Non Pressure pipe of SN8 SDR 34 (S 16.5) as per IS 15328/2003
| a. 110 mm UPVC Non Pressure pipe | 1 | 1 | 15 |  |  | 15 | Rmt
| b. 160 mm UPVC Non Pressure pipe | 1 | 1 | 8 |  |  | 8 | Rmt
62.1 | UPVC bend
| b.) 160mm dia | 1 | 2 |  |  |  | 2 | Nos
62.2 | UPVC Tee
| b.) 160mm dia | 1 | 1 |  |  |  | 1 | Nos
69 | 15 Amp. Power plug
| At Kit and EWC (Washing machine, Heater, kitchen) | 2 | 4 |  |  |  | 8 | Nos
Electrical arrangements
72 | Box type Fibre Fan hook
| At hall cum living | 2 | 4 |  |  |  | 8
| At bed I & bed II | 2 | 4 |  |  |  | 8
| Saddle hook | 2 | 4 |  |  |  | 8
[6 empty] | Total | 24 | Nos
73.1 | 6 way DB | 1 | 1 |  |  |  | 1 | Nos
74 | Charges for fixing of "Fan" | 4 | 4 |  |  |  | 16 | Nos
76 | 8 SWG wire | 1 | 15 |  |  |  | 15 | Nos
77.2 | S & F of A/C metal clad switch | 1 | 4 |  |  |  | 4 | Nos
77.3 | S&F of TV/Telephone line Socket
| At Hall | 3 | 4 |  |  |  | 12 | Nos
77.4 | S&F of 20mm dia PVC pipe for TV/Telephone line
| For Terrace to GF | 3 | 4 | 6.5 |  |  | 78
[6 empty] | Total | 78 | Rmt
78 | Earthing Station IS3043 (Type I) | 1 | 1 |  |  |  | 1 | Nos
86 | Anti termite treatment
| As per plinth area | 1 | 1 | 8.64 | 6.73 |  | 58.15
| front sitout | 1 | 1 | 3.46 | 1 |  | 3.46
0.09
[6 empty] | Total | 61.7 | Sqm
18.1 | Formwork and centering
a.) For Column footings, plinth beam, Grade beam, Raftbeam, Raft slab etc.,
| Footing F1 | 1 | 5 | 7.2 |  | 0.6 | 21.6
| Footing F2 | 1 | 3 | 6 |  | 0.45 | 8.1
| Footing F3 | 1 | 2 | 6 |  | 0.45 | 5.4
| Footing F4 | 1 | 2 | 6 |  | 0.45 | 5.4
| Footing CF1 | 1 | 1 | 9.9 |  | 0.6 | 5.94
Grade beams
| Outer side alround | 1 | 1 | 30.72 |  | 0.45 | 13.82
| Hall inner alround | 1 | 1 | 15.53 |  | 0.45 | 6.99
| Bed I inner alround | 1 | 1 | 12.56 |  | 0.45 | 5.65
| Bed II inner alround | 1 | 1 | 12.17 |  | 0.45 | 5.48
| Common toilet inner alround | 1 | 1 | 8.14 |  | 0.45 | 3.66
| Kitchen inner alround | 1 | 1 | 10.4 |  | 0.45 | 4.68
| Attached toilet inner alround | 1 | 1 | 6.97 |  | 0.45 | 3.14
| Stair Front & Rear beam | 2 | 2 | 2 |  | 0.45 | 3.6
| Plinth Beams | [5 empty] | 0
| Outer side alround | 1 | 1 | 30.72 |  | 0.1 | 3.07
| Hall inner alround | 1 | 1 | 15.53 |  | 0.1 | 1.55
| Bed I inner alround | 1 | 1 | 12.56 |  | 0.1 | 1.26
| Bed II inner alround | 1 | 1 | 12.17 |  | 0.1 | 1.22
| Common toilet inner alround | 1 | 1 | 8.14 |  | 0.1 | 0.81
| Kitchen inner alround | 1 | 1 | 10.4 |  | 0.1 | 1.04
| Attached toilet inner alround | 1 | 1 | 6.97 |  | 0.1 | 0.7
| Stair Front & Rear beam | 2 | 2 | 2 |  | 0.1 | 0.8
| Staircase toe beam | 1 | 2 | 2.46 |  | 0.3 | 1.48
0.01
[6 empty] | Total | 105.4 | Sqm
b.) Plain surfaces such as Roof slab, floor slab, etc.,
| Mid landing cantilever beam inner | 1 | 3 | 3.54 |  | 0.175 | 1.86
| Mid landing cantilever beam outer | 1 | 3 | 4.46 |  | 0.3 | 4.01
| Mid landing slab | 1 | 3 | 1 | 2 |  | 6
| Waist slab - I, III,& V | 1 | 3 | 3.1 | 1 |  | 9.3
| Steps | 10 | 3 | 1 |  | 0.15 | 4.5
| Sill slab - W | 6 | 3 | 2.4 |  | 0.05 | 2.16
| Sill slab - KW | 2 | 3 | 1.95 |  | 0.05 | 0.59
| Shoe rack | 1 | 3 | 1.46 |  | 0.15 | 0.66
| Hearth slab | 1 | 3 | 5.68 | 0.83 |  | 14.14
| Hearth slab side | 1 | 3 | 5.68 |  | 0.05 | 0.85
| Main door lintel bottom | 1 | 3 | 1 | 0.23 |  | 0.69
| Main door lintel bottom side | 2 | 3 | 1.46 |  | 0.15 | 1.31
| Hall lintel bottom | 1 | 3 | 3.51 | 0.23 |  | 2.42
| Hall lintel sides | 2 | 3 | 3.51 |  | 0.2 | 4.21
| Window lintel bottom W | 3 | 3 | 1.8 | 0.23 |  | 3.73
| Window lintel Sides W | 6 | 3 | 2.4 |  | 0.15 | 6.48
| Kitchen window bott lintel | 1 | 3 | 1.35 | 0.23 |  | 0.93
| Kitchen window sides lintel | 2 | 3 | 1.95 |  | 0.15 | 1.76
| Bed II lintel D bott | 1 | 3 | 0.9 | 0.115 |  | 0.31
| Bed II lintel sides | 1 | 3 | 3.56 |  | 0.2 | 2.14
| Bed II loft | 1 | 3 | 3.56 | 0.6 |  | 6.41
| Bath attached & common toilet bott | 2 | 3 | 0.75 | 0.115 |  | 0.52
| Bath attached & common toilet sides | 4 | 3 | 1.2 |  | 0.1 | 1.44
| Jally lintel bott | 2 | 3 | 0.75 | 0.23 |  | 1.04
| Jally lintel sides | 4 | 3 | 1.21 |  | 0.1 | 1.45
| Kitchen lintel bot | 1 | 3 | 0.75 | 0.115 |  | 0.26
| Kitchen lintel sides | 2 | 3 | 5.43 |  | 0.115 | 3.75
| Kitchen loft bott | 1 | 3 | 4.83 | 0.6 |  | 8.69
| Bed I Loft bott | 1 | 3 | 3.51 | 0.715 |  | 7.53
| Jally lintel - staircase bott | 1 | 3 | 1.5 | 0.23 |  | 1.04
| Jally lintel - staircase sides | 1 | 3 | 1.96 |  | 0.15 | 0.88
Roof beams
| Beam bottom alround | 1 | 3 | 29.8 | 0.23 |  | 20.56
| Horizontal mid beam | 1 | 3 | 8.175 | 0.23 |  | 5.64
| Landing horizontal beam | 1 | 3 | 2 | 0.23 |  | 1.38
Vertical beams
| Beam b/w hall & bed I | 1 | 3 | 3.05 | 0.23 |  | 2.1
| b/w common WC adj | 2 | 3 | 2.99 | 0.23 |  | 4.13
| A/f extra depth for sunken beam | 1 | 3 | 1.09 | 0.22 |  | 0.72
| Beam b/w attached toilet & kit | 1 | 3 | 2.29 | 0.23 |  | 1.58
| Sitout cantilever beam bot | 1 | 3 | 1.115 | 0.23 |  | 0.77
| hall /dining room | 1 | 3 | 15.53 |  | 0.28 | 13.05
| Add extra depth | 1 | 3 | 4.72 |  | 0.19 | 2.69
| bed room 1 | 1 | 3 | 12.56 |  | 0.28 | 10.55
| Add extra depth | 1 | 3 | 3.23 |  | 0.19 | 1.84
| Add extra depth | 1 | 3 | 3.05 |  | 0.19 | 1.74
| bed room 2 | 1 | 3 | 12.17 |  | 0.18 | 6.57
| Add extra depth 102A | 1 | 3 | 2.99 |  | 0.45 | 4.04
| Add extra depth 109 | 1 | 3 | 3.05 |  | 0.1 | 0.92
| Add extra depth 108 | 1 | 3 | 2.99 |  | 0.28 | 2.51
| Kitchen | 1 | 3 | 10.4 |  | 0.18 | 5.62
| Add extra depth For 110 | 1 | 3 | 2.99 |  | 0.45 | 4.04
| Add extra depth For 102A | 1 | 3 | 2.22 |  | 0.45 | 3
| Add extra depth For 108 | 1 | 3 | 2.99 |  | 0.28 | 2.51
| common toilet | 1 | 3 | 8.14 |  | 0.33 | 8.06
| Add extra depth 108 | 1 | 3 | 2.99 |  | 0.13 | 1.17
| Add extra depth 102 | 1 | 3 | 1.09 |  | 0.3 | 0.98
| Add extra depth 110 | 1 | 3 | 2.99 |  | 0.3 | 2.69
| attached toilet | 1 | 3 | 6.74 |  | 0.18 | 3.64
| Add extra depth 108 | 1 | 3 | 2.99 |  | 0.28 | 2.51
| Add extra depth 102 | 1 | 3 | 1.09 |  | 0.45 | 1.47
| landing beam side | 1 | 3 | 2 |  | 0.28 | 1.68
| Sitout cantiliver beam side | 2 | 3 | 1.115 |  | 0.19 | 1.27
Roof slab
| hall /dining room | 1 | 3 | 4.72 | 3.05 |  | 43.19
| bed room 1 | 1 | 3 | 3.23 | 3.05 |  | 29.55
| bed room 2 | 1 | 3 | 3.1 | 2.99 |  | 27.81
| common toilet | 1 | 3 | 1.09 | 2.99 |  | 9.78
| Kitchen | 1 | 3 | 2.22 | 2.99 |  | 19.91
| attached toilet | 1 | 3 | 1.09 | 2.29 |  | 7.49
| Waist slab II, IV, VI | 1 | 3 | 3.1 | 1 |  | 9.3
| Waist slab II, IV, VI steps Sides | 1 | 3 | 3 |  | 0.27 | 2.43
| Steps | 3 | 9 | 1 |  | 0.15 | 4.05
| entrance verandah | 1 | 4 | 5.75 | 1.12 |  | 25.76
| Head room beam bottom | 1 | 1 | 14.69 | 0.23 |  | 3.38
| Head room beam sides | 1 | 1 | 14.23 |  | 0.19 | 2.7
| Head room beam sides outer | 1 | 1 | 15.15 |  | 0.3 | 4.55
| Head room slab | 1 | 1 | 5.12 | 2 |  | 10.24
| Tank slab bottom | 2 | 1 | 4.65 | 1.73 |  | 16.09
| Tank slab sides alround | 2 | 1 | 12.76 |  | 0.15 | 3.83
0.05
[6 empty] | Total | 440.6 | Sqm
c.) For square and rectangular column and small quantities
Column upto basement
| Column C1F1 | 1 | 3 | 1.22 |  | 2.45 | 8.97
| Column C1F2 | 1 | 2 | 1.22 |  | 2.6 | 6.34
| Column C3F2 | 1 | 1 | 1.22 |  | 2.6 | 3.17
| Column C2a CF1 | 1 | 1 | 1.06 |  | 2.45 | 2.6
| Column C2 CF1 | 1 | 1 | 1.22 |  | 2.45 | 2.99
| Column C3F1 | 1 | 2 | 1.22 |  | 2.45 | 5.98
| Column C1F4 | 1 | 2 | 1.22 |  | 2.6 | 6.34
| Column C1F3 | 1 | 2 | 1.22 |  | 2.6 | 6.34
Column above basement
| Column C1F1 | 4 | 9 | 1.22 |  | 2.45 | 107.6
` | Column C2 | 4 | 1 | 1.22 |  | 2.45 | 11.96
| Column C3 | 4 | 3 | 1.22 |  | 2.45 | 35.87
| Column C2a | 4 | 1 | 1.06 |  | 2.45 | 10.39
| Column C2 - H/R | 1 | 2 | 1.22 |  | 2.25 | 5.49
| Column C3 - H/R | 1 | 2 | 1.22 |  | 2.25 | 5.49
| Sunshade window bottom in GF, FF & SF | 3 | 3 | 2.26 | 0.6 |  | 12.2
| Kitchen window bottom in GF, FF, SF & TF | 1 | 3 | 1.81 | 0.6 |  | 3.26
| Staircase jally bottom in GF, FF & SF | 1 | 3 | 1.96 | 0.6 |  | 3.53
| Head room terrace door sunshade bottom | 1 | 1 | 1.46 | 0.6 |  | 0.88
| Drops | 2 | 3 | 7.75 |  | 0.63 | 29.3
0
[6 empty] | Total | 268.7 | Sqm
21.5.2 | S & F of PVC solid core door shutter with frame
| For toilet | 2 | 4 | 0.75 |  | 2.1 | 12.6 | Sqm
21.6 | RCC door frame
a.) 900 x 2100 mm
| Bed I & Bed II | 2 | 4 |  |  |  | 8 | Nos
23.1.1 | Teak wood frame with 9mm thick BWR plywood shutters.
a.) 900 x 2100 mm
| b) 900x2100- D - bed 1 &2 | 2 | 4 | 0.8 |  | 2.05 | 13.12
| Add sundries | [5 empty] | 0.08 |  | 13.12
[7 empty] | 13.2 |  | 13.2
[5 empty] | Say | 13.2 | Sqm
23.2.1 | 4mm tk., pin headed glass panels
| Window Living | 1 | 4 | 1.8 | 0.86 | 1.35 | 8.36
| Window Bed I&II | 2 | 4 | 1.8 | 0.86 | 1.35 | 16.72
| kitchen | 1 | 4 | 1.35 | 0.86 | 1.05 | 4.88
0.04
[6 empty] | Total | 30 | Sqm
29.8 | Glazed tiles
| Attached toilet allround | 1 | 4 | 7.2 |  | 1.58 | 45.5
| common toilet allround | 1 | 4 | 6.64 |  | 1.58 | 41.96
| Deduction- Door-D1 | -2 | 4 | 0.75 |  | 1.58 | -9.48
| Add door -D1 jams | 2 | 4 | 0.12 |  | 1.58 | 1.52
| Over kitchen platform-L shape | 1 | 4 | 5.44 |  | 1.2 | 26.11
| Skriting alround at living | 1 | 4 | 15.53 |  | 0.1 | 6.21
| Skriting alround at bed II | 1 | 4 | 12.4 |  | 0.1 | 4.96
| Skriting alround at bed I | 1 | 4 | 12.79 |  | 0.1 | 5.12
| Skriting alround at kit | 1 | 4 | 10.86 |  | 0.1 | 4.34
| Wash basin area | 1 | 4 | 0.75 | 0.6 |  | 1.8
0.06
128.1
29.9 | Floor ceramic tiles (Anti skid)
| common toilet | 1 | 4 | 1.2 | 2.12 |  | 10.18
| attached toilet | 1 | 4 | 1.2 | 2.4 |  | 11.52
| Add door jams | 2 | 4 | 0.75 | 0.12 |  | 0.72
| Add sundries | [5 empty] | 0.08
[6 empty] | Total | 22.5 | Sqm
31.2 | Anti refletive solar ceramic tiles (Cool tiles)
| Terrace floor | 1 | 1 | 8.41 | 6.5 |  | 54.67
| Front projection | 1 | 1 | 1 | 1.23 |  | 1.23
| Alround Flashing | 1 | 1 | 29.85 | 0.23 |  | 6.87
| Head room top | 1 | 1 | 2.23 | 5.12 |  | 11.42
| Alround Flashing | 1 | 1 | 14.75 | 0.23 |  | 3.39
0.02
[6 empty] | Total | 77.6 | Sqm
35.1 | Plastering CM 1:3 12mm tk With WPC
| IWC Sunken alround | 1 | 3 | 6.64 |  | 0.45 | 8.96
| IWC Sunken bot | 1 | 3 | 1.2 | 2.12 |  | 7.63
| IWC Sunken alround | 1 | 3 | 7.2 |  | 0.23 | 4.97
| IWC Sunken bot | 1 | 3 | 1.2 | 2.4 |  | 8.64
[6 empty] | Total | 30.2 | Sqm
38.6 | One coat of primer of White cement
| Inner plastering qty 33 | 1 | 1 | 720.5 |  |  | 720.5
| As per Plastering aty 34 | 1 | 1 | 99.1 |  |  | 99.1
[6 empty] | Total | 819.6 | Sqm
38.7 | Plastic Emulsion Paint
| As per Outer plastering | 1 | 1 | 580.1 |  |  | 580.1 | Sqm
43.1 | Fabrication of Mild steel / RTS grills (without cement slurry) for all sizes of rods.
| As per Steel Statement | 1 | 1 | 10.15 |  |  | 10.15
[6 empty] | Total | 10.15 | Kgs
44.2 | Rain water harvesting using defunct borewell and providing perforated cover slab
| a). Providing pit | 1 | 1 | 1 |  |  | 1 | Nos
| b) Augering 30cm dia | 1 | 1 | 3 |  |  | 3 | Rmt
44.6 | PVC SWR 110 mm dia rain water downfall pipe
| Terrace floor to ground level | 1 | 1 | 14 |  |  | 14
| Head room to open terrace | 1 | 1 | 3 |  |  | 3
| Chamber to RWP | 1 | 1 | 4 |  |  | 4
[6 empty] | Total | 21 | Rmt
52.4 | c.) 20 mm dia fully concealed
| Attached and common toilet | 2 | 4 | 6 |  |  | 48
| Wash basin | 2 | 4 | 2.2 |  |  | 17.6
| Kitchen | 1 | 4 | 1.4 |  |  | 5.6
[6 empty] | Total | 71.2
53.5 | Wash hand basin of size 550 x 400 mm
| For G.F, F.F, S.F & T.F toilet | 2 | 4 |  |  |  | 8 | Nos
54.1.1 | tap long body | 5 | 4 |  |  |  | 20 | Nos
54.2.1 | tap short body | 2 | 4 |  |  |  | 8 | Nos
56.3 | S & F of Orissapan (IWC) - in G.F. | 1 | 1 |  |  |  | 1 | Nos
56.4 | S & F of Orissapan (IWC)- other than G.F. | 1 | 3 |  |  |  | 3 | Nos
58.3 | PVC SWR pipe (Soil line)
a)110 mm dia
| vertical | 1 | 2 | 18.5 |  |  | 37
| Cross 'Y' | 1 | 3 | 1.5 |  |  | 4.5
| inside | 4 | 2 | 2.5 |  |  | 20
| horizontal | 1 | 2 | 1.5 |  |  | 3
| Add sundries | [5 empty] | 0 |  | 64.5
[7 empty] | 64.5 |  | 64.5
[5 empty] | Say | 64.5 | Rmt
b)75mm dia
| vertical | 1 | 2 | 18.5 |  |  | 37
| Cross 'Y' | 1 | 3 | 1.5 |  |  | 4.5
| inside | 4 | 2 | 2.5 |  |  | 20
| kitchen | 1 | 1 | 10.5 |  |  | 10.5
| Cross 'Y' | 1 | 3 | 1.5 |  |  | 4.5
| inside | 4 | 1 | 2.5 |  |  | 10
| Add sundries | [5 empty] | 0 |  | 86.5
[7 empty] | 86.5 |  | 86.5
[5 empty] | Say | 86.5 | Rmt
58.4 | Supplying, Laying & Concealing the 50mm dia PVC (SWR) pipe with ISI mark type - 'B' with relevant specials.
| For wash basin | 1 | 4 | 3 |  |  | 12
| Attached toilet | 1 | 4 | 1 |  |  | 4
| Kitchen | 1 | 4 | 1 |  |  | 4
[6 empty] | Total | 20 | Rmt
64.1 | a.) Light point with ceiling rose
| At hall cum living | 3 | 4 |  |  |  | 12
| At bed I & bed II | 2 | 4 |  |  |  | 8
| At kit | 1 | 4 |  |  |  | 4
| Exhaust fan | 1 | 4 |  |  |  | 4
| entrance bulk head fitting | 1 | 4 |  |  |  | 4
| common for street light | 1 | 4 |  |  |  | 4
| Mid landing | 1 | 5 |  |  |  | 5
| head room both side out | 1 | 2 |  |  |  | 2
[6 empty] | Total | 43 | Nos
b.) Light point without ceiling rose
| Bed I, II, kitchen, Hall | 6 | 4 |  |  |  | 24
| for wash basin top | 1 | 4 |  |  |  | 4
| toilets | 2 | 4 |  |  |  | 8
| Passage | 1 | 4 |  |  |  | 4
| Sitout | 1 | 2 |  |  |  | 2
[6 empty] | Total | 42 | Nos
| c.) Calling bell point with Buzzer/Calling bell | 1 | 4 |  |  |  | 4 | Nos
65.1 | Fan point
| At hall cum living | 4 | 2 |  |  |  | 8
| At bed I & bed II | 4 | 2 |  |  |  | 8
[6 empty] | Total | 16 | Nos
66.1 | Staircase light point
| At GF to TF and Head room | 1 | 4 |  |  |  | 4 | Nos
67.1 | 5 amps 5 pin Plug point (Switch board itself )
| At hall cum living | 4 | 2 |  |  |  | 8
| At bed I & bed II | 4 | 2 |  |  |  | 8
| At kit | 4 | 1 |  |  |  | 4
| Passage | 1 | 4 |  |  |  | 4
[6 empty] | Total | 24 | Nos
68.2 | 5 amps 5 pin Plug point (Convenient places)
| At hall cum living (TV, Fridge, Cellphone) | 4 | 2 |  |  |  | 8
| At bed I & bed II | 4 | 1 |  |  |  | 4
| At kit (Mixe, Grinder) | 4 | 2 |  |  |  | 8
[6 empty] | Total | 20 | Nos
75.1.2 | Supply and delivery of Fan with ISI mark with Eletronic Dimmer
a.) 48" (1200 mm)
| For inside flats (Bed 1 & 2, Hall) | 4 | 4 |  |  |  | 16 | Nos
77 | Run of main 2 wires of 4.00 Sqmm.
Main to ELCB
| GF left side | 1 | 1 | 7 |  |  | 7
| FF left side | 1 | 1 | 9.2 |  |  | 9.2
| SF left side | 1 | 1 | 12.7 |  |  | 12.7
| TF left side | 1 | 1 | 14.56 |  |  | 14.56
| Add sundries | [5 empty] | 0.04 |  | 43.46
[7 empty] | 43.5 |  | 43.5
[5 empty] | Say | 43.5 | Rmt
77.2 | 4 x 4 Sq mm copper PVC insulated unsheathed single core cable for 3 phase EB service connection
| Main to ELCB | 1 | 4 | 10 |  |  | 40
[5 empty] | Say | 40 | Rmt
77.7 | Run of main 2 wires of 2.50 Sqmm.
| For toilet | 2 | 4 | 12 |  |  | 96
| For kitchen | 1 | 4 | 9 |  |  | 36
132
[5 empty] | Say | 132 | Rmt
98.3.1 | Teak wood Panelled door shutter 37.5mm thick
a.) 1000 x 2100 mm
| Main door | 1 | 4 | 0.9 |  | 2.05 | 7.38 | Sqm
112.1 | S & F of Exhaust Fan 225 mm dia
| At kitchen | 1 | 4 |  |  |  | 4 | Nos
344.2 | S&F of Bevelled edge mirror 500 x 400 x 5.5mm
| over wash basin | 2 | 4 |  |  |  | 8 | Nos
367 | Providing melomine door polishing
| Main door | 1 | 4 | 1 | 2.25 | 2.1 | 18.9 | Sqm
379.4.2 | Supplying and fixing of jet black and similar varities of granite slab
| a.) Ground floor kitchen hearth slab | 1 | 1 | 5.33 | 0.6 |  | 3.2 | Sqm
| b.) First floor kitchen hearth slab | 1 | 1 | 5.33 | 0.6 |  | 3.2 | Sqm
| c.) Second floor kitchen hearth slab | 1 | 1 | 5.33 | 0.6 |  | 3.2 | Sqm
| d.) Third floor kitchen hearth slab | 1 | 1 | 5.33 | 0.6 |  | 3.2 | Sqm
380 | Vitrified tiles flooring
| Hall cum dining room | 1 | 4 | 4.72 | 3.05 |  | 57.58
| Bed I | 1 | 4 | 3.35 | 3.05 |  | 40.87
| Bed II | 1 | 4 | 3.1 | 3.1 |  | 38.44
| Kitchen | 1 | 4 | 2.33 | 3.1 |  | 28.89
| Toilet Passage | 1 | 4 | 1.2 | 0.75 |  | 3.6
| Add jambs for Main door | 1 | 4 | 1 | 0.23 |  | 0.92
| Add jambs for bed door I & II | 2 | 4 | 0.9 | 0.12 |  | 0.86
| Add jambs for Kitchen open | 2 | 4 | 0.75 | 0.23 |  | 1.38
| Add jambs for passage open | 2 | 4 | 1.09 | 0.23 |  | 2.01
| Add jambs for toilet (attached & common) | 2 | 4 | 0.75 | 0.12 |  | 0.72
0.03
[6 empty] | Total | 175.3 | Sqm
383 | S&F of Cuddapah sink 600 x 600 x 200mm
| At kitchen | 1 | 4 |  |  |  | 4 | Nos
448.2 | Supplying & fixing of PVC TEE with end cap | 3 | 4 |  |  |  | 12 | Nos
799 | Painting with OBD over one coat of white cement
| As per Qty itm no 38.6 | 1 | 1 | 819.6 |  |  | 819.6 | Sqm
71 | Triple pole main switch | 1 | 5 |  |  |  | 5 | Nos
| Supplying and delivery of Three phase ELCB/RCCB | 1 | 4 |  |  |  | 4 | Nos
80 | S&F TW planks
| 4 qtrs | 1 | 4 |  |  |  | 4
| For common | 1 | 1 |  |  |  | 1
| For main | 1 | 1 |  |  |  | 1
[6 empty] | Total | 6 | Nos
81 | Meter cupboard
| stair below | 5 | 1 | 1 | 0.3 |  | 1.5 | Sqm
JE/AE AEE/TPR

## Water supply Detailed
Name of Work : Construction of 2 Nos of SI and 28 Nos of PC/HC Qtrs at Aliyar in Coimbatore district
BORE WLL DETAILED ESTIMATE
S.NO | DESCRIPTION OF WORK | NOS |  | L | B | D | QTY
1 | supply and delivery of suitable hydrulically tested 3 HP submersible motors 30 stage pumset manufacturing by texmo for lifting the water from bore well to the sump. (100 lpm X 75 m)
| For bore well | 1 | 1 |  |  |  | 1
[5 empty] | TOTAL |  | 1
2 | Supply and delivery of direct online starter confirming to IS13947 and IEC 947 suitable KW rating for operation in AC/single Phase/50HZ(± 5%) and 415 V(±10%) including Ammeter, Voltmeter, Thermal Overload relay, 16 Amps 2 pole Magnetic Contactor with under Voltage protection, Indication lamp, starting capacitor, running capacitor and On/Off Push button switches, 5 way connector, wiring with 1 sq. mm/1.5 sq. mm copper PVC insulated cable, powder coated vermin proof box including the capacitor (the cost of capacitor is to be taken separately).
| For bore well | 1 | 1 |  |  |  | 1
[5 empty] | TOTAL |  | 1
3 | supply and delivery of 4 sqmm pvc insulated water proof cable (PVC INSULATED AND SHEATHED 3 CORE FLAT TYPE COPPER CABLE CONFORMING TO IS 694/1990)
| Inside bore well | 1 | 1 | 280 |  |  | 280
| Bore well to Main board (Near SI) | 1 | 1 | 70 |  |  | 70
| sump inner to Main Board | 1 | 2 | 15 |  |  | 30
[5 empty] | TOTAL |  | 380
4 | suppling and delivery of 40mm dia UPVC pipes of approved quality with ISI mark including cost of labour s,conveyence and all material etc completed
| Inside bore well | 1 | 1 | 260 |  |  | 260
[5 empty] | TOTAL |  | 260 | 606.8
5 | supply and delivery of suitable hydrulically tested 2HP submersible motors 30 stage pumset manufacturing by texmo for lifting the water from Sump to flats delivery.
| For sump (Drinking & Bore water) | 1 | 2 |  |  |  | 2
[5 empty] | TOTAL |  | 2
| Supplying and fixing of 2 hp panel board three phase including volmeter ect.., complete. | 1 | 2 |  |  |  | 2
[5 empty] | total |  | 2
6 | labour charges for the errection of submerrisible pumpset in bore well including fixing and jointing submmerisible cable with proper clamps upto starter to required depth and also fixing of washer actus to required depth values errection of pannel board upto5.0 HP PUMPSET.
| Inside bore well | 1 | 1 |  |  |  | 1
| Inside open well | 1 | 2 |  |  |  | 2
[5 empty] | TOTAL |  | 3
7 | suppling and delivery of following dia PVC pipe for 10 kg/cm2 of approved quality with ISI mark including cost of labour s,conveyence and all material etc completed BELOW GROUND LEVEL
a) 65 mm dia OD PVC Pipe
| Sump to E Block end (Bore & Drinking) | 1 | 2 | 70 |  |  | 140
b) 50mm dia OD PVC Pipe (branch lines)
| Main line to SI Qtrs rear side | 1 | 2 | 6 |  |  | 12
| Main line to A block rear side | 1 | 2 | 20 |  |  | 40
| Main line to Block B,C *D rear side | 1 | 2 | 50 |  |  | 100
| MaIn line to Block E rear side | 1 | 2 | 12 |  |  | 24
[6 empty] | Total | 176
d) 40mm dia OD PVC pipe (Reduce branch line)
| Bore to Sump | 1 | 1 | 115 |  |  | 115
| SI Rear side | 1 | 2 | 7.5 |  |  | 15
| Block A Rear side | 1 | 2 | 6 |  |  | 12
| Block B,C & D Rear side | 1 | 2 | 15 |  |  | 30
| Block E Rear side | 1 | 2 | 5.5 |  |  | 11
[6 empty] | Total | 183
8 | Suppling and delivery of following dia GI pipe of approved quality with ISI mark including cost of labour s,conveyence and all material etc completed Below GROUND LEVEL,
a) 65mm Dia GI pipe
| For Sump inner | 2 | 2 | 6 |  |  | 24
b) 40mm Dia GI Pipe
| Sump & Bore inlet | 1 | 2 | 6 |  |  | 12
9 | Suppling and delivery of following dia GI pipe of approved quality with ISI mark including cost of labour s,conveyence and all material etc completed ABOVE GROUND LEVEL,
a) 65mm Dia GI pipe
| For Sump OUTER | 1 | 2 | 4 |  |  | 8
b) 40mm Dia GI Pipe
| Sump & Bore OUTER | 1 | 2 | 4 |  |  | 8
10 | Suppling and delivery of following dia GI specials of approved quality with ISI mark including cost of labour s,conveyence and all material etc completed,
GI specials
a) 65mm dia GI Specails
| Coupling | 1 | 2 |  |  |  | 2
| Bend | 2 | 2 |  |  |  | 4
| Elbow | 2 | 2 |  |  |  | 4
| Tee | 1 | 2 |  |  |  | 2
| G.M. Non Return valves | 2 | 2 |  |  |  | 4
| b) 40mm Dia GI Specails | [5 empty] | 0
| Coupling | 2 | 2 |  |  |  | 4
| Bend | 2 | 2 |  |  |  | 4
| Tee | 2 | 2 |  |  |  | 4
| Elbow | 2 | 2 |  |  |  | 4
| 40mm to 40mm GI to PVC reducer | 2 | 2 |  |  |  | 4
| 40mm MS clamp set | 1 | 2 |  |  |  | 2
| c) GI adopter for bore up to 50mm | 2 | 2 |  |  |  | 4
11 | Suppling and laying and jointing the following dia PVC special for 10Kg/cm2 of approved quality with ISI mark including cost of labour s,conveyence and all material etc completed.
a) 65 mm dia PVC Specials
| Bend | 2 | 6 |  |  |  | 12
| Elbow | 2 | 6 |  |  |  | 12
| Coupling | 2 | 6 |  |  |  | 12
| Tee | 2 | 6 |  |  |  | 12
| 65mm X 50mm Reducer | 2 | 8 |  |  |  | 16
b) 50mm Dia PVC Specials
| Bend | 2 | 6 |  |  |  | 12
| Elbow | 2 | 6 |  |  |  | 12
| Coupling | 2 | 6 |  |  |  | 12
| 50 X 40mm Reducer | 2 | 8 |  |  |  | 16
c) 40mm Dia PVC Specials
| Bend | 2 | 6 |  |  |  | 12
| Elbow | 2 | 6 |  |  |  | 12
| Coupling | 2 | 6 |  |  |  | 12
| Tee | 2 | 6 |  |  |  | 12
| 40 X 32mm Reducer | 2 | 8 |  |  |  | 16
12 | Supply and delivery of following sizes of FRC Manhole Covers / Frames (Heavy duty) to stores on as per IS 12592:2002 to its latest revision with reinforcement details for covers and frames.
a) 450mm dia FRC manhole with frame
| For collection chambers all Qtrs | 1 | 16 |  |  |  | 16
b) 600mm dia FRC manhole frame to have clear opening of 600mm dia to suit 600mm dia FRC Cover
| For SI Qtrs main chamber | 2 | 1 |  |  |  | 2
| For PC/HC Qtrs | 7 | 2 |  |  |  | 14
| For Main chamber to SPT | 1 | 9 |  |  |  | 9
25
13 | Supplying and laying of NYLONE ROPE for bore well (16mm)
| Bore well inner | 1 | 1 | 280 |  |  | 280
| sump | 1 | 2 | 6 |  |  | 12
[5 empty] | TOTAL |  | 292
14 | Gun Metal Gate Valve (Heavy Duty) Gate Valves should be used only in delivery line to sump where pressure pumping is involved. In all other cases only wheel valve should be used
b) 65mm Gun metal gate valve
| For Sump out let line | 2 | 2 |  |  |  | 4
1 | Drilling of 150mm vertical borewell in hard rock area to any required depth as directed by the departmental officers by direct water mud circulation method using contractors rig tools,labour for drilling and water required etc.and as directed by the departmental officers including transport charges and rig from one point to another point for all depth etc.all complete.
| Bore well | 1 | 1 | 290 |  |  | 290
2 | Supply delivery and fixing of 165mm PVC casing pipe of 6kg/cm.square of approved quality conforming to IS specification with average wall thickness of 6.10mm and with inner/outer threaded ends at standard length of 3m including transporting charges etc.all complete.
| For bore well | 1 | 6 | 6 |  |  | 36
3 | Labour Charges for inserting PVC Casing pipes assembly(with slots or without slots) in the drilled hole includingjointing the pipes with PVC Couplers with Cement paste etc., complete, supply and packing the annular space with pebbles of size and quality as approved by the executive engineers of TWAD Board (13a/Page 248 0f 285)
| For erection of casing pipe | 1 | 6 | 6 |  |  | 36
4 | Supply and fixing of 165mm dia PVC end cap with approved quality conforming to IS specifications with wall thickness of 6.10mm etc .all complete
| For Bore well top end cup | 1 | 1 |  |  |  | 1

## CUPBOARD
Name of Work : Construction of 2 Nos of SI and 28 Nos of PC/HC Qtrs at Aliyar in Coimbatore district
CUPBOARD SHUTTER DETAILED
Sl.No | Description | No |  | L | B | D | Qty
1 | Providing T.W.double leaf shutters for cupboard / ward robes with 9mm thick phenol bonded BWR grade plywood as per IS 303-1989 (General) with IS 5539-1969 (for preservative treatment) and IS 848-1974 (for adhesive) with relevant specifications and ITS latest amendment for shutters. The all round frame made up of T.W. scantling of 75mmX37.50mm and the styles made up of T.W. scantlings of 75mmX37.5mm and shutters middle rails (Horizontaly) made up to of TW scantling of 150mm 37 x 50mm including cost of plywood and labour for fixing in position, cost of materials, Aluminium Furniture fittings such as 6 nos. 3” of Aluminium butt hinges, 2 nos of 4”x5/8” Aluminium Tower bolt, 2 nos of 4” ornamental Handle, lock and key arrangements (leaver type) of best approved quality and also painting with two coats using synthetic enamal paint and one coat using wood primer with neat finish with brass screws. All complete and as directed by the departmental officers (The lack and key, plywood quality and shade and other fittings should be got approved by Executive Engineer before use.)
| SI bed 1 and 2 | 2 | 2 | 1.1 |  | 2.1 | 9.24
| PC/HC Bed I & II, | 28 | 2 | 1.1 |  | 2.1 | 129.36
|  |  |  | Total |  |  | 138.6 | Sqm

## STEEL
Name of Work : Construction of 2 Nos of SI and 28 Nos of PC/HC Qtrs at Aliyar in Coimbatore district
STEEL QUANTITY
DESCRIPTION | DIA | NOS |  |  | LENGTH | 8MM | 10MM | 12MM | 16MM
C & D BLOCK | [9 empty] | 25.6667
C1 -column rod GF Lintel to FF Lintel level | 16# | 2 | 16 | 4 | 3.85 |  |  |  | 492.8
rings | 8# | 2 | 16 | 26 | 1.22 | 1015.04
C2 - column rod | 16# | 2 | 2 | 4 | 3.85 |  |  |  | 61.6
rod | 12# | 2 | 2 | 2 | 3.85 |  |  | 30.8
rings | 8# | 2 | 2 | 26 | 1.22 | 126.88
hook rod | 8# | 2 | 2 | 26 | 0.25 | 26
C2a - column rod | 16# | 2 | 2 | 4 | 3.85 |  |  |  | 61.6
rod | 12# | 2 | 2 | 2 | 3.85 |  |  | 30.8
rings | 8# | 2 | 2 | 26 | 1.06 | 110.24
hook rod | 8# | 2 | 2 | 26 | 0.25 | 26
C3- Column rod | 16# | 2 | 4 | 6 | 3.85 |  |  |  | 184.8
rings' | 8# | 2 | 4 | 26 | 1.22 | 253.76
hook rod | 8# | 2 | 4 | 26 | 0.25 | 52
C4- column rod | 12# | 2 | 2 | 4 | 3.85 |  |  | 61.6
rings | 8# | 2 | 2 | 26 | 1.22 | 126.88
C1 -column rod FF to SF Lintel level | 16# | 2 | 16 | 4 | 3.85 |  |  |  | 492.8
rings | 8# | 2 | 16 | 26 | 1.22 | 1015.04
C2 - column rod | 16# | 2 | 2 | 4 | 3.85 |  |  |  | 61.6
rod | 12# | 2 | 2 | 2 | 3.85 |  |  | 30.8
rings | 8# | 2 | 2 | 26 | 1.22 | 126.88
hook rod | 8# | 2 | 2 | 26 | 0.25 | 26
C2a - column rod | 16# | 2 | 2 | 4 | 3.85 |  |  |  | 61.6
rod | 12# | 2 | 2 | 2 | 3.85 |  |  | 30.8
rings | 8# | 2 | 2 | 26 | 1.06 | 110.24
hook rod | 8# | 2 | 2 | 26 | 0.25 | 26
C3- Column rod | 16# | 2 | 4 | 6 | 3.85 |  |  |  | 184.8
rings' | 8# | 2 | 4 | 26 | 1.22 | 253.76
hook rod | 8# | 2 | 4 | 26 | 0.25 | 52
C4- column rod | 12# | 2 | 2 | 4 | 3.85 |  |  | 61.6
rings | 8# | 2 | 2 | 26 | 1.22 | 126.88
C1 -column rod SF to Third F Lintel level | 16# | 2 | 16 | 4 | 3.85 |  |  |  | 492.8
rings | 8# | 2 | 16 | 26 | 1.22 | 1015.04
C2 - column rod | 16# | 2 | 2 | 4 | 3.85 |  |  |  | 61.6
rod | 12# | 2 | 2 | 2 | 3.85 |  |  | 30.8
rings | 8# | 2 | 2 | 26 | 1.22 | 126.88
hook rod | 8# | 2 | 2 | 26 | 0.25 | 26
C2a - column rod | 16# | 2 | 2 | 4 | 3.85 |  |  |  | 61.6
rod | 12# | 2 | 2 | 2 | 3.85 |  |  | 30.8
rings | 8# | 2 | 2 | 26 | 1.06 | 110.24
hook rod | 8# | 2 | 2 | 26 | 0.25 | 26
C3- Column rod | 16# | 2 | 4 | 6 | 3.85 |  |  |  | 184.8
rings' | 8# | 2 | 4 | 26 | 1.22 | 253.76
hook rod | 8# | 2 | 4 | 26 | 0.25 | 52
C4- column rod | 12# | 2 | 2 | 4 | 3.85 |  |  | 61.6
rings | 8# | 2 | 2 | 26 | 0.92 | 95.68
C1 -column rod Third F Lintel to Parapet level | 16# | 2 | 16 | 4 | 2.07 |  |  |  | 264.96
rings | 8# | 2 | 16 | 26 | 1.22 | 1015.04
C2 - column rod | 16# | 2 | 2 | 4 | 2.07 |  |  |  | 33.12
rod | 12# | 2 | 2 | 2 | 2.07 |  |  | 16.56
rings | 8# | 2 | 2 | 11 | 1.22 | 53.68
hook rod | 8# | 2 | 2 | 11 | 0.25 | 11
C2a - column rod | 16# | 2 | 2 | 4 | 2.07 |  |  |  | 33.12
rod | 12# | 2 | 2 | 2 | 2.07 |  |  | 16.56
rings | 8# | 2 | 2 | 11 | 1.06 | 46.64
hook rod | 8# | 2 | 2 | 11 | 0.25 | 11
C3- Column rod | 16# | 2 | 4 | 6 | 2.07 |  |  |  | 99.36
rings' | 8# | 2 | 4 | 11 | 1.22 | 107.36
hook rod | 8# | 2 | 4 | 11 | 0.25 | 22
C4- column rod | 12# | 2 | 2 | 4 | 2.07 |  |  | 33.12
rings | 8# | 2 | 2 | 11 | 0.92 | 40.48
C1 -column rod Parapet level to HR Parapet | 16# | 2 | 16 | 4 | 2.1 |  |  |  | 268.8
rings | 8# | 2 | 16 | 14 | 1.22 | 546.56
C3- Column rod | 16# | 2 | 4 | 6 | 2.1 |  |  |  | 100.8
rings' | 8# | 2 | 4 | 14 | 1.22 | 136.64
hook rod | 8# | 2 | 4 | 14 | 0.25 | 28
A , B & E Block
C1 -column rod FF to SF Lintel level | 16# | 3 | 8 | 4 | 3.85 |  |  |  | 369.6
rings | 8# | 3 | 8 | 26 | 1.22 | 761.28
C2 - column rod | 16# | 3 | 3 | 4 | 3.85 |  |  |  | 138.6
rod | 12# | 3 | 3 | 2 | 3.85 |  |  | 69.3
rings | 8# | 3 | 3 | 26 | 1.22 | 285.48
hook rod | 8# | 3 | 3 | 26 | 0.25 | 58.5
C2a - column rod | 16# | 3 | 3 | 4 | 3.85 |  |  |  | 138.6
rod | 12# | 3 | 3 | 2 | 3.85 |  |  | 69.3
rings | 8# | 3 | 3 | 26 | 1.06 | 248.04
hook rod | 8# | 3 | 3 | 26 | 0.25 | 58.5
C3- Column rod | 16# | 3 | 9 | 6 | 3.85 |  |  |  | 623.7
rings' | 8# | 3 | 9 | 26 | 1.22 | 856.44
hook rod | 8# | 3 | 9 | 26 | 0.25 | 175.5
C4- column rod | 12# | 3 | 6 | 4 | 3.85 |  |  | 277.2
rings | 8# | 3 | 6 | 26 | 1.22 | 570.96
C1 -column rod SF to Third F Lintel level | 16# | 3 | 8 | 4 | 3.85 |  |  |  | 369.6
rings | 8# | 3 | 8 | 26 | 1.22 | 761.28
C2 - column rod | 16# | 3 | 3 | 4 | 3.85 |  |  |  | 138.6
rod | 12# | 3 | 3 | 2 | 3.85 |  |  | 69.3
rings | 8# | 3 | 3 | 26 | 1.22 | 285.48
hook rod | 8# | 3 | 3 | 26 | 0.25 | 58.5
C2a - column rod | 16# | 3 | 3 | 4 | 3.85 |  |  |  | 138.6
rod | 12# | 3 | 3 | 2 | 3.85 |  |  | 69.3
rings | 8# | 3 | 3 | 26 | 1.06 | 248.04
hook rod | 8# | 3 | 3 | 26 | 0.25 | 58.5
C3- Column rod | 16# | 3 | 9 | 6 | 3.85 |  |  |  | 623.7
rings' | 8# | 3 | 9 | 26 | 1.22 | 856.44
hook rod | 8# | 3 | 9 | 26 | 0.25 | 175.5
C4- column rod | 12# | 3 | 6 | 4 | 3.85 |  |  | 277.2
rings | 8# | 3 | 6 | 26 | 0.92 | 430.56
C1 -column rod Third F Lintel to Parapet level | 16# | 3 | 8 | 4 | 2.07 |  |  |  | 198.72
rings | 8# | 3 | 8 | 26 | 1.22 | 761.28
C2 - column rod | 16# | 3 | 3 | 4 | 2.07 |  |  |  | 74.52
rod | 12# | 3 | 3 | 2 | 2.07 |  |  | 37.26
rings | 8# | 3 | 3 | 11 | 1.22 | 120.78
hook rod | 8# | 3 | 3 | 11 | 0.25 | 24.75
C2a - column rod | 16# | 3 | 3 | 4 | 2.07 |  |  |  | 74.52
rod | 12# | 3 | 3 | 2 | 2.07 |  |  | 37.26
rings | 8# | 3 | 3 | 11 | 1.06 | 104.94
hook rod | 8# | 3 | 3 | 11 | 0.25 | 24.75
C3- Column rod | 16# | 3 | 9 | 6 | 2.07 |  |  |  | 335.34
rings' | 8# | 3 | 9 | 11 | 1.22 | 362.34
hook rod | 8# | 3 | 9 | 11 | 0.25 | 74.25
C4- column rod | 12# | 3 | 6 | 4 | 2.07 |  |  | 149.04
rings | 8# | 3 | 6 | 11 | 0.92 | 182.16
C1 -column rod Parapet level to HR Parapet | 16# | 3 | 6 | 4 | 2.1 |  |  |  | 151.2
rings | 8# | 3 | 6 | 14 | 1.22 | 307.44
C3- Column rod | 16# | 3 | 6 | 6 | 2.1 |  |  |  | 226.8
rings' | 8# | 3 | 6 | 14 | 1.22 | 307.44
hook rod | 8# | 3 | 6 | 14 | 0.25 | 63
C & D Block GF to TF (16 Houses)
ROOF BEAM
Hall &bed 1 front bottom | 16# | 8 | 2 | 3 | 9 |  |  |  | 432
top | 16# | 8 | 2 | 2 | 9 |  |  |  | 288
mid top extra | 16# | 8 | 2 | 1 | 2.9 |  |  |  | 46.4
col top extra | 16# | 8 | 2 | 1 | 1.15 |  |  |  | 18.4
top extra | 16# | 8 | 2 | 1 | 1.75 |  |  |  | 28
rings | 8# | 8 | 2 | 53 | 1.12 | 949.76
Middle beam bottom | 16# | 8 | 2 | 3 | 9 |  |  |  | 432
top | 16# | 8 | 2 | 2 | 9 |  |  |  | 288
top mid | 12# | 8 | 2 | 1 | 9 |  |  | 144
rings | 8# | 8 | 2 | 51 | 1.12 | 913.92
bed 2 reae beam bottom | 16# | 8 | 2 | 2 | 4 |  |  |  | 128
bottom mid | 12# | 8 | 2 | 1 | 4 |  |  | 64
top | 16# | 8 | 2 | 2 | 4 |  |  |  | 128
top mid | 12# | 8 | 2 | 1 | 4 |  |  | 64
rings | 8# | 8 | 2 | 19 | 1.12 | 340.48
commen toilet rear beam bottom | 12# | 8 | 2 | 2 | 1.7 |  |  | 54.4
bot mid | 16# | 8 | 2 | 1 | 1.7 |  |  |  | 27.2
top | 12# | 8 | 2 | 2 | 1.7 |  |  | 54.4
top mid | 16# | 8 | 2 | 1 | 1.7 |  |  |  | 27.2
rings | 8# | 8 | 2 | 7 | 0.74 | 82.88
kitchen rear beam bottom | 16# | 8 | 2 | 2 | 2.6 |  |  |  | 83.2
bot mid | 12# | 8 | 2 | 1 | 2.6 |  |  | 41.6
top | 16# | 8 | 2 | 2 | 3 |  |  |  | 96
top mid | 12# | 8 | 2 | 1 | 3 |  |  | 48
rings | 8# | 8 | 2 | 14 | 1.12 | 250.88
attached toilet beam bottom | 16# | 8 | 2 | 3 | 1.5 |  |  |  | 72
top | 16# | 8 | 2 | 3 | 1.5 |  |  |  | 72
rings | 8# | 8 | 2 | 7 | 0.62 | 69.44
staircase landing beam bottom | 16# | 8 | 2 | 5 | 2.5 |  |  |  | 200
top | 16# | 8 | 2 | 6 | 2.8 |  |  |  | 268.8
top mid | 12# | 8 | 2 | 1 | 2.8 |  |  | 44.8
rings | 8# | 8 | 2 | 14 | 0.92 | 206.08
sitout front beam bottom | 12# | 8 | 2 | 2 | 6 |  |  | 192
top | 16# | 8 | 2 | 6 | 6 |  |  |  | 576
rings | 8# | 8 | 2 | 32 | 0.62 | 317.44
hall &bed 2 s/c beam bottom | 16# | 8 | 2 | 3 | 7 |  |  |  | 336
top | 16# | 8 | 2 | 3 | 7 |  |  |  | 336
rings | 8# | 8 | 2 | 37 | 1.12 | 663.04
bed2 &commen toilet centre bottom | 12# | 8 | 2 | 3 | 3.5 |  |  | 168
top | 16# | 8 | 2 | 2 | 3.7 |  |  |  | 118.4
top mid | 12# | 8 | 2 | 1 | 3.7 |  |  | 59.2
middle rod | 12# | 8 | 2 | 2 | 3.7 |  |  | 118.4
rings | 8# | 8 | 2 | 19 | 1.34 | 407.36
commen toilet &kitchen centre bottom | 12# | 8 | 2 | 3 | 3.7 |  |  | 177.6
top | 16# | 8 | 2 | 2 | 3.7 |  |  |  | 118.4
top mid | 12# | 8 | 2 | 1 | 3.7 |  |  | 59.2
middle rod | 12# | 8 | 2 | 2 | 3.5 |  |  | 112
rings | 8# | 8 | 2 | 20 | 1.48 | 473.6
hall &bed 1 centre beam bottom | 16# | 8 | 2 | 3 | 3.5 |  |  |  | 168
top | 16# | 8 | 2 | 6 | 3.8 |  |  |  | 364.8
top mid | 12# | 8 | 2 | 1 | 3.8 |  |  | 60.8
rings | 8# | 8 | 2 | 20 | 1.12 | 358.4
kitchen attached toilet centre beam bottom | 16# | 8 | 2 | 2 | 3.8 |  |  |  | 121.6
bot mid | 12# | 8 | 2 | 1 | 3.8 |  |  | 60.8
top | 16# | 8 | 2 | 2 | 3.7 |  |  |  | 118.4
top mid | 12# | 8 | 2 | 1 | 3.7 |  |  | 59.2
rings | 8# | 8 | 2 | 19 | 0.95 | 288.8
bed 1 & attached toilet outer bottom | 16# | 8 | 2 | 2 | 6 |  |  |  | 192
bot mid | 12# | 8 | 2 | 1 | 6 |  |  | 96
top | 12# | 8 | 2 | 2 | 6.5 |  |  | 208
top mid | 16# | 8 | 2 | 1 | 6.27 |  |  |  | 100.32
rings | 8# | 8 | 2 | 32 | 1.12 | 573.44
sit out outer 2 side bottom | 12# | 8 | 2 | 2 | 1.36 |  |  | 43.52
top | 16# | 8 | 2 | 2 | 1.36 |  |  |  | 43.52
rings | 8# | 8 | 2 | 7 | 0.6 | 67.2
sitout landing front hor bottom | 12# | 8 | 1 | 3 | 1.77 |  |  | 42.48
top | 16# | 8 | 1 | 3 | 1.68 |  |  |  | 40.32
rings | 8# | 8 | 1 | 8 | 0.6 | 38.4
sitout landing front ver beam bottom | 12# | 8 | 1 | 2 | 1.77 |  |  | 28.32
top | 16# | 8 | 1 | 3 | 1.68 |  |  |  | 40.32
rings | 8# | 8 | 1 | 8 | 0.6 | 38.4
ROOF SLAB |  | 8
HALL shorter span | 10# | 8 | 2 | 25 | 4 |  | 1600
shorter span | 10# | 8 | 2 | 20 | 5 |  | 1600
longer span | 8# | 8 | 2 | 15 | 5.27 | 1264.8
longer span | 8# | 8 | 2 | 15 | 6.32 | 1516.8
ver top dist rod | 8# | 8 | 2 | 9 | 3.47 | 499.68
hor top dist rod | 8# | 8 | 2 | 7 | 5.17 | 579.04
top extra | 8# | 8 | 2 | 9 | 0.82 | 118.08
top extra | 8# | 8 | 2 | 6 | 1.07 | 102.72
BED 2 shorter span | 10# | 8 | 2 | 20 | 3.45 |  | 1104
longer span | 8# | 8 | 2 | 11 | 4.54 | 799.04
longer span | 8# | 8 | 2 | 10 | 3.53 | 564.8
ver top dist rod | 8# | 8 | 2 | 6 | 3.43 | 329.28
hor top dist rod | 8# | 8 | 2 | 7 | 3.34 | 374.08
top extra | 8# | 8 | 2 | 6 | 0.61 | 58.56
top extra | 8# | 8 | 2 | 5 | 0.71 | 56.8
top extra | 8# | 8 | 2 | 7 | 0.76 | 85.12
COMMEN TOILET shorter span | 10# | 8 | 2 | 39 | 1.42 |  | 886.08
shorter span | 8# | 8 | 2 | 2 | 1.42 | 45.44
longer span | 8# | 8 | 2 | 13 | 3.46 | 719.68
chair rod | 8# | 8 | 2 | 4 | 0.6 | 38.4
KITCHEN shorter span | 10# | 8 | 2 | 20 | 2.65 |  | 848
longer span | 8# | 8 | 2 | 7 | 3.5 | 392
longer span | 8# | 8 | 2 | 8 | 4.53 | 579.84
ver top dist rod | 8# | 8 | 2 | 5 | 3.4 | 272
hor top dist rod | 8# | 8 | 2 | 7 | 2.55 | 285.6
top extra | 8# | 8 | 2 | 5 | 0.8 | 64
top extra | 8# | 8 | 2 | 6 | 0.7 | 67.2
top extra | 8# | 8 | 2 | 6 | 0.62 | 59.52
ATTACHED TOILET shorter span | 10# | 8 | 2 | 31 | 1.46 |  | 724.16
longer span | 8# | 8 | 2 | 14 | 2.7 | 604.8
chair rod | 8# | 8 | 2 | 6 | 0.6 | 57.6
BED 1 shorter span | 10# | 8 | 2 | 11 | 3.55 |  | 624.8
shorter span | 10# | 8 | 2 | 5 | 3.45 |  | 276
shorter span | 10# | 8 | 2 | 6 | 4.6 |  | 441.6
longer span | 8# | 8 | 2 | 10 | 3.75 | 600
longer span | 8# | 8 | 2 | 10 | 5.25 | 840
ver top dist rod | 8# | 8 | 2 | 7 | 3.38 | 378.56
hor top dist rod | 8# | 8 | 2 | 7 | 3.65 | 408.8
top extra | 8# | 8 | 2 | 6 | 0.72 | 69.12
top extra | 8# | 8 | 2 | 2 | 0.98 | 31.36
top extra | 8# | 8 | 2 | 6 | 0.76 | 72.96
SIT OUT shorter span | 10# | 8 | 1 | 35 | 1.35 |  | 378
longer span | 8# | 8 | 1 | 13 | 5.5 | 572
STAIRCASE flight bot rod | 10# | 8 | 1 | 3 | 4.34 |  | 104.16
bot rod | 10# | 8 | 1 | 4 | 3.74 |  | 119.68
top sciser rod | 10# | 8 | 1 | 7 | 2.2 |  | 123.2
landing main rod | 10# | 8 | 1 | 10 | 2.02 |  | 161.6
towel rod | 10# | 8 | 1 | 4 | 2.62 |  | 83.84
short dist rod | 8# | 8 | 1 | 31 | 0.95 | 235.6
chair rod | 8# | 8 | 1 | 3 | 1.1 | 26.4
STAIRCASE Landing beam botom | 16# | 8 | 1 | 3 | 2.4 |  |  |  | 57.6
top | 16# | 8 | 1 | 2 | 2.7 |  |  |  | 43.2
top mid | 12# | 8 | 1 | 1 | 2.7 |  |  | 21.6
rings | 8# | 8 | 1 | 14 | 1.16 | 129.92
flight bot rod | 10# | 8 | 1 | 7 | 3.9 |  | 218.4
distribution rod | 10# | 8 | 1 | 7 | 1.84 |  | 103.04
landing longer rod | 8# | 8 | 1 | 34 | 0.95 | 258.4
landing longer rod | 8# | 8 | 1 | 10 | 2.4 | 192
landing main rod towels | 8# | 8 | 1 | 3 | 1.13 | 27.12
landing main rod towels | 10# | 8 | 1 | 4 | 2.59 |  | 82.88
one side | 10# | 8 | 1 | 10 | 2.1 |  | 168
one side | 10# | 8 | 2 | 4 | 1.06 |  | 67.84
A,B & E BLOCK GF,FF,SF,3rd F
ROOF BEAM
Hall &bed 1 front bottom | 16# | 4 | 3 | 10 | 8.55 |  |  |  | 1026
top | 16# | 4 | 3 | 10 | 8.85 |  |  |  | 1062
mid top extra | 16# | 4 | 3 | 10 | 2.9 |  |  |  | 348
col top extra | 16# | 4 | 3 | 10 | 1.15 |  |  |  | 138
top extra | 16# | 4 | 3 | 1 | 1.75 |  |  |  | 21
rings | 8# | 4 | 3 | 53 | 1.12 | 712.32
Middle beam bottom | 16# | 4 | 3 | 3 | 8.55 |  |  |  | 307.8
top | 16# | 4 | 3 | 2 | 8.85 |  |  |  | 212.4
top mid | 12# | 4 | 3 | 1 | 8.85 |  |  | 106.2
rings | 8# | 4 | 3 | 51 | 1.12 | 685.44
bed 2 reae beam bottom | 16# | 4 | 3 | 2 | 3.39 |  |  |  | 81.36
bottom mid | 12# | 4 | 3 | 1 | 3.39 |  |  | 40.68
top | 16# | 4 | 3 | 2 | 3.69 |  |  |  | 88.56
top mid | 12# | 4 | 3 | 1 | 3.69 |  |  | 44.28
rings | 8# | 4 | 3 | 19 | 1.12 | 255.36
commen toilet rear beam bottom | 12# | 4 | 3 | 2 | 1.7 |  |  | 40.8
bot mid | 16# | 4 | 3 | 1 | 1.7 |  |  |  | 20.4
top | 12# | 4 | 3 | 2 | 1.7 |  |  | 40.8
top mid | 16# | 4 | 3 | 1 | 1.7 |  |  |  | 20.4
rings | 8# | 4 | 3 | 7 | 0.74 | 62.16
kitchen rear beam bottom | 16# | 4 | 3 | 2 | 2.55 |  |  |  | 61.2
bot mid | 12# | 4 | 3 | 1 | 2.55 |  |  | 30.6
top | 16# | 4 | 3 | 2 | 2.85 |  |  |  | 68.4
top mid | 12# | 4 | 3 | 1 | 2.85 |  |  | 34.2
rings | 8# | 4 | 3 | 14 | 1.12 | 188.16
attached toilet beam bottom | 16# | 4 | 3 | 3 | 1.41 |  |  |  | 50.76
top | 16# | 4 | 3 | 3 | 1.41 |  |  |  | 50.76
rings | 8# | 4 | 3 | 7 | 0.62 | 52.08
staircase landing beam bottom | 16# | 4 | 3 | 3 | 2.41 |  |  |  | 86.76
top | 16# | 4 | 3 | 2 | 2.71 |  |  |  | 65.04
top mid | 12# | 4 | 3 | 1 | 2.71 |  |  | 32.52
rings | 8# | 4 | 3 | 14 | 0.92 | 154.56
sitout front beam bottom | 12# | 4 | 3 | 2 | 5.5 |  |  | 132
top | 16# | 4 | 3 | 2 | 5.5 |  |  |  | 132
rings | 8# | 4 | 3 | 32 | 0.62 | 238.08
hall &bed 2 s/c beam bottom | 16# | 4 | 3 | 3 | 6.66 |  |  |  | 239.76
top | 16# | 4 | 3 | 3 | 6.96 |  |  |  | 250.56
rings | 8# | 4 | 3 | 37 | 1.12 | 497.28
bed2 &commen toilet centre bottom | 12# | 4 | 3 | 3 | 3.37 |  |  | 121.32
top | 16# | 4 | 3 | 2 | 3.67 |  |  |  | 88.08
top mid | 12# | 4 | 3 | 1 | 3.67 |  |  | 44.04
middle rod | 12# | 4 | 3 | 2 | 3.37 |  |  | 80.88
rings | 8# | 4 | 3 | 19 | 1.34 | 305.52
commen toilet &kitchen centre bottom | 12# | 4 | 3 | 3 | 3.37 |  |  | 121.32
top | 16# | 4 | 3 | 2 | 3.67 |  |  |  | 88.08
top mid | 12# | 4 | 3 | 1 | 3.67 |  |  | 44.04
middle rod | 12# | 4 | 3 | 2 | 3.37 |  |  | 80.88
rings | 8# | 4 | 3 | 20 | 1.48 | 355.2
hall &bed 1 centre beam bottom | 16# | 4 | 3 | 3 | 3.43 |  |  |  | 123.48
top | 16# | 4 | 3 | 2 | 3.73 |  |  |  | 89.52
top mid | 12# | 4 | 3 | 1 | 3.73 |  |  | 44.76
rings | 8# | 4 | 3 | 20 | 1.12 | 268.8
kitchen attached toilet centre beam bottom | 16# | 4 | 3 | 2 | 3.37 |  |  |  | 80.88
bot mid | 12# | 4 | 3 | 1 | 3.37 |  |  | 40.44
top | 16# | 4 | 3 | 2 | 3.67 |  |  |  | 88.08
top mid | 12# | 4 | 3 | 1 | 3.67 |  |  | 44.04
rings | 8# | 4 | 3 | 19 | 0.95 | 216.6
bed 1 & attached toilet outer bottom | 16# | 4 | 3 | 2 | 5.97 |  |  |  | 143.28
bot mid | 12# | 4 | 3 | 1 | 5.97 |  |  | 71.64
top | 12# | 4 | 3 | 2 | 6.27 |  |  | 150.48
top mid | 16# | 4 | 3 | 1 | 6.27 |  |  |  | 75.24
rings | 8# | 4 | 3 | 32 | 1.12 | 430.08
sit out outer 2 side bottom | 12# | 4 | 3 | 2 | 1.36 |  |  | 32.64
top | 16# | 4 | 3 | 2 | 1.36 |  |  |  | 32.64
rings | 8# | 4 | 3 | 7 | 0.6 | 50.4
sitout landing front hor bottom | 12# | 4 | 3 | 3 | 1.77 |  |  | 63.72
top | 16# | 4 | 3 | 3 | 1.68 |  |  |  | 60.48
rings | 8# | 4 | 3 | 8 | 0.6 | 57.6
sitout landing front ver beam bottom | 12# | 4 | 3 | 2 | 1.77 |  |  | 42.48
top | 16# | 4 | 3 | 3 | 1.68 |  |  |  | 60.48
rings | 8# | 4 | 3 | 8 | 0.6 | 57.6
ROOF SLAB |  |  | 3
HALL shorter span | 10# | 4 | 3 | 21 | 3.57 |  | 899.64
shorter span | 10# | 4 | 3 | 10 | 4.23 |  | 507.6
longer span | 8# | 4 | 3 | 10 | 5.27 | 632.4
longer span | 8# | 4 | 3 | 10 | 6.32 | 758.4
ver top dist rod | 8# | 4 | 3 | 9 | 3.47 | 374.76
hor top dist rod | 8# | 4 | 3 | 7 | 5.17 | 434.28
top extra | 8# | 4 | 3 | 9 | 0.82 | 88.56
top extra | 8# | 4 | 3 | 6 | 1.07 | 77.04
BED 2 shorter span | 10# | 4 | 3 | 20 | 3.45 |  | 828
longer span | 8# | 4 | 3 | 11 | 4.54 | 599.28
longer span | 8# | 4 | 3 | 10 | 3.53 | 423.6
ver top dist rod | 8# | 4 | 3 | 6 | 3.43 | 246.96
hor top dist rod | 8# | 4 | 3 | 7 | 3.34 | 280.56
top extra | 8# | 4 | 3 | 6 | 0.61 | 43.92
top extra | 8# | 4 | 3 | 5 | 0.71 | 42.6
top extra | 8# | 4 | 3 | 7 | 0.76 | 63.84
COMMEN TOILET shorter span | 10# | 4 | 3 | 39 | 1.42 |  | 664.56
shorter span | 8# | 4 | 3 | 2 | 1.42 | 34.08
longer span | 8# | 4 | 3 | 13 | 3.46 | 539.76
chair rod | 8# | 4 | 3 | 4 | 0.6 | 28.8
KITCHEN shorter span | 10# | 4 | 3 | 20 | 2.65 |  | 636
longer span | 8# | 4 | 3 | 7 | 3.5 | 294
longer span | 8# | 4 | 3 | 8 | 4.53 | 434.88
ver top dist rod | 8# | 4 | 3 | 5 | 3.4 | 204
hor top dist rod | 8# | 4 | 3 | 7 | 2.55 | 214.2
top extra | 8# | 4 | 3 | 5 | 0.8 | 48
top extra | 8# | 4 | 3 | 6 | 0.7 | 50.4
top extra | 8# | 4 | 3 | 6 | 0.62 | 44.64
ATTACHED TOILET shorter span | 10# | 4 | 3 | 31 | 1.46 |  | 543.12
longer span | 8# | 4 | 3 | 14 | 2.7 | 453.6
chair rod | 8# | 4 | 3 | 6 | 0.6 | 43.2
BED 1 shorter span | 10# | 4 | 3 | 11 | 3.55 |  | 468.6
shorter span | 10# | 4 | 3 | 5 | 3.45 |  | 207
shorter span | 10# | 4 | 3 | 6 | 4.6 |  | 331.2
longer span | 8# | 4 | 3 | 10 | 3.75 | 450
longer span | 8# | 4 | 3 | 10 | 5.25 | 630
ver top dist rod | 8# | 4 | 3 | 7 | 3.38 | 283.92
hor top dist rod | 8# | 4 | 3 | 7 | 3.65 | 306.6
top extra | 8# | 4 | 3 | 6 | 0.72 | 51.84
top extra | 8# | 4 | 3 | 2 | 0.98 | 23.52
top extra | 8# | 4 | 3 | 6 | 0.76 | 54.72
SIT OUT shorter span | 10# | 4 | 3 | 35 | 1.35 |  | 567
longer span | 8# | 4 | 3 | 13 | 5.5 | 858
STAIRCASE flight bot rod | 10# | 4 | 3 | 3 | 4.34 |  | 156.24
bot rod | 10# | 4 | 3 | 4 | 3.74 |  | 179.52
top sciser rod | 10# | 4 | 3 | 7 | 2.2 |  | 184.8
landing main rod | 10# | 4 | 3 | 10 | 2.02 |  | 242.4
towel rod | 10# | 4 | 3 | 4 | 2.62 |  | 125.76
short dist rod | 8# | 4 | 3 | 31 | 0.95 | 353.4
chair rod | 8# | 4 | 3 | 3 | 1.1 | 39.6
STAIRCASE Landing beam botom | 16# | 4 | 3 | 3 | 2.4 |  |  |  | 86.4
top | 16# | 4 | 3 | 2 | 2.7 |  |  |  | 64.8
top mid | 12# | 4 | 3 | 1 | 2.7 |  |  | 32.4
rings | 8# | 4 | 3 | 14 | 1.16 | 194.88
flight bot rod | 10# | 4 | 3 | 7 | 3.9 |  | 327.6
distribution rod | 10# | 4 | 3 | 7 | 1.84 |  | 154.56
landing longer rod | 8# | 4 | 3 | 34 | 0.95 | 387.6
landing longer rod | 8# | 4 | 3 | 10 | 2.4 | 288
landing main rod towels | 8# | 4 | 3 | 3 | 1.13 | 40.68
landing main rod towels | 10# | 4 | 3 | 4 | 2.59 |  | 124.32
one side | 10# | 4 | 3 | 10 | 2.1 |  | 252
one side | 10# | 4 | 3 | 4 | 1.06 |  | 50.88
PC/HC QTRS Head room beam
hor beam bottom | 16# | 5 | 2 | 1 | 2.46 |  |  |  | 24.6
bottom mid | 12# | 5 | 2 | 2 | 2.46 |  |  | 49.2
top | 16# | 5 | 2 | 1 | 2.76 |  |  |  | 27.6
top mid | 12# | 5 | 2 | 2 | 2.76 |  |  | 55.2
rings | 8# | 5 | 2 | 15 | 1.06 | 159
hor beam bottom | 16# | 5 | 2 | 10 | 5.23 |  |  |  | 523
bottom mid | 12# | 5 | 2 | 10 | 5.23 |  |  | 523
top | 16# | 5 | 2 | 10 | 5.53 |  |  |  | 553
top mid | 12# | 5 | 2 | 1 | 5.53 |  |  | 55.3
rings | 8# | 5 | 2 | 25 | 1.06 | 265
ROOF SLAB shorter span | 10# | 5 | 1 | 25 | 2.56 |  | 320
longer span | 8# | 5 | 1 | 13 | 4.33 | 281.45
hor top dist | 8# | 5 | 1 | 6 | 2.46 | 73.8
ver top dist rod | 8# | 5 | 1 | 6 | 4.23 | 126.9
top extra | 8# | 5 | 1 | 30 | 0.6 | 90
PC/HC QTRS Water tank
hor base beam bottom rod | 16# | 8 | 1 | 6 | 3 |  |  |  | 144
bot mid | 12# | 8 | 1 | 3 | 3 |  |  | 72
top rod | 16# | 8 | 1 | 3 | 3.3 |  |  |  | 79.2
rings | 8# | 8 | 1 | 20 | 1.06 |  |  | 169.6
ver base beam bottom rod | 16# | 8 | 1 | 6 | 2.68 |  |  |  | 128.64
bottom mid | 12# | 8 | 1 | 3 | 2.68 |  |  | 64.32
top rod | 16# | 8 | 1 | 3 | 2.98 |  |  |  | 71.52
rings | 8# | 8 | 1 | 17 | 1.06 | 144.16
SLAB ROD
bottom &top rod shorter span | 10# | 8 | 1 | 30 | 2.78 |  | 667.2
bottom &top rod longer span | 8# | 8 | 1 | 30 | 3.1 | 744
wall rod all round | 10# | 8 | 1 | 70 | 1.4 |  | 784
wall dist rod | 8# | 8 | 1 | 5 | 10.45 | 418
cover slab bot &top shorter span | 10# | 8 | 1 | 30 | 2.78 |  | 667.2
longer span | 8# | 8 | 1 | 30 | 3.1 | 744
SILL MATT
PC/HC Qtrs GF,FF,3rd FLOOR
A to E Block W Main rod | 8# | 1 | 84 | 3 | 2.25 | 567
Dist rod | 8# | 1 | 84 | 15 | 0.18 | 226.8
A to E Block KW Main rod | 8# | 1 | 28 | 3 | 1.8 | 151.2
Dist rod | 8# | 1 | 28 | 12 | 0.18 | 60.48
SI QTRS
W main rod | 8# | 1 | 4 | 3 | 1.95 | 23.4
Dist rod | 8# | 1 | 4 | 13 | 0.18 | 9.36
W1 main rod | 8# | 1 | 2 | 3 | 1.65 | 9.9
Dist rod | 8# | 1 | 2 | 11 | 0.18 | 3.96
KW main rod | 8# | 1 | 4 | 3 | 1.65 | 19.8
Dist rod | 8# | 1 | 4 | 11 | 0.18 | 7.92
W2 main rod | 8# | 1 | 2 | 3 | 1.23 | 7.38
Dist rod | 8# | 1 | 2 | 8 | 0.18 | 2.88
LINTEL CUM SUNSHADE
PC/HC Qtrs GF,FF,3rd FLOOR
A to E Block W Lintel Main rod | 10# | 1 | 84 | 4 | 2.25 |  | 756
Dist rod | 8# | 1 | 84 | 3 | 2.25 | 567
rings | 8# | 1 | 84 | 15 | 1 | 1260
A to E Block KW Main rod | 10# | 1 | 28 | 4 | 1.8 |  | 201.6
Dist rod | 8# | 1 | 28 | 3 | 1.8 | 151.2
rings | 8# | 1 | 28 | 12 | 1 | 336
PC /HC QTRS LINTEL MD1 top& bot | 10# | 1 | 28 | 4 | 1.46 |  | 163.52
rings | 8# | 1 | 28 | 10 | 0.65 | 182
D top& bot | 10# | 1 | 56 | 4 | 1.36 |  | 304.64
rings | 8# | 1 | 56 | 9 | 0.65 | 327.6
D1 top& bot | 10# | 1 | 56 | 4 | 1.2 |  | 268.8
rings | 8# | 1 | 56 | 8 | 0.55 | 246.4
Kitchen open | 10# | 1 | 28 | 4 | 1.1 |  | 123.2
rings | 8# | 1 | 28 | 7 | 0.55 | 107.8
Wash area open | 10# | 1 | 28 | 4 | 1.43 |  | 160.16
rings | 8# | 1 | 28 | 8 | 0.65 | 145.6
Bed 1 loft main rod | 10# | 1 | 28 | 4 | 3.28 |  | 367.36
Dist rod | 8# | 1 | 28 | 4 | 3.28 | 367.36
rings | 8# | 1 | 28 | 21 | 1 | 588
Bed 2 loft main rod | 10# | 1 | 28 | 4 | 3.33 |  | 372.96
Dist rod | 8# | 1 | 28 | 4 | 3.33 | 372.96
rings | 8# | 1 | 28 | 22 | 1 | 616
kitchen loft main rod | 10# | 1 | 28 | 4 | 2.56 |  | 286.72
Dist rod | 8# | 1 | 28 | 4 | 2.56 | 286.72
rings | 8# | 1 | 28 | 17 | 1 | 476
kitchen loft main rod | 10# | 1 | 28 | 4 | 2.46 |  | 275.52
Dist rod | 8# | 1 | 28 | 4 | 2.46
rings | 8# | 1 | 28 | 16 | 0.9 | 403.2
SI QTRS LINTEL CUM SUNSHADE
W main rod | 10# | 1 | 4 | 4 | 1.95 |  | 31.2
Dist rod | 8# | 1 | 4 | 3 | 0.18 | 2.16
rings | 8# | 1 | 4 | 13 | 1 | 52
W1 main rod | 10# | 1 | 2 | 4 | 1.65 |  | 13.2
Dist rod | 8# | 1 | 2 | 3 | 0.18 | 1.08
rings | 8# | 1 | 2 | 11 | 1 | 22
KW main rod | 10# | 1 | 4 | 4 | 1.65 |  | 26.4
Dist rod | 8# | 1 | 4 | 3 | 0.18 | 2.16
rings | 8# | 1 | 4 | 11 | 1 | 44
W2 main rod | 10# | 1 | 2 | 4 | 1.23 |  | 9.84
Dist rod | 8# | 1 | 2 | 3 | 0.18 | 1.08
rings | 8# | 1 | 2 | 18 | 1 | 36
Front entry Main rod | 12# | 1 | 1 | 4 | 9.55 |  |  | 38.2
Dist rod | 8# | 1 | 1 | 6 | 9.55 | 57.3
rings | 8# | 1 | 1 | 63 | 1.72 | 108.36
MD 1 main rod | 10# | 1 | 2 | 4 | 1.46 |  | 11.68
rings | 8# | 1 | 2 | 9 | 0.65 | 11.7
D main rod | 10# | 1 | 4 | 4 | 1.36 |  | 21.76
rings | 8# | 1 | 4 | 9 | 0.65 | 23.4
D 1 main rod | 10# | 1 | 2 | 4 | 1.21 |  | 9.68
rings | 8# | 1 | 2 | 8 | 0.65 | 10.4
OPENING main rod | 10# | 1 | 2 | 4 | 1.36 |  | 10.88
rings | 8# | 1 | 2 | 9 | 0.65 | 11.7
Bed 1 loft main rod top&bot | 10# | 1 | 2 | 4 | 3.38 |  | 27.04
Dist rod | 8# | 1 | 2 | 4 | 3.38 | 27.04
rings | 8# | 1 | 2 | 22 | 1.2 | 52.8
Bed 2 loft main rod top&bot | 10# | 1 | 2 | 4 | 3.35 |  | 26.8
Dist rod | 8# | 1 | 2 | 4 | 3.35 | 26.8
rings | 8# | 1 | 2 | 22 | 1.2 | 52.8
Kitchen loft main rod top&bot | 10# | 1 | 2 | 4 | 3.37 |  | 26.96
Dist rod | 8# | 1 | 2 | 4 | 3.37 | 26.96
rings | 8# | 1 | 2 | 22 | 1.2 | 52.8
Kitchen loft main rod top&bot | 10# | 1 | 2 | 4 | 1.97 |  | 15.76
Dist rod | 8# | 1 | 2 | 4 | 1.97 | 15.76
rings | 8# | 1 | 2 | 13 | 1.2 | 31.2
Kitchen loft main rod top&bot | 10# | 1 | 2 | 4 | 1.55 |  | 12.4
Dist rod | 8# | 1 | 2 | 4 | 1.55 | 12.4
rings | 8# | 1 | 2 | 10 | 0.75 | 15
SI QTRS
matt and column details
CIFI Column footing matt | 10# | 1 | 1 | 16 | 1 |  | 16
C1FI Column rod footing to G.F lintel level | 16# | 1 | 1 | 4 | 4.9 |  |  |  | 19.6
rings | 8# | 1 | 1 | 30 | 1.22 | 36.6
C2F2 Column footing matt | 10# | 1 | 2 | 8 | 1.15 |  | 18.4
C2F2 Column rod | 16# | 1 | 2 | 4 | 4.9 |  |  |  | 39.2
rings | 8# | 1 | 2 | 30 | 1.22 | 73.2
C3 F3 Column footing matt | 10# | 1 | 5 | 9 | 1.3 |  | 58.5
C3 F3 Column rod | 16# | 1 | 5 | 8 | 4.9 |  |  |  | 196
rings | 8# | 1 | 5 | 30 | 1.22 | 183
hook rod | 8# | 1 | 5 | 30 | 0.25 | 37.5
C4 F4 Column footing matt | 10# | 1 | 2 | 10 | 1.4 |  | 28
C4 F4 Column rod | 16# | 1 | 2 | 8 | 4.9 |  |  |  | 78.4
rings | 8# | 1 | 2 | 30 | 1.22 | 73.2
hook rod | 8# | 1 | 2 | 30 | 0.25 | 15
C5F5 column footing matt | 10# | 1 | 4 | 13 | 1.55 |  | 80.6
C5F5 column rod | 16# | 1 | 4 | 8 | 4.9 |  |  |  | 156.8
rings | 8# | 1 | 4 | 30 | 1.36 | 163.2
hook rod | 8# | 1 | 4 | 30 | 0.25 | 30
C1FI Column GF lintel to FF lintel level | 16# | 1 | 1 | 4 | 3.85 |  |  |  | 15.4
rings | 8# | 1 | 1 | 20 | 1.22 | 24.4
C2F2 Column rod | 16# | 1 | 2 | 4 | 3.85 |  |  |  | 30.8
rings | 8# | 1 | 2 | 20 | 1.22 | 48.8
C3 F3 Column rod | 16# | 1 | 5 | 8 | 3.85 |  |  |  | 154
rings | 8# | 1 | 5 | 20 | 1.22 | 122
hook rod | 8# | 1 | 5 | 20 | 0.25 | 25
C4 F4 Column rod | 16# | 1 | 2 | 8 | 3.85 |  |  |  | 61.6
rings | 8# | 1 | 2 | 20 | 1.22 | 48.8
hook rod | 8# | 1 | 2 | 20 | 0.25 | 10
C5F5 column rod | 16# | 1 | 4 | 8 | 3.85 |  |  |  | 123.2
rings | 8# | 1 | 4 | 20 | 1.36 | 108.8
hook rod | 8# | 1 | 4 | 20 | 0.25 | 20
C1FI Column FF lintel to Head room Parapet level | 16# | 1 | 1 | 4 | 4.75 |  |  |  | 19
rings | 8# | 1 | 1 | 23 | 1.22 | 28.06
C2F2 Column rod | 16# | 1 | 2 | 4 | 4.75 |  |  |  | 38
rings | 8# | 1 | 2 | 23 | 1.22 | 56.12
C3 F3 Column rod | 16# | 1 | 5 | 8 | 4.75 |  |  |  | 190
rings | 8# | 1 | 5 | 23 | 1.22 | 140.3
hook rod | 8# | 1 | 5 | 23 | 0.25 | 28.75
C4 F4 Column rod | 16# | 1 | 2 | 8 | 4.75 |  |  |  | 76
rings | 8# | 1 | 2 | 23 | 1.22 | 56.12
hook rod | 8# | 1 | 2 | 23 | 0.25 | 11.5
C5F5 column rod | 16# | 1 | 4 | 8 | 4.75 |  |  |  | 152
rings | 8# | 1 | 4 | 23 | 1.36 | 125.12
hook rod | 8# | 1 | 4 | 23 | 0.25 | 23
ROOF BEAM
Living bed 1 front beam bottom | 16# | 1 | 2 | 10 | 10 |  |  |  | 200
bottom mid | 12# | 1 | 2 | 10 | 10 |  |  | 200
top | 16# | 1 | 2 | 10 | 10 |  |  |  | 200
top mid | 12# | 1 | 2 | 10 | 10 |  |  | 200
rings | 8# | 1 | 2 | 53 | 1.26 | 133.56
Toilet & bed 1 middle beam bottom | 16# | 1 | 2 | 3 | 4.34 |  |  |  | 26.04
top | 16# | 1 | 2 | 3 | 4.64 |  |  |  | 27.84
rings | 8# | 1 | 2 | 28 | 1.51 | 84.56
Toilet & Kithchen middle beam bottom | 16# | 1 | 2 | 2 | 3 |  |  |  | 12
bottom mid | 12# | 1 | 2 | 1 | 3 |  |  | 6
top | 16# | 1 | 2 | 1 | 3.21 |  |  |  | 6.42
top mid | 12# | 1 | 2 | 2 | 3.21 |  |  | 12.84
rings | 8# | 1 | 2 | 19 | 1.26 | 47.88
Living & bed 2 middle beam bottom | 16# | 1 | 2 | 2 | 3.6 |  |  |  | 14.4
bottom mid | 12# | 1 | 2 | 1 | 3.6 |  |  | 7.2
top | 16# | 1 | 2 | 1 | 3.9 |  |  |  | 7.8
top mid | 12# | 1 | 2 | 2 | 3.9 |  |  | 15.6
rings | 8# | 1 | 2 | 15 | 1.26 | 37.8
Kitchen rear beam bottom | 16# | 1 | 2 | 2 | 3 |  |  |  | 12
bottom mid | 12# | 1 | 2 | 1 | 3 |  |  | 6
top | 16# | 1 | 2 | 1 | 3.3 |  |  |  | 6.6
top mid | 12# | 1 | 2 | 2 | 3.3 |  |  | 13.2
rings | 8# | 1 | 2 | 19 | 1.26 | 47.88
Bed 2 rear beam bottom | 16# | 1 | 2 | 2 | 3.6 |  |  |  | 14.4
bottom mid | 12# | 1 | 2 | 1 | 3.6 |  |  | 7.2
top | 16# | 1 | 2 | 2 | 3.9 |  |  |  | 15.6
top mid | 12# | 1 | 2 | 1 | 3.9 |  |  | 7.8
rings | 8# | 1 | 2 | 15 | 1.26 | 37.8
S/C front landing beam bottom | 16# | 2 | 1 | 2 | 2.9 |  |  |  | 11.6
bottom mid | 12# | 2 | 1 | 1 | 2.9 |  |  | 5.8
top | 16# | 2 | 1 | 2 | 3.2 |  |  |  | 12.8
top mid | 12# | 2 | 1 | 1 | 3.2 |  |  | 6.4
rings | 8# | 2 | 1 | 17 | 1.26 | 42.84
toilet front beam bottom | 16# | 2 | 1 | 2 | 3.2 |  |  |  | 12.8
bottom mid | 12# | 2 | 1 | 1 | 2.9 |  |  | 5.8
bottom extra | 12# | 2 | 1 | 2 | 2.9 |  |  | 11.6
top | 16# | 2 | 1 | 2 | 3.2 |  |  |  | 12.8
top mid | 12# | 2 | 1 | 1 | 3.2 |  |  | 6.4
rings | 8# | 2 | 1 | 17 | 1.26 | 42.84
Toilet rear beam bottom | 16# | 2 | 1 | 2 | 3 |  |  |  | 12
bottom mid extra | 12# | 2 | 1 | 2 | 2.9 |  |  | 11.6
top | 12# | 2 | 1 | 2 | 3.2 |  |  | 12.8
top mid | 16# | 2 | 1 | 1 | 3.2 |  |  |  | 6.4
rings | 8# | 2 | 1 | 17 | 0.92 | 31.28
toilet& toilet ver mid beam bottom | 16# | 2 | 1 | 2 | 3.2 |  |  |  | 12.8
Bottom mid' | 12# | 2 | 1 | 1 | 3.2 |  |  | 6.4
top | 16# | 2 | 1 | 2 | 3.5 |  |  |  | 14
rings | 8# | 2 | 1 | 18 | 1.26 | 45.36
vertical S/C side beam living bottom | 16# | 1 | 2 | 2 | 4.9 |  |  |  | 19.6
bottom mid | 12# | 1 | 2 | 1 | 4.9 |  |  | 9.8
top rod | 16# | 1 | 2 | 3 | 9.55 |  |  |  | 57.3
rings | 8# | 1 | 2 | 30 | 1.26 | 75.6
S/C & Toilet side beam bottom | 16# | 1 | 2 | 2 | 3.2 |  |  |  | 12.8
bottom mid | 12# | 1 | 2 | 1 | 3.2 |  |  | 6.4
rings | 8# | 1 | 2 | 20 | 1.71 | 68.4
S/C & Toilet bed 2 side beam bottom | 16# | 1 | 2 | 2 | 1.3 |  |  |  | 5.2
bottom mid | 12# | 1 | 2 | 1 | 1.3 |  |  | 2.6
rings | 8# | 1 | 2 | 7 | 1.06 | 14.84
living ,bed2 & kit bed1 middle beam bottom | 16# | 1 | 2 | 2 | 9.55 |  |  |  | 38.2
bottom mid | 12# | 1 | 2 | 1 | 9.55 |  |  | 19.1
top | 16# | 1 | 2 | 3 | 9.55 |  |  |  | 57.3
rings | 8# | 1 | 2 | 58 | 1.26 | 146.16
Toilet ver rear beam botom | 16# | 1 | 2 | 2 | 1.48 |  |  |  | 5.92
bottom mid | 12# | 1 | 2 | 1 | 1.48 |  |  | 2.96
Kitchen rear beam bottom | 16# | 1 | 2 | 2 | 3.55 |  |  |  | 14.2
bottom mid | 12# | 1 | 2 | 1 | 3.55 |  |  | 7.1
top | 16# | 1 | 2 | 2 | 5.1 |  |  |  | 20.4
top mid | 12# | 1 | 2 | 1 | 5.1 |  |  | 10.2
rings | 8# | 1 | 2 | 22 | 1.26 | 55.44
rin gs | 8# | 1 | 2 | 8 | 1.06 | 16.96
Bed 1 rear beam botom | 16# | 1 | 2 | 20 | 3.61 |  |  |  | 144.4
bottom mid | 12# | 1 | 2 | 1 | 3.61 |  |  | 7.22
top | 16# | 1 | 2 | 2 | 4 |  |  |  | 16
top mid | 12# | 1 | 2 | 1 | 4 |  |  | 8
rings | 8# | 1 | 2 | 21 | 1.26 | 52.92
sitout vertical beam bottom | 12# | 2 | 1 | 3 | 1.46 |  |  | 8.76
top | 16# | 2 | 1 | 15 | 1.8 |  |  |  | 54
rings | 8# | 2 | 1 | 6 | 0.92 | 11.04
HEAD RROM BEAM hor bottom rod | 16# | 1 | 2 | 2 | 3 |  |  |  | 12
bottom mid | 12# | 1 | 2 | 1 | 3 |  |  | 6
top | 16# | 1 | 2 | 2 | 3.2 |  |  |  | 12.8
top mid | 12# | 1 | 2 | 1 | 3.2 |  |  | 6.4
rings | 8# | 1 | 2 | 16 | 1.06 | 33.92
HEAD RROM BEAM ver bottom rod | 16# | 1 | 2 | 2 | 4.86 |  |  |  | 19.44
bottom mid | 12# | 1 | 2 | 1 | 4.86 |  |  | 9.72
top | 16# | 1 | 2 | 3 | 5.2 |  |  |  | 31.2
rings | 8# | 1 | 2 | 29 | 1.26 | 73.08
ROOF SLAB
Living room shorter span | 10# | 2 | 1 | 10 | 3.68 |  | 73.6
shorter span | 10# | 2 | 1 | 10 | 4.38 |  | 87.6
shorter span | 10# | 2 | 1 | 2 | 3.68 |  | 14.72
shorter span | 10# | 2 | 1 | 2 | 4.38 |  | 17.52
longer span | 8# | 2 | 1 | 10 | 5.94 | 118.8
longer span | 8# | 2 | 1 | 10 | 6.96 | 139.2
ver top dist rod | 8# | 2 | 1 | 6 | 5.84 | 70.08
hor top dist rod | 8# | 2 | 1 | 6 | 3.8 | 45.6
top extra | 8# | 1 | 1 | 4 | 0.8 | 3.2
top extra | 8# | 2 | 1 | 6 | 0.6 | 7.2
Bed 1 shorter span | 10# | 2 | 1 | 13 | 3.71 |  | 96.46
shorter span | 10# | 2 | 1 | 13 | 3.71 |  | 96.46
longer span | 8# | 2 | 1 | 10 | 4.45 | 89
longer span | 8# | 2 | 1 | 10 | 5.3 | 106
ver top dist rod | 8# | 2 | 1 | 5 | 3.61 | 36.1
hor top dist rod | 8# | 2 | 1 | 5 | 4.34 | 43.4
top extra | 10# | 2 | 1 | 6 | 0.6 |  | 7.2
top extra | 10# | 2 | 1 | 6 | 0.8 |  | 9.6
Toilet shorter span top & bot | 10# | 2 | 2 | 21 | 1.42 |  | 119.28
longer span top & bot | 8# | 2 | 2 | 20 | 3.21 | 256.8
Kitchen room shorter span | 10# | 2 | 1 | 10 | 3.01 |  | 60.2
shorter span | 10# | 2 | 1 | 9 | 3.86 |  | 69.48
longer span | 8# | 2 | 1 | 17 | 3.59 | 122.06
ver top dist rod | 8# | 2 | 1 | 5 | 3.6 | 36
hor top dist rod | 8# | 2 | 1 | 4 | 2.91 | 23.28
top extra | 8# | 2 | 1 | 12 | 0.7 | 16.8
Bed 2 room shorter span | 10# | 2 | 1 | 5 | 3.68 |  | 36.8
shorter span | 10# | 2 | 1 | 6 | 3.68 |  | 44.16
shorter span | 10# | 2 | 1 | 5 | 4.48 |  | 44.8
longer span | 8# | 2 | 1 | 10 | 3.86 | 77.2
longer span | 8# | 2 | 1 | 9 | 5.56 | 100.08
ver top dist rod | 8# | 2 | 1 | 5 | 3.76 | 37.6
hor top dist rod | 8# | 2 | 1 | 7 | 3.58 | 50.12
top extra | 8# | 2 | 1 | 12 | 0.7 | 16.8
Head room slab rod short span | 10# | 1 | 1 | 27 | 2.96 |  | 79.92
longer span | 8# | 1 | 1 | 16 | 4.96 | 79.36
ver top dist rod | 8# | 1 | 1 | 5 | 5.09 | 25.45
hor top dist rod | 8# | 1 | 1 | 6 | 3.06 | 18.36
top extra | 8# | 1 | 1 | 6 | 0.9 | 5.4
top extra | 8# | 1 | 1 | 18 | 0.6 | 10.8
S/C two toilet shorter span | 10# | 2 | 2 | 21 | 1.65 |  | 138.6
longer span | 8# | 2 | 2 | 11 | 3.17 | 139.48
2,4,6 flight bottom rod | 12# | 2 | 1 | 7 | 2.7 |  |  | 37.8
Dist rod | 8# | 2 | 1 | 16 | 0.95 | 30.4
towel rod | 12# | 2 | 1 | 7 | 2 |  |  | 28
sitout shorter span | 10# | 2 | 1 | 16 | 1 |  | 32
longer span | 8# | 2 | 1 | 6 | 2.86 | 34.32
1,3,5,flight bottom rod | 12# | 2 | 1 | 7 | 2.7 |  |  | 37.8
Dist rod | 8# | 2 | 1 | 16 | 0.95 | 30.4
towel rod | 12# | 2 | 1 | 7 | 2 |  |  | 28
toe beam rod bottom | 16# | 1 | 1 | 3 | 2.4 |  |  |  | 7.2
top | 16# | 1 | 1 | 3 | 2.7 |  |  |  | 8.1
rings | 8# | 1 | 1 | 16 | 1.06 | 16.96
Water tank
Front beam bottom rod | 16# | 1 | 1 | 2 | 3.45 |  |  |  | 6.9
bottom mid | 12# | 1 | 1 | 1 | 3.45 |  |  | 3.45
top | 16# | 1 | 1 | 2 | 3.75 |  |  |  | 7.5
rings | 8# | 1 | 1 | 23 | 1.06 | 24.38
Water tank base slab bottom | 10# | 1 | 2 | 19 | 1.76 |  | 66.88
top | 8# | 1 | 2 | 8 | 3.53 | 56.48
wall rod allround | 10# | 1 | 1 | 14 | 1.4 |  | 19.6
Dist rod | 8# | 1 | 1 | 6 | 7.52 | 45.12
cover slab top&bot rod shorter span' | 10# | 1 | 2 | 19 | 1.76 |  | 66.88
longer span | 8# | 1 | 2 | 8 | 3.53 | 56.48
[5 empty] | SUB TOTAL | 65666.6 | 24511.82 | 6839.25 | 21717.66
[5 empty] | CO-EFF | 0.395 | 0.617 | 0.888 | 1.58
[6 empty] | 21584 | 15123.79 | 6073.25 | 34313.9
|  |  |  | TOTAL |  | 77094.94
|  |  |  | MT |  | 77.09

## Sheet1 (hidden)
TW Panelled Door 1500 X 2100MM (Double leaves)
With Brass fittings
0.0228 | CUM | T.W SCANTLING above 2m | 121800 | CUM | 2777.04
0.0354 | CUM | T.W SCANTLING below 2m | 108400 | CUM | 3837.36
0.0323 | CUM | T.W PLANKS (30.45 CM) (12 TO 25CM THICK) | 116700 | CUM | 3769.41
2.835 | SQM | LABOUR CHARGES FOR WROUGHT AND PUT UP | 843 | SQM | 2389.91
2 | NOS | DOOR HANDLE Mejastic | 450 | Each | 900
6 | NOS | 6" Brass HINGES | 79 | Each | 474
4 | NOS | 8" BRASS TOWER BOLTS | 130 | Each | 520
1 | NOS | Mortice lock with handle | 985 | Each | 985
2 | NOS | RUBBER BUSH | 24.6 | Each | 49.2
2 | NOS | DOOR STOPPER | 51.3 | Each | 102.6
118 |  | Brass screw | 2.45 |  | 289.1
16093.62
============
|  | RATE FOR 2.835 SQM |  |  | 5676.76
============
Aluminium window openable 1.20x1.35m =1.62m2
11.61 | kg | Aluminium section | #REF! | kg | #REF!
7.8 | Rmt | Rubber beeding | #REF! | Rmt | #REF!
1.62 | sqm | Glass 4mm pin headed | 209.9 | sqm | 340.04
2 | NO | Handle | 60 | NO | 120
2 | NO | 10" I Max hinges (304 grade) qtn | 236 | NO | 472
4 | NO | Holdfast | 15 | NO | 60
1.62 | Sqm | Labbour charges | #REF! | Sqm | #REF!
|  | Sundries |  |  | 2.94
|  | TOTAL |  |  | #REF! | Each
|  | RATE FOR 1.620 SQM |  |  | #REF! | Sqm
Aluminium window openable 1.35x1.35m
Two leaves
12.08 | kg | Aluminium section | #REF! | kg | #REF!
8.1 | sqm | Rubber beeding | 25.85 | sqm | 209.39
1.823 | Rmt | Glass 4mm pin headed | 209.9 | Rmt | 382.65
2 | sets | Handle | 60 | NO | 120
2 | NO | 10" I Max hinges (304 grade) qtn | 236 | NO | 472
4 | NO | Holdfast | 15 | NO | 60
1.823 | Sqm | Labbour charges | #REF! | Sqm | #REF!
Sundries
|  | TOTAL |  |  | #REF! | Each
|  | RATE FOR 1.823 SQM |  |  | #REF! | Sqm
1 | NO. | FITTER Ist CLASS | #REF! | NO. | #REF!
1 | NO. | MAZDOOR Ist CLASS | #REF! | NO. | #REF!
0.5 | NO. | CARPENTER II CLASS | #REF! | NO. | #REF!
-
|  | LABOUR RATE |  |  | #REF!
-
Aluminium window openable 1.50 x 1.65 m =2.48m2
FRENCH WINDOW
17.51 | kg | Clip Beading | #REF! | kg | #REF!
2.48 | sqm | Glass 4mm pin headed | 209.9 | sqm | 520.55
14.7 | Rmt | Rubber beeding it-64 p-39 | 25.85 | Rmt | 380
3 | sets | 10" I Max hinges (304 grade) qtn | 175 | NO | 525
3 | NO | Handle | 60 | NO | 180
6 | NO | Holdfast | 15 | NO | 90
2.48 | Sqm | Labbour charges | #REF! | Sqm | #REF!
Sundries
|  | TOTAL |  |  | #REF! | Each
[5 empty] | #REF! | Sqm
1 | NO. | FITTER Ist CLASS | #REF! | NO. | #REF!
1 | NO. | MAZDOOR Ist CLASS | #REF! | NO. | #REF!
0.5 | NO. | CARPENTER II CLASS | #REF! | NO. | #REF!
| L.S | SUNDRIES FOR BRUSH ETC |  | L.S
-
|  | LABOUR RATE |  |  | #REF!
-
Aluminium window openable 1.80x1.35m =2.43m2
Three leaves
4.88 | kg | Aluminium section 'H' Section | #REF! | kg | #REF!
7.76 | kg | Aluminium section 'Z' Section | #REF! | kg | #REF!
3.03 | kg | Intermediate section | #REF! | kg | #REF!
1.45 | kg | Clip Beading | #REF! | kg | #REF!
2.43 | sqm | Glass 4mm pin headed | 209.9 | sqm | 510.06
11.7 | Rmt | Rubber beeding | 25.85 | Rmt | 302.45
3 | sets | Max hinges (10") | 175 | NO | 525
3 | NO | Handle | 60 | NO | 180
4 | NO | Holdfast | 15 | NO | 60
2.43 | Sqm | Labbour charges | #REF! | Sqm | #REF!
|  | Sundries |  |  | 11.26 | 0
|  | TOTAL |  |  | #REF! | Each
[5 empty] | #REF! | Sqm
1 | NO. | FITTER Ist CLASS | #REF! | NO. | #REF!
1 | NO. | MAZDOOR Ist CLASS | #REF! | NO. | #REF!
0.5 | NO. | CARPENTER II CLASS | #REF! | NO. | #REF!
|  | LABOUR RATE |  |  | #REF!
-
Aluminium window openable 1.35x1.05m 2
10.33 | kg | Clip Beading | #REF! | kg | #REF!
1.42 | sqm | Glass 4mm pin headed | 209.9 | sqm | 298.06
6.9 | Rmt | Rubber beeding | 25.85 | Rmt | 178.37
2 | sets | Max hinges (10") | 175 | NO | 350
2 | NO | Handle | 60 | NO | 120
4 | NO | Holdfast | 15 | NO | 60
1.42 | Sqm | Labbour charges | #REF! | Sqm | #REF!
|  | Sundries |  |  | 3.06
|  | TOTAL RS. |  |  | #REF! | Each
1 | NO. | FITTER Ist CLASS | #REF! | NO. | #REF!
1 | NO. | MAZDOOR Ist CLASS | #REF! | NO. | #REF!
0.5 | NO. | CARPENTER II CLASS | #REF! | NO. | #REF!
-
|  | LABOUR RATE |  |  | #REF!
-
Aluminium window openable 1.50x1.35m =2.03m2
Three leaves
4.42 | kg | Aluminium section 'H' Section | #REF! | kg | #REF!
7.36 | kg | Aluminium section 'Z' Section | #REF! | kg | #REF!
3.03 | kg | Intermediate section | #REF! | kg | #REF!
1.38 | kg | Clip Beading | #REF! | kg | #REF!
2.025 | sqm | glass 4mm pin headed | 209.9 | sqm | 425.05
11.1 | Rmt | rubber beeding | 25.85 | Rmt | 286.94
3 | sets | 10" I Max hinges (304 grade) qtn | 236 | NO | 708
3 | NO | Aluminium handle with screws | 60 | NO | 180
4 | NO | Aluminium holdfast 6"/4mm thick | 15 | NO | 60
2.025 | Sqm | labbour charges | #REF! | Sqm | #REF!
|  | sundries |  |  | 9.2
|  | TOTAL |  |  | #REF! | Each
|  | RATE FOR 2.025 SQM |  |  | #REF! | Sqm
1 | NO. | FITTER Ist CLASS | #REF! | NO. | #REF!
1 | NO. | MAZDOOR Ist CLASS | #REF! | NO. | #REF!
0.5 | NO. | CARPENTER II CLASS | #REF! | NO. | #REF!
-
|  | LABOUR RATE |  |  | #REF!
-
Aluminium window openable 0.75x1.35m 2=1.013 m2
6.56 | kg | Clip Beading | #REF! | kg | #REF!
1.013 | sqm | Glass 4mm pin headed | 209.9 | sqm | 212.63
4.2 | Rmt | Rubber beeding | 25.85 | Rmt | 108.57
1 | sets | 10" I Max hinges (304 grade) qtn | 236 | NO | 236
1 | NO | Handle | 60 | NO | 60
4 | NO | Holdfast | 15 | NO | 60
1.013 | Sqm | Labbour charges | #REF! | Sqm | #REF!
Sundries
|  | TOTAL RS. |  |  | #REF!
|  | RATE FOR 1.013 SQM |  |  | #REF! | Sqm
1 | NO. | FITTER Ist CLASS | #REF! | NO. | #REF!
1 | NO. | MAZDOOR Ist CLASS | #REF! | NO. | #REF!
0.5 | NO. | CARPENTER II CLASS | #REF! | NO. | #REF!
-
|  | LABOUR RATE |  |  | #REF!
-
|  | Aluminium Ventilator 0.90x0.60m | Data based on Police Acadamy
4.674 | kg | Aluminium section | 321 | kg | 1500.35
0.54 | sqm | glass 4mm pin headed | 209.9 | kg | 113.35
0.54 | sqm | labbour charges | 1067 | kg | 576.18
2189.88
|  | Rate / Sqm |  |  | 4055.33
|  | Aluminium luvered Ventilator 0.60x0.60m | Data based on Police Acadamy
3.739 | kg | Aluminium section | 321 | kg | 1200.22
0.36 | sqm | glass 4mm pin headed | 209.9 | kg | 75.56
0.36 | sqm | labbour charges | 1067 | kg | 384.12
1659.9
|  | Rate / Sqm |  |  | 4610.83
|  | Aluminium luvered Ventilator 0.75x0.60m | Data based on Police Acadamy
4.21 | kg | Aluminium section | 321 | kg | 1351.41
0.45 | sqm | glass 4mm pin headed | 209.9 | kg | 94.46
0.45 | sqm | labbour charges | 1067 | kg | 480.15
#REF! |  |  |  |  | 1926.02
|  | Rate / Sqm |  |  | 4280.04
1 | Sqm | Cuddappah slab | #REF! | Sqm | #REF!
0.75 | No. | Mason Ist | #REF! | Each | #REF!
0.75 | No. | Mazdoor Ist | #REF! | Each | #REF!
0.5 | No. | StonecutterII | #REF! | Each | #REF!
| L.S | Packing with C.M., Scaffolding |  | L.S | 53.5
|  | and Polishing etc., |  |  | -
|  | Total for one sqm |  |  | #REF!
-
|  | G.F | #REF! | #REF! | #REF!
|  | F.F | - | #REF! | #REF!
|  | S.F | #REF! | #REF! | #REF!
|  | T.F | #REF! | #REF! | #REF!
|  | FOURTH FLOOR | #REF! | #REF! | #REF!
Providing CUDDAPPAH SLAB for cupboard
wardrobe, shelves, kitchen sinks,
hearth slab and sunshade etc., for the
following thickness including cost of
Cuddappah slab and labour charges for
fixing in position etc., all complete
(Both sides polished)
|  | - | -
| A. | 40mm Thick slab:-
==================
10 | Sqm | Cuddappah slab | #REF! | Sqm | #REF!
1 | No. | Mason Ist | #REF! | Each | #REF!
1 | No. | Mazdoor Ist | #REF! | Each | #REF!
| L.S | Packing with C.M., Scaffolding | #REF! | L.S | 120
|  | and Polishing etc., |  |  | -
|  | Total for Ten sqm |  |  | #REF!
-
|  | Rate for one SQM |  |  | #REF!
|  | G.F | #REF! | #REF! | #REF!
|  | F.F | #REF! | #REF! | #REF!
|  | S.F | #REF! | #REF! | #REF!
|  | T.F | #REF! | #REF! | #REF!
|  | FOURTH FLOOR | #REF! | #REF! | #REF!
Aluminium Door ( 1.5 x2.1m thick)
28.49 | kg | Aluminium section ''it-61 a( SR-13-14) | 292 | kg | 8319.08
3.82 | Rmt | Rubber beeding (An-VI -it-63 | 36.3 | Rmt | 501.66
1.52 | sqm | Glass 5.5mm plain it-107 | 387.2 | sqm | 588.54
1.52 | sqm | Novapan Sheet 12mm Thick | 695 | NO | 1056.4
3 | Unit | Power Grapping | 9 | Unit | 27
4.2 | Each | PVC Felt ( It-65) | 8.45 | NO | 35.49
3.15 | Sqm | Labbour charges | 0 | Sqm | 0
1 | NOS | DOOR STOPPER It-82 | 44.4 | Each | 44.4
1 | NOS | DOOR Closer It-67 | 867.3 | Each | 867.3
45 | NOS | SCREWS (75x 10mm)it-108 ii | 1.65 | No | 74.25
2 | NOS | Bolts & Nuts ( 3/4"x 1/4") It-78-b | 76.2 | Each | 152.4
2 | NOS | Bolts & Nuts ( 6"x 1/2") it-78-e | 50.6 | Each | 101.2
|  | TOTAL FOR 3.15 SQM |  |  | 11767.72
|  | RATE PER SQM |  |  | 3735.78 | Each
1 | NO. | FITTER Ist CLASS | 0 | NO. | 0
1 | NO. | MAZDOOR Ist CLASS | 0 | NO. | 0
0.5 | NO. | CARPENTER II CLASS | 0 | NO. | 0
| L.S |  |  | L.S
-
|  | LABOUR RATE |  |  | 0
-
SR16-17
Aluminium Door ( 1.0 x2.1m thick)
29.06 | kg | Aluminium section ''it-61 a( SR-16-17) | 321 | kg | 9328.26
9.24 | Rmt | Rubber beeding (An-VI -it-63 | 38.8 | Rmt | 358.51
1.49 | sqm | Glass 5.5mm plain it-107 | 394 | sqm | 587.06
0.75 | sqm | Novapan Sheet 12mm Thick | 695 | NO | 521.25
2 | Unit | Power Grapping | 9 | Unit | 18
7.08 | Each | PVC Felt ( It-65) | 8.6 | NO | 60.89
2.1 | Sqm | Labbour charges | 0 | Sqm | 0
1 | NOS | DOOR STOPPER It-82 | 48.9 | Each | 48.9
1 | NOS | DOOR Closer It-67 | 884 | Each | 884
6 | NOS | SCREWS (75x 10mm)(An-VI -it-163 | 76.2 | No | 457.2
2 | NOS | Bolts & Nuts ( 3/4"x 1/4") It-78-b | 108.7 | Each | 217.4
2 | NOS | Bolts & Nuts ( 6"x 1/2") it-78-e | 54.1 | Each | 108.2
12589.67
5995.08
Aluminium window openable 1.20x1.05m (Two leaves)
3.488 | kg | Aluminium section H | #REF! | kg | #REF!
4.38 | kg | Aluminium section Z | #REF! | kg | #REF!
1.18 | kg | Aluminium section intermediate | #REF! | kg | #REF!
0.82 | kg | Clip Beeding | #REF! | kg | #REF!
1.26 | sqm | glass 4mm pin headed | 209.9 | sqm | 264.47
6.6 | Rmt | Rubber beeding | 25.85 | Rmt | 170.61
2 | NO | Max hinges 10"/ 1 | 236 | Sets | 472
2 | NO | Aluminium handle with screws | 60 | NO | 120
4 | NO | holdfast | 15 | NO | 60
1.26 | Sqm | labbour charges | #REF! | Sqm | #REF!
|  | sundries |  |  | 9.4
|  | Rate per each |  |  | #REF! | Each
[5 empty] | #REF! | Sqm