## Sheet1
TamilNadu Police Housing Corporation Limited
Coimbatore Division
Name of work: Renovation of Government Model Higher Secondary School at Erode in Erode District.
Detailed Estimate
Sl.No | Description of works | Nos |  |  | Measurements |  |  | Total Qty
[5 empty] | L | B | D
1 | Dismantling the pressed tiles
CONFERENCE HALL ( INDOOR GAME )
| Terrace floor | 1 | 1 |  | 3.35 | 6 |  | 20.1
Meeting Hall ( Neet class room )
| Terrace floor | 1 | 1 |  | 3.78 | 8.2 |  | 30.996
RECORD ROOM
| Terrace floor | 1 | 1 |  | 3.91 | 6.65 |  | 26.0015
HEAED MISTRESS & ADMIN BLOCK
| Second floor | 1 | 1 |  | 2.1 | 8.6 |  | 18.06
| First floor | 1 | 1 |  | 3.95 | 6.5 |  | 25.675
GIRLS TOILET - 5 NOS.
| Terrace floor | 1 | 5 |  | 2 | 3 |  | 30
Physically challenged Girls Toilet
| Terrace floor | 1 | 1 |  | 2.3 | 1 |  | 2.3
Canteen
| Terrace floor | 1 | 1 |  | 6.15 | 1.1 |  | 6.765
PTA BUILDING CLASSROOM
| Terrace floor | 1 | 1 |  | 4 | 7 |  | 28
SSA BUILDING CLASSROOM
| Terrace floor | 1 | 1 |  | 4.56 | 7 |  | 31.92
SSA BUILDING CLASSROOM
| Terrace floor | 1 | 1 |  | 2.89 | 9.18 |  | 26.5302
SCOUT ROOM
| Terrace floor | 1 | 1 |  | 3 | 5 |  | 15
NABARD CLASS ROOMS
| Terrace floor | 1 | 1 |  | 4 | 8.7 |  | 34.8
| Terrace floor | 1 | 1 |  | 1.36 | 8.7 |  | 11.832
| Terrace floor | 1 | 1 |  | 4.55 | 8.7 |  | 39.585
MEETING HALL
| Terrace floor | 1 | 1 |  |  | 5.5 | 8 | 44
Botany and Chemistry Lab
| Terrace floor | 1 | 1 |  |  | 5 | 5 | 25
Library
| Terrace floor | 1 | 1 |  |  | 4 | 6 | 24
ZOOLOGY AND PHYSICS LAB
| Terrace floor | 1 | 1 |  |  | 3 | 7 | 21
| Near expansion joint at Terrace floor | 1 | 1 |  | 8.7 |  | 0.25 | 2.175
| Firstfloor terrace - | 1 | 1 |  | 10.28 | 2 |  | 20.56
| Firstfloor terrace - flashing tiles alround | 1 | 1 |  | 24.56 |  | 0.25 | 6.14
[7 empty] | Total | 490.4397
2 | Dismantling the floor finish and dadooing walls with cement morter with mosaic tiles /cudappa slab etc.,
NABARAD CLASS ROOM
| Class room - Door bottom | 2 | 8 |  | 1.2 | 0.25 |  | 4.8
| Class room - Door bottom | 2 | 6 |  | 1.2 | 0.25 |  | 3.6
[6 empty] | TOTAL |  | 8.4
3 | Doors and Windows including removal of frames, hinges and fastenings
MEETING HALL
| Windows | 1 | 8 |  | 1.45 |  | 1.25 | 14.5
| Windows | 1 | 4 |  | 1.25 |  | 1.3 | 6.5
NABARD CLASS ROOMS
| WINDOWS | 1 | 2 |  | 1.8 |  | 1.3 | 4.68
HEAED MISTRESS & ADMIN BLOCK
ATAL LAB
| windows | 1 | 3 |  | 2.7 |  | 1.35 | 10.935
Meeting Hall ( Neet class room )
| Windows | 1 | 8 |  | 1.5 |  | 1.35 | 16.2
| Windows | 1 | 4 |  | 1.2 |  | 1.35 | 6.48
[6 empty] | TOTAL |  | 59.295
4 | Earth work for foundation in all soils and subsoils including all cost and conveyance of materials and all labour charges etc ., complete .
GIRLS TOILET - 5 NOS.
A) 0 TO 2M
| SIDE WALLS | 1 | 2 |  | 6.15 | 0.6 | 0.75 | 5.535
| Incinerator | 1 | 2 |  | 2.1 | 2.1 | 2 | 17.64
| Drinking water bed | 1 | 10 |  | 1.25 | 1.25 | 0.3 | 4.6875
27.8625
5 | Earth work excavation for Open Foundation in all soils and sub-soils to the required depth as may be directed except in hard rock requiring (excluding refilling)
a. 0 to 2 mt.
| Drinking Sump | 1 | 1 |  | 3.14x5.56x5.56x2.0/4 |  |  | 48.53
[6 empty] | Total |  | 48.53
6 | Supplying and filling in foundation and basement with filling sand in layers including all cost and conveyance of materials and all labour charges etc ., complete .
| Open area and between buildings | 1 | 1 |  | 3 | 2 | 0.1 | 0.6
| Drinking Sump | 1 | 1 |  | 3.14x5.56x5.56x0.10/4 |  | 0.1 | 2.43
[7 empty] | Total | 3.03
7 | Filling the Basement with excavated earth in layers of 150mm thick including all cost and conveyance of materials and all labour charges etc., complete .
| Drinking water bed | 1 | 10 |  | 1.2 | 1.2 | 0.5 | 7.2
[7 empty] | TOTAL | 7.2
8 | Plain cement concrete 1:5:10 mix using 40 mm HBG metal for foundation including all cost and conveyance of materials and all labour charges etc ., complete .
GIRLS TOILET - 5 NOS.
| SIDE WALLS | 1 | 2 |  | 6.15 | 0.6 | 0.15 | 1.107
| Incinerator | 1 | 2 |  | 2.1 | 2.1 | 0.1 | 0.882
| Drinking water bed | 1 | 10 |  | 1.25 | 1.25 | 0.1 | 1.5625
| Drinking water bed - Tank support | 1 | 10 |  | 1.25 | 1.25 | 0.1 | 1.5625
| Drinking Sump | 1 | 1 |  | 3.14x5.56x5.56x0.10/4 |  | 0.1 | 2.43
[7 empty] | Total | 7.544
9 | Plain cement concrete 1:2:4 mix using 20 mm HBG metal for foundation including all cost and conveyance of materials and all labour charges etc ., complete .
| Incinerator | 1 | 2 |  | 2.1 | 2.1 | 0.125 | 1.1025
| Drinking water bed | 1 | 10 |  | 1.2 | 1.2 | 0.1 | 1.44
| Drinking water bed - Tank support | 1 | 10 |  | 1.25 | 1.25 | 0.1 | 1.5625
[7 empty] | Total | 4.105
10 | Providing and laying in position, Standardised Concrete Mix M-20 Grade in a accordance with IS:456-2000 using 20mm and down graded hard broken granite stone jelly for the all RCC items of works
IN Foundation and Basement
a. In Foundation and basement
| Drinking Sump baseslab | 1 | 1 | 3.14x5.26x5.26x0.15/4 |  |  |  | 3.26
| alround wall concrete | 1 | 1 | 3.14 x 4.73 x 0.23 x 2.00 |  |  |  | 6.83
| Cover slab | 1 | 1 | 3.14x4.96x4.96x0.11/4 |  |  |  | 2.12
| D/f manhole | -1 | 1 |  | 0.6 | 0.6 | 0.11 | -0.0396
12.17
IN Ground Floof
| Incinerator COVER SLAB | 1 | 2 |  | 1.73 | 1.73 | 0.1 | 0.59858
0.59858
11 | Brickwork in CM 1:5 using Chamber bricks in foundation including cost of materials and labours etc.., completed
a)Foundation and Basement
| SIDE WALLS | 1 | 2 |  | 6 | 0.45 | 0.3 | 1.62
| SIDE WALLS | 1 | 2 |  | 6 | 0.3 | 0.3 | 1.08
| Incinerator | 1 | 2 |  | 6 | 0.23 | 1.8 | 4.968
| D/F Opening | -1 | 2 |  | 0.23 | 0.23 | 0.3 | -0.03174
| Drinking water bed | 1 | 10 |  | 2.4 | 0.23 | 0.15 | 0.828
[7 empty] | Total | 8.4643
12 | Brickwork in CM 1:6 using chamber bricks in foundation including cost of materials and labours etc.., completed
| SIDE WALLS | 1 | 2 |  | 6 | 0.23 | 1.5 | 4.14
| Drinking water bed | 1 | 10 |  | 1.2 | 1.2 | 1 | 14.4
[7 empty] | Total | 18.54
13 | Brick partition work in C.M. 1:4 using Flyash bricks of size 23 x 11.4 x 7.5 cm (9" x 4 1/2"x 3") 114 mm tk (B.P.)
ZOOLOGY AND PHYSICS LAB
| working table support wall | 1 | 2 | 15 | 0.75 |  | 0.8 | 18
[6 empty] | TOTAL |  | 18
14 | Providing Form work and centering for reinforced cement concrete works including supports and strutting up to 3.30m height
a. For Column footings, plinth beam, Grade beam, Raft beam, Raft slab etc.,
| Baseslab side alround | 1 | 1 |  | 3.14 | 5.26 | 0.15 | 2.48
[7 empty] | Total | 2.48
b. Plain surfaces such as Roof slab,floorslab,Beams,lintels,lofts,sill slab,staircase,portico slab and other similar works
| For Sump cover slab bottom | 1 | 1 |  | 3.14/4 | 4.5 | 4.5 | 15.9
| Side alround | 1 | 1 |  | 3.14 | 4.96 | 0.11 | 1.71
| D/f manhole | -1 | 1 |  | 0.6 | 0.6 |  | -0.36
| Add manhole open side | 1 | 1 |  | 2.4 |  | 0.11 | 0.26
[7 empty] | Total | 17.51
f) Curved surface
| Sump inner wall alround | 1 | 1 |  | 3.14 | 4.5 | 2 | 28.26
| Sump outer wall alround | 1 | 1 |  | 3.14 | 4.96 | 2 | 31.15
[7 empty] | Total | 59.41
15 | Plastering the top of flooring in CM 1:4 (One of cement and four of sand) 20mm thick including surface rendered smooth including providing proper slopes, thread lining, curing etc.,
| For Sump flooring bottom | 1 | 1 |  | 3.14/4 | 4.5 | 4.5 | 15.9
[7 empty] | Total | 15.9
16 | FINISHING THE TOP OF ROOF WITH ONE COURSE OF HYDRALIC PRESSED TILES
CONFERENCE HALL ( INDOOR GAME )
| Terrace floor | 1 | 1 |  | 3.35 | 6 |  | 20.1
Meeting Hall ( Neet class room )
| Terrace floor | 1 | 1 |  | 3.78 | 8.2 |  | 30.996
RECORD ROOM
| Terrace floor | 1 | 1 |  | 3.91 | 6.65 |  | 26.0015
HEAED MISTRESS & ADMIN BLOCK
| Second floor | 1 | 1 |  | 2.1 | 8.6 |  | 18.06
| First floor | 1 | 1 |  | 3.95 | 6.5 |  | 25.675
GIRLS TOILET - 5 NOS.
| Terrace floor | 1 | 5 |  | 2 | 3 |  | 30
Physically challenged Girls Toilet
| Terrace floor | 1 | 1 |  | 2.3 | 1 |  | 2.3
Canteen
| Terrace floor | 1 | 1 |  | 6.15 | 1.1 |  | 6.765
PTA BUILDING CLASSROOM
| Terrace floor | 1 | 1 |  | 4 | 7 |  | 28
SSA BUILDING CLASSROOM
| Terrace floor | 1 | 1 |  | 4.56 | 7 |  | 31.92
SSA BUILDING CLASSROOM
| Terrace floor | 1 | 1 |  | 2.89 | 9.18 |  | 26.5302
SCOUT ROOM
| Terrace floor | 1 | 1 |  | 3 | 5 |  | 15
NABARD CLASS ROOMS
| Terrace floor | 1 | 1 |  | 4 | 8.7 |  | 34.8
| Terrace floor | 1 | 1 |  | 1.36 | 8.7 |  | 11.832
| Terrace floor | 1 | 1 |  | 4.55 | 8.7 |  | 39.585
MEETING HALL
| Terrace floor | 1 | 1 |  |  | 5.5 | 8 | 44
Botany and Chemistry Lab
| Terrace floor | 1 | 1 |  |  | 5 | 5 | 25
Library
| Terrace floor | 1 | 1 |  |  | 4 | 6 | 24
ZOOLOGY AND PHYSICS LAB
| Terrace floor | 1 | 1 |  |  | 3 | 7 | 21
| Near expansion joint at Terrace floor | 1 | 1 |  | 8.7 |  | 0.25 | 2.175
| Firstfloor terrace - | 1 | 1 |  | 10.28 | 2 |  | 20.56
| Firstfloor terrace - flashing tiles alround | 1 | 1 |  | 24.56 |  | 0.25 | 6.14
[7 empty] | Total | 490.4397
17 | Plastering with c.m 1: 5 , 12 mm thick including all cost and conveyance of materials and all labour charges etc., complete
ZOOLOGY AND PHYSICS LAB
| Working table | 2 | 15 |  | 1.62 |  | 0.8 | 38.88
HEAED MISTRESS & ADMIN BLOCK
| Partition wall removed area - Plastering | 1 | 2 |  | 0.5 |  | 3.25 | 3.25
GIRLS TOILET - 5 NOS.
SIDE WALLS
| wall sides | 2 | 2 |  | 6 |  | 1.8 | 43.2
| wall Top | 1 | 2 |  | 6 | 0.23 |  | 2.76
| Face | 2 | 2 |  |  | 0.23 | 1.8 | 1.656
| DRINKING WATER TANK - Bed Alround | 1 | 10 |  | 4.8 |  | 0.8 | 38.4
| Tank top area | 1 | 10 |  | 1.2 | 1.2 |  | 14.4
| DRINKING WATER TANK - Platform | 1 | 10 |  | 1.2 | 1.2 |  | 14.4
| DRINKING WATER TANK - over brick work | 1 | 10 |  | 2.4 | 0.45 |  | 10.8
INCINERATOR
| Outter plastering alround | 1 | 2 |  | 6.92 |  | 1.9 | 26.296
| Inner plastering alround | 1 | 2 |  | 5.02 |  | 1.8 | 18.072
| Sump outer alround plastering | 1 | 1 |  | 3.14 | 4.96 | 2.11 | 32.86
[7 empty] | Total | 244.974
18 | Plastering with CM 1:4 (one of cement and four of sand) 12mm thick finished with neat cement including providing band cornice, ceiling cornice, curing, scaffolding etc..
| Sump inner alround plastering | 1 | 1 |  | 3.14 | 4.5 | 2 | 28.26
[7 empty] | Total | 28.26
19 | Special Ceiling plastering in C.M. 1:3, 10 mm tk.
| INCINERATOR | 1 | 2 |  | 1.27 | 1.27 |  | 3.2258
[7 empty] | Total | 3.2258
20 | Painting OBD Old walls one coat
MEETING HALL
GROUND FLOOR
INNER PAINTING ( OBD )
| Hall inner alround ( 27.80 + 6.40 m ) x 2 = 68.40 | 1 | 1 |  | 68.4 |  | 3.2 | 218.88
| D/F Door | -1 | 4 |  | 1.2 |  | 2.1 | -10.08
| A/F Door jambs 3sides alround | 1 | 4 |  | 5.6 | 0.1 |  | 2.24
| D/F Front windows | -1 | 4 |  | 1.25 |  | 1.3 | -6.5
| A/F Front window jambs alround | 1 | 4 |  | 5.1 | 0.12 |  | 2.45
| D/F Rear windows | -1 | 8 |  | 1.45 |  | 1.3 | -15.08
| A/F Rear window jambs alround | 1 | 8 |  | 5.55 | 0.12 |  | 5.33
| Verandah inner inner alround | 1 | 1 |  | 65.86 |  | 3.2 | 210.752
| D/F Door | -1 | 4 |  | 1.2 |  | 2.1 | -10.08
| A/F Door jambs 3sides alround | 1 | 4 |  | 5.6 | 0.1 |  | 2.24
| D/F Verndah front opening | -1 | 9 |  | 3.25 |  | 2.1 | -61.43
| A/F Verndah front opening Jambs alround | 1 | 9 |  | 10.7 | 0.25 |  | 24.08
| D/F S/C Opening | -1 | 1 |  | 3 |  | 2.93 | -8.79
| A/F S/C Opening jambs 3 sides alround | 1 | 1 |  | 8.87 | 0.25 |  | 2.22
| D/F Verndah side opening | -1 | 2 |  | 1.75 |  | 2.1 | -7.35
| A/F Verndah side opening Jambs alround | 1 | 2 |  | 7.7 | 0.25 |  | 3.85
FIRST FLOOR and SECOND FLOOR - CLASS ROOM
| class room inner alround (6.76 + 6.40 m ) x 2 = 26.32 M2 | 2 | 4 |  | 26.32 |  | 3.17 | 667.48
| D/F Door | -2 | 4 |  | 1.2 |  | 2.1 | -20.16
| A/F Door jambs 3sides alround | 2 | 4 |  | 5.6 | 0.1 |  | 4.48
| D/F Front windows | -2 | 4 |  | 1.25 |  | 1.3 | -13
| A/F Front window jambs alround | 2 | 4 |  | 5.1 | 0.12 |  | 4.9
| D/F Rear windows | -2 | 8 |  | 1.45 |  | 1.3 | -30.16
| A/F Rear window jambs alround | 2 | 8 |  | 5.55 | 0.12 |  | 10.66
FIRST FLOOR and SECOND FLOOR - VERANDAH - INNER ALROUND
| Verandah inner inner alround | 2 | 1 |  | 65.86 |  | 3.17 | 417.55
| D/F Door | -2 | 4 |  | 1.2 |  | 2.1 | -20.16
| A/F Door jambs 3sides alround | 2 | 4 |  | 5.6 | 0.1 |  | 4.48
| D/F Verndah front opening | -1 | 9 |  | 3.25 |  | 1.3 | -38.03
| A/F Verndah front opening Jambs alround | 1 | 9 |  | 9.1 | 0.25 |  | 20.48
| D/F S/C Opening | -2 | 1 |  | 3 |  | 2.93 | -17.58
| A/F S/C Opening jambs 3 sides alround | 2 | 1 |  | 8.87 | 0.25 |  | 4.44
| D/F Verandah side openings | -2 | 2 |  | 1.75 |  | 1.3 | -9.1
| A/F Verandah side opening Jambs alround | 2 | 2 |  | 6.1 | 0.115 |  | 2.81
| S/C Inner alround ( 6.40 +3.0 )2= 18.80 m | 1 | 1 |  | 18.8 |  | 10 | 188
| D/F S/C Opening | -2 | 1 |  | 3 |  | 2.93 | -17.58
| H/R Inner alround ( 6.40 + 3.0 )2 = 18.80m | 1 | 1 |  | 18.8 |  | 2.38 | 44.74
| D/F Head room door | -1 | 1 |  | 0.9 |  | 2.1 | -1.89
| A/F Door jambs 3sides alround | 1 | 1 |  | 5.1 | 0.2 |  | 1.02
| D/F Head room window | -1 | 1 |  | 1.45 |  | 1.3 | -1.89
| A/F Head window jambs alround | 1 | 1 |  | 5.1 | 0.12 |  | 0.61
| 1,3,5 - Flight H/R Wall sides | 3 | 2 |  | 3.5 |  | 0.9 | 18.9
| 2,4,6 -Flight H/R Wall sides | 3 | 2 |  | 3.65 |  | 0.9 | 19.71
| class rooms C/B Slab top and bottom | 8 | 3 | 2 | 1 | 0.45 |  | 21.6
| class rooms C/B support wall sides | 8 | 1 | 2 | 0.45 |  | 2.1 | 15.12
RO PLANT AND STAFF ROOM
CLASS ROOMS
OBD
| Inner alround 4 class rooms ( 6.80 x 6.05m ) | 4 | 1 |  | 25.7 |  | 3.65 | 375.22
| D/F Doors | 4 | 1 |  | 1.35 |  | 2.75 | 14.85
| A/F Door jambs 3sides alround | 4 | 1 |  | 8.2 | 0.15 |  | 4.92
| D/F Front windows | -4 | 1 |  | 1.35 |  | 1.95 | -10.53
| A/F Front window jambs alround | 4 | 1 |  | 6.6 | 0.15 |  | 3.96
| D/F Rear windows | -4 | 2 |  | 1.35 |  | 1.95 | -21.06
| A/F Rear window jambs alround | 4 | 2 |  | 6.6 | 0.15 |  | 7.92
| STAFF ROOM | [6 empty] | 0
| Inner alround 4 class rooms ( 3.20 x 6.05m ) | 1 | 1 |  | 18.5 |  | 3.65 | 67.53
| D/F Doors | 1 | 1 |  | 1.35 |  | 2.75 | 3.71
| A/F Door jambs 3sides alround | 1 | 1 |  | 8.2 | 0.15 |  | 1.23
| D/F Front windows | -1 | 1 |  | 1.35 |  | 1.95 | -2.63
| A/F Front window jambs alround | 1 | 1 |  | 6.6 | 0.15 |  | 0.99
| D/F Rear windows | -1 | 2 |  | 1.35 |  | 1.95 | -5.27
| A/F Rear window jambs alround | 1 | 2 |  | 6.6 | 0.15 |  | 1.98
| VERANDH | [6 empty] | 0
| Verandah inner inner alround ( 32.03 X 1.66 ) | 1 | 1 |  | 67.38 |  | 3.65 | 245.94
| D/F Door | -1 | 5 |  | 1.35 |  | 2.75 | -18.56
| A/F Door jambs 3sides alround | 1 | 5 |  | 8.2 | 0.15 |  | 6.15
| D/F Verndah front opening | -1 | 9 |  | 3.2 |  | 2.68 | -77.18
| A/F Verndah front opening Jambs alround | 1 | 9 |  | 11.76 | 0.41 |  | 43.39
| D/F Verndah side opening | -1 | 2 |  | 1.66 |  | 2.68 | -8.9
| A/F Verndah side opening Jambs alround | 1 | 2 |  | 8.68 | 0.344 |  | 5.97
ZOOLOGY & PHYSICS LAB
OBD
| Zoology & physics lab inner alround (14.60 x 6.08 m ) | 2 | 1 |  | 41.36 |  | 3.8 | 314.34
| D/F Doors | 2 | 1 |  | 1.2 |  | 2.3 | 5.52
| A/F Door jambs 3sides alround | 2 | 1 |  | 5.8 | 0.25 |  | 2.9
| D/F windows | -2 | 6 |  | 1.2 |  | 1.5 | -21.6
| A/F Front window jambs alround | 2 | 6 |  | 5.4 | 0.2 |  | 12.96
| D/F Ventilators | 2 | 2 |  | 1.2 |  | 0.6 | 2.88
| A/F Ventilator jambs alround | 2 | 2 |  | 3.6 | 0.25 |  | 3.6
| S/C Inner alround ( 6.08 +3.0 )2= 18.16 m | 1 | 1 |  | 18.16 |  | 7.9 | 143.46
| D/F Doors | -1 | 3 |  | 1.2 |  | 2.3 | -8.28
| A/F Door jambs 3sides alround | 1 | 3 |  | 5.8 | 0.25 |  | 4.35
| D/F Windows | -1 | 2 |  | 1.2 |  | 1.5 | -3.6
| S/C Hand rail wall sides | 1 | 1 |  | 11.01 |  | 0.9 | 9.91
| S/C Hand rail wall top | 1 | 1 |  | 11.01 | 0.115 |  | 1.27
RECORD ROOM
OBD
| Hall inner alround ( 13.75 x 6.65 m ) | 1 | 1 |  | 40.8 |  | 3.8 | 155.04
| D/F Doors | -1 | 2 |  | 1.2 |  | 2.1 | -5.04
| A/F Door jambs 3sides alround | 1 | 2 |  | 5.4 | 0.1 |  | 1.08
| D/F windows | -1 | 6 |  | 1.2 |  | 1.3 | -9.36
| A/F window jambs alround | 1 | 6 |  | 5 | 0.1 |  | 3
| Verandah inner inner alround ( 14.25 x 1.75 m ) | 1 | 1 |  | 32 |  | 3.8 | 121.6
| D/F Door | -1 | 2 |  | 1.2 |  | 2.1 | -5.04
| A/F Door jambs 3sides alround | 1 | 2 |  | 5.4 | 0.1 |  | 1.08
| D/F Verndah front opening | -1 | 4 |  | 3.2 |  | 2.1 | -26.88
| A/F Verndah front opening Jambs alround | 1 | 4 |  | 10.6 | 0.25 |  | 10.6
| D/F Verndah side opening | -1 | 2 |  | 1.75 |  | 2.1 | -7.35
| A/F Verndah side opening Jambs alround | 1 | 2 |  | 7.7 | 0.25 |  | 3.85
BOTANY & CHEMISTRY LAB
OBD
| Botany lab inner alround ( 9.00 x 5.95 m ) | 1 | 1 |  | 29.9 |  | 3.3 | 98.67
| D/F Doors | 1 | 2 |  | 1.5 |  | 2.1 | 6.3
| A/F Door jambs 3sides alround | 2 | 1 |  | 5.7 | 0.15 |  | 1.71
| D/F windows | -1 | 5 |  | 1.5 |  | 1.3 | -9.75
| A/F window jambs alround | 1 | 5 |  | 5.6 | 0.17 |  | 4.76
| Verandah Inner alround ( 9.00 + 2.57 )2= 23.14 m | 1 | 1 |  | 23.14 |  | 3.3 | 76.36
| D/F Doors | 1 | 2 |  | 1.5 |  | 2.1 | 6.3
| A/F Door jambs 3sides alround | 2 | 1 |  | 5.7 | 0.15 |  | 1.71
| D/F Grill Doors | 1 | 1 |  | 2.2 |  | 2.1 | 4.62
| A/F Door jambs 3sides alround | 1 | 1 |  | 6.4 | 0.15 |  | 0.96
| Chemistry lab inner alround (14.81 x 8.88 m = 47.38 ) | 1 | 1 |  | 47.38 |  | 3.3 | 156.35
| D/F Doors | 1 | 1 |  | 1.5 |  | 2.1 | 3.15
| A/F Door jambs 3sides alround | 1 | 1 |  | 5.7 | 0.15 |  | 0.86
| D/F windows | -1 | 10 |  | 1.5 |  | 1.3 | -19.5
| A/F window jambs alround | 1 | 10 |  | 5.6 | 0.17 |  | 9.52
| D/F Doors | 1 | 2 |  | 1 |  | 2.1 | 4.2
| A/F Door jambs 3sides alround | 2 | 1 |  | 5.2 | 0.15 |  | 1.56
| Chemical room wall sides - | 1 | 2 |  | 9.75 |  | 3.3 | 64.35
| D/F Door | 1 | 1 |  | 1 |  | 2.1 | 2.1
| A/F Door jambs 3sides alround | 1 | 1 |  | 5.2 | 0.15 |  | 0.78
| D/F Window | 1 | 1 |  | 0.75 |  | 0.7 | 0.53
INNER ROOMS
| Chemistry lab INNER ROOMS - inner alround (3.00 + 8.88 m )= 23.76 M | 1 | 1 |  | 23.76 |  | 3.3 | 78.41
| D/F Doors | 1 | 2 |  | 1 |  | 2.1 | 4.2
| A/F Door jambs 3sides alround | 1 | 2 |  | 5.2 | 0.15 |  | 1.56
| D/F windows | -1 | 2 |  | 1.5 |  | 1.3 | -3.9
| A/F window jambs alround | 1 | 2 |  | 5.6 | 0.17 |  | 1.9
| Chemical room wall sides - | 1 | 2 | 2 | 3 |  | 3.3 | 39.6
| D/F Door | 1 | 1 |  | 1 |  | 2.1 | 2.1
| A/F Door jambs 3sides alround | 1 | 1 |  | 5.2 | 0.15 |  | 0.78
CONFERENCE HALL
OBD
| Hall - Inner alround ( 19.50 x 6.00m ) | 1 | 1 |  | 51 |  | 2.82 | 143.82
| D/F Doors | -1 | 3 |  | 1.2 |  | 2.1 | -7.56
| A/F Door jambs 3sides alround | 1 | 3 |  | 5.6 | 0.15 |  | 2.52
| D/F windows | -1 | 9 |  | 1.2 |  | 1.35 | -14.58
| A/F window jambs alround | 1 | 9 |  | 5.1 | 0.15 |  | 6.89
LIBRARY
OBD
| Hall - Inner alround ( 21.50 x 6.30m ) | 1 | 1 |  | 51 |  | 3.3 | 168.3
| D/F Doors | -1 | 3 |  | 1.2 |  | 2.1 | -7.56
| A/F Door jambs 3sides alround | 1 | 3 |  | 5.6 | 0.2 |  | 2.52
| D/F windows | -1 | 9 |  | 1.2 |  | 1.4 | -14.58
| A/F window jambs alround | 1 | 9 |  | 5.1 | 0.2 |  | 6.89
SSA BUILDINGS - CLASS ROOMS GF - 3NOS. - FF - 2 NOS.
Ground floor - class rooms - 3 Nos.
| Inner alround ( 6.675 + 6.70 m ) x 2 = 26.75 m ) | 3 | 1 |  | 26.75 |  | 3.05 | 244.76
| D/F Door | -3 | 1 |  | 1.2 |  | 2.1 | -7.56
| A/F Door jambs | 3 | 1 |  | 5.6 | 0.25 |  | 4.2
| D/F Window | 3 | -3 |  | 1.15 |  | 1.15 | -11.9
| A/F Window jambs alround | 3 | 3 |  | 4.6 | 0.1 |  | 4.14
| C/B Support wall sides | 3 | 1 | 2 | 0.5 |  | 2.1 | 6.3
| C/B Slab top & bot. | 3 | 3 | 2 | 1.02 | 0.46 |  | 8.45
| Bot. bed top | 3 | 1 |  | 1.02 | 0.46 |  | 1.41
| Top slab top | 3 | 1 |  | 1.25 | 0.46 |  | 1.73
| S/C Room wall sides | 1 | 2 |  | 3.5 |  | 2.1 | 14.7
| D/F - S/C Door door | [6 empty] | 0
| D/F Window | -1 | 3 |  | 1.15 |  | 1.15 | -3.97
| A/F Window jambs alround | 1 | 3 |  | 4.6 | 0.1 |  | 1.38
| Building Rt.side room inner alround ( 4.30 x ( 0.60 + 2.10 ) /2 ) | 1 | 1 |  | 11.3 |  | 2 | 22.6
| D/F Door | -1 | 1 |  | 0.75 |  | 2 | -1.5
| A/F Door jambs | 1 | 1 |  | 5.5 | 0.25 |  | 1.38
| GF - Verandah | [6 empty] | 0
| Inner alround ( 23.55 + 1.74 ) x 2 = 50.58 m | 1 | 1 |  | 50.58 |  | 3.05 | 154.27
| D/F side opening | -1 | 2 |  | 1.9 |  | 1.2 | -4.56
| A/F side opening jambs alround | 1 | 2 |  | 6.2 | 0.26 |  | 3.22
| D/F Front opening | -1 | 7 |  | 3.12 |  | 2.05 | -44.7
| A/F Front opening jambs | 1 | 7 |  | 10.34 | 0.26 |  | 18.82
| D/F Door | -1 | 3 |  | 1.2 |  | 2.1 | -7.56
| D/F S/C Door | -1 | 2 |  | 1 |  | 2.1 | -4.2
| A/F S/C Door jambs alround | 1 | 1 |  | 6.2 | 0.26 |  | 1.61
| D/F Window | -1 | 3 |  | 1.15 |  | 1.15 | -3.97
| A/F Window jambs alround | 1 | 3 |  | 4.6 | 0.1 |  | 1.38
| S/C Inner alround ( 6.70 + 2.40 ) X 2 | 1 | 1 |  | 18.2 |  | 3.2 | 58.24
| D/F S/C Opening | -1 | 1 |  | 2.4 |  | 2.1 | -5.04
| H/R Wall sides | 1 | 2 |  | 3 |  | 0.85 | 5.1
| H/R Wall top | 1 | 2 |  | 3 | 0.12 |  | 0.69
First floor - class rooms - 2 Nos.
| Inner alround ( 6.88 + 10.15 m ) x 2 = 34.06 m ) | 2 | 1 |  | 34.06 |  | 3.05 | 207.77
| D/F Door | -2 | 1 |  | 1.2 |  | 2.1 | -5.04
| A/F Door jambs | 2 | 1 |  | 6.6 | 0.25 |  | 3.3
| D/F Window | -2 | 1 |  | 1.15 |  | 1.15 | -2.65
| A/F Window jambs alround | 2 | 1 |  | 4.6 | 0.1 |  | 0.92
| C/B Support wall sides | 2 | 1 | 2 | 0.5 |  | 2.1 | 4.2
| C/B Slab top & bot. | 2 | 3 | 2 | 1.02 | 0.46 |  | 5.63
| Bot. bed top | 2 | 1 | 1 | 1.02 | 0.46 |  | 0.94
| Top slab top | 2 | 1 | 1 | 1.25 | 0.46 |  | 1.15
| S/C Inner alround ( 6.70 + 2.40 ) X 2 | 1 | 1 |  | 18.2 |  | 3.2 | 58.24
| D/F S/C Opening | -1 | 1 |  | 2.4 |  | 2.1 | -5.04
| H/R Wall sides | 1 | 2 |  | 2.8 |  | 0.85 | 4.76
| H/R Wall top | 1 | 2 |  | 2.8 | 0.12 |  | 0.64
| Landing room inner alround ( 2.80 + 2.40 ) | 1 | 1 |  | 10.4 |  | 2.8 | 29.12
| D/F Door | 1 | 1 |  | 0.9 |  | 2.78 | 2.5
| A/F Door jambs alround | 1 | 1 |  | 7.36 | 0.25 |  | 1.84
FIRST FLOOR - VERANDAH - INNER ALROUND
| Inner alround ( 23.55 + 1.74 ) x 2 = 50.58 m | 1 | 1 |  | 50.58 |  | 3.05 | 154.27
| D/F side opening | -1 | 2 |  | 1.9 |  | 1.3 | -4.94
| A/F side opening jambs alround | 1 | 2 |  | 6.4 | 0.26 |  | 3.33
| D/F Front opening | -1 | 7 |  | 3.25 |  | 1.3 | -29.58
| A/F Front opening jambs | 1 | 7 |  | 9.1 | 0.26 |  | 16.56
| D/F Door | -1 | 2 |  | 1.2 |  | 2.1 | -5.04
| D/F S/C opening | -1 | 1 |  | 2.4 |  | 2.1 | -5.04
| D/F Window | -2 | 2 |  | 1.2 |  | 1.3 | -6.24
| A/F Window jambs alround | 2 | 2 |  | 5 | 0.13 |  | 2.6
| H/R Inner alround | 1 | 1 |  | 13.3 |  | (2.70 + 3.05 )/2 | 38.24
| D/F Door | -1 | 1 |  | 0.95 |  | 2.1 | -2
| A/F Door jambs | 1 | 1 |  | 6.1 | 0.25 |  | 1.53
SSA BUILDING - GF - CLASS ROOMS - 2 NOS.
OBD
| Class room inner alround ( 6.80 X 6.60 M ) | 1 | 2 |  | 26.8 |  | 3.2 | 171.52
| D/F Door | -1 | 2 |  | 1.2 |  | 2.1 | -5.04
| A/F Door jambs alround | 1 | 2 |  | 5.6 | 0.25 |  | 2.8
| D/F Window | -1 | 2 | 3 | 1.2 |  | 1.3 | -9.36
| A/F Window jambs alround | 1 | 2 | 3 | 5 | 0.25 |  | 7.5
| D/F Ventilator | -1 | 2 |  | 1.2 |  | 0.6 | -1.44
| A/F Ventilator jambs alround | 1 | 2 |  | 3.6 | 0.15 |  | 1.08
| Verandah inner alround ( 14.20 x 2 m ) | 1 | 1 |  | 32.4 |  | 3.2 | 103.68
| D/F Door | -1 | 2 |  | 1.2 |  | 2.1 | -5.04
| A/F Door jambs 3sides alround | 1 | 2 |  | 5.4 | 0.1 |  | 1.08
| D/F Window | -1 | 2 |  | 1.2 |  | 1.3 | -3.12
| A/F Window jambs alround | 1 | 2 |  | 5 | 0.05 |  | 0.5
| D/F Verndah front opening | -1 | 4 |  | 3.25 |  | 2.1 | -27.3
| A/F Verndah front opening Jambs alround | 1 | 4 |  | 10.7 | 0.3 |  | 12.84
| D/F Verndah side opening | -1 | 1 |  | 1.7 |  | 2.1 | -3.57
| A/F Verndah side opening Jambs alround | 1 | 2 |  | 7.6 | 0.3 |  | 4.56
SSA BUILDINGS - CLASS ROOMS GF - 3NOS. - FF - 3 NOS.
Ground floor - class rooms - 3 Nos.
OBD
| Inner alround ( 6.57+ 5.30 m ) x 2 = 23.74 m ) | 3 | 1 |  | 23.74 |  | 3.05 | 217.22
| D/F Door | -3 | 1 |  | 1.2 |  | 2.1 | -7.56
| A/F Door jambs | 3 | 1 |  | 5.6 | 0.25 |  | 4.2
| D/F Window | 3 | -3 |  | 1.3 |  | 1.4 | -16.38
| A/F Window jambs alround | 3 | 3 |  | 5.4 | 0.15 |  | 7.29
| Rt.side toilet room inner alround ( 7.00 x 2.50 m) | 1 | 1 |  | 19 |  | 3.05 | 57.95
| D/F Door | -1 | 1 |  | 1.2 |  | 2.1 | -2.52
| A/F Door jambs | 1 | 1 |  | 5.4 | 0.25 |  | 1.35
| D/F Window | -1 | 1 |  | 1.3 |  | 1.4 | -1.82
| A/F Window jambs alround | 1 | 1 |  | 5.4 | 0.15 |  | 0.81
| GF - Verandah | [6 empty] | 0
| Inner alround ( 20.50 + 1.50) x 2 = 44 m | 1 | 1 |  | 44 |  | 3.05 | 134.2
| D/F side opening | -1 | 1 |  | 1.2 |  | 2.13 | -2.56
| A/F side opening jambs alround | 1 | 1 |  | 6.66 | 0.3 |  | 2
| D/F Front opening | -1 | 1 |  | 20.2 |  | 2.13 | -43.03
| A/F Front opening jambs | 1 | 1 |  | 44.66 | 0.3 |  | 13.4
| D/F Door | -1 | 3 |  | 1.2 |  | 2.1 | -7.56
| D/F Window | -1 | 3 |  | 1.3 |  | 1.4 | -5.46
| A/F Window jambs alround | 1 | 3 |  | 5.4 | 0.15 |  | 2.43
| H/R Wall sides | 1 | 2 |  | 3 |  | 0.85 | 5.1
| H/R Wall top | 1 | 2 |  | 3 | 0.12 |  | 0.72
First floor - class rooms - 3 Nos.
| Inner alround ( 6.57+ 5.30 m ) x 2 = 23.74 m ) | 3 | 1 |  | 23.74 |  | 3.05 | 217.22
| D/F Door | -3 | 1 |  | 1.2 |  | 2.1 | -7.56
| A/F Door jambs | 3 | 1 |  | 5.6 | 0.25 |  | 4.2
| D/F Window | 3 | -3 |  | 1.3 |  | 1.4 | -16.38
| A/F Window jambs alround | 3 | 3 |  | 5.4 | 0.15 |  | 7.29
| Rt.side toilet room inner alround ( 2.50 x 5.30 m) | 1 | 1 |  | 15.6 |  | 3.05 | 47.58
| D/F Door | -1 | 1 |  | 1.2 |  | 2.1 | -2.52
| A/F Door jambs | 1 | 1 |  | 5.4 | 0.25 |  | 1.35
| D/F Window | -1 | 1 |  | 1.3 |  | 1.4 | -1.82
| A/F Window jambs alround | 1 | 1 |  | 5.4 | 0.15 |  | 0.81
| FF - Verandah | [6 empty] | 0
| Inner alround ( 22.45 + 1.45) x 2 = 47.80 m | 1 | 1 |  | 47.8 |  | 3.05 | 145.79
| D/F side opening | -1 | 2 |  | 1.2 |  | 2.7 | -6.48
| A/F side opening jambs alround | 1 | 2 |  | 4.2 | 0.3 |  | 2.52
| D/F Front opening | -1 | 1 |  | 23 |  | 1.45 | -33.35
| A/F Front opening jambs | 1 | 2 |  | 23 | 0.12 |  | 5.52
| D/F Door | -1 | 3 |  | 1.2 |  | 2.1 | -7.56
| D/F Window | -1 | 3 |  | 1.3 |  | 1.4 | -5.46
| A/F Window jambs alround | 1 | 3 |  | 5.4 | 0.15 |  | 2.43
SCOUT ROOM
OBD
| Hall inner alround ( 6.68 x 6.38 m ) = | 1 | 1 |  | 26.12 |  | 3.05 | 79.67
| D/F Wooden window | -1 | 3 |  | 1.8 |  | 1.2 | -6.48
| A/F Window jambs alround | 1 | 3 |  | 6 | 0.15 |  | 2.7
| D/F Wooden window | -1 | 1 |  | 1.2 |  | 1.2 | -1.44
| A/F Window jambs alround | 1 | 1 |  | 4.8 | 0.15 |  | 0.72
| D/F Wooden Door | -1 | 1 |  | 1.2 |  | 2.1 | -2.52
| A/F Door jambs alround | 1 | 1 |  | 5.2 | 0.25 |  | 1.3
| FRONT SIDE - STORE ROOM | [6 empty] | 0
| Inner alround ( 3.03 + 1.73 M ) X 2 = 9.52 M | 1 | 1 |  | 9.52 |  | 3.05 | 29.04
| D/F Steel Door | -1 | 1 |  | 1 |  | 2.1 | -2.1
| A/F Door jambs alround | 1 | 1 |  | 5.2 | 0.25 |  | 1.3
| D/F Wooden window | -1 | 1 |  | 1.2 |  | 1.2 | -1.44
| A/F Window jambs alround | 1 | 1 |  | 4.8 | 0.15 |  | 0.72
| D/F Ventilator | -1 | 2 |  | 0.8 |  | 0.6 | -0.96
| A/F Ventilator jambs alround | 1 | 2 |  | 2.8 | 0.2 |  | 1.12
| Sit out inner alround | 1 | 1 |  | 10.26 |  | 3.05 | 31.29
| D/F Steel Door | -1 | 1 |  | 1 |  | 2.1 | -2.1
| A/F Door jambs alround | 1 | 1 |  | 5.2 | 0.25 |  | 1.3
| D/F Wooden Door | -1 | 1 |  | 1.2 |  | 2.1 | -2.52
| A/F Door jambs alround | 1 | 1 |  | 5.2 | 0.25 |  | 1.3
| D/F Front Grill | 1 | 1 |  | 3.4 |  | 1.5 | 5.1
| D/F Door grill | -1 | 1 |  | 1 |  | 0.6 | -0.6
| D/F side Grill | -1 | 1 |  | 1.73 |  | 1.5 | -2.6
| Grill opening top | 1 | 1 |  | 9.8 | 0.25 |  | 2.45
| Grill opening top | 1 | 1 |  | 6.46 | 0.25 |  | 1.62
| Grill Door - sides | -1 | 2 |  |  | 0.25 | 0.6 | -0.3
NEET CLASS ROOM
Ground floor - class rooms - 2 Nos.
OBD
| Inner alround ( 6.75+ 6.15 m ) x 2 = 25.80 m ) | 1 | 2 |  | 25.8 |  | 3 | 154.8
| D/F Door | -1 | 2 |  | 1.15 |  | 2.1 | -4.83
| A/F Door jambs | 1 | 2 |  | 6.5 | 0.25 |  | 3.25
| D/F Window | -1 | 2 |  | 1.15 |  | 1.35 | -9.32
| A/F Window jambs alround | 1 | 2 |  | 4.95 | 0.15 |  | 4.46
| S/C Room inner alround | 1 | 1 |  | 6.7 |  | 1.8 | 12.06
| D/F Door | -1 | 1 |  | 1 |  | 1.9 | -1.9
| A/F Door jambs | 1 | 1 |  | 4.8 | 0.25 |  | 1.2
GF - Verandah
| Inner alround ( 14.35 + 1.50) x 2 = m 31.7OM | 1 | 1 |  | 31.7 |  | 3 | 95.1
| D/F side opening | -1 | 2 |  | 1.05 |  | 2.18 | -4.58
| A/F side opening jambs alround | 1 | 2 |  | 6.46 | 0.3 |  | 3.88
| D/F Front opening | -1 | 1 |  | 13.85 |  | 2.4 | -33.24
| A/F Front opening jambs | 1 | 1 |  | 32.5 | 0.3 |  | 9.75
| D/F Door | -1 | 2 |  | 1.15 |  | 2.1 | -4.83
| D/F Window | -1 | 2 |  | 1.15 |  | 1.35 | -3.11
| A/F Window jambs alround | 1 | 3 |  | 5 | 0.15 |  | 2.25
First floor - HALL
| Inner alround ( 13.85 + 6.15 m ) x 2 = 40 m ) | 1 | 1 |  | 40 |  | 3 | 120
| D/F Door | -1 | 2 |  | 1.15 |  | 2.1 | -4.83
| A/F Door jambs | 1 | 2 |  | 6.5 | 0.25 |  | 3.25
| D/F Window | 1 | -6 |  | 1.15 |  | 1.35 | -9.32
| A/F Window jambs alround | 1 | 6 |  | 4.95 | 0.15 |  | 4.46
FF - Verandah
| Inner alround ( 14.23+ 1.38) x 2 = 31.22 m | 1 | 1 |  | 31.22 |  | 3 | 93.66
| D/F side opening | -1 | 1 |  | 1 |  | 1.25 | -1.25
| A/F side opening jambs alround | 1 | 1 |  | 4.5 | 0.3 |  | 1.35
| D/F Front opening | -1 | 1 |  | 13.85 |  | 1.6 | -22.16
| A/F Front opening jambs | 1 | 1 |  | 30.9 | 0.3 |  | 9.27
| D/F Door | -1 | 2 |  | 1.15 |  | 2.1 | -4.83
| D/F Window | -1 | 2 |  | 1.15 |  | 1.35 | -3.11
| A/F Window jambs alround | 1 | 3 |  | 5 | 0.15 |  | 2.25
HEADMISTRESS & OFFICE BUILDING
SECOND FLOOR
OBD
ATAL LAB
| inner alround ( 10.01 x 8.65 m ) X 2 = 37.32 M | 1 | 1 |  | 37.32 |  | 3.05 | 113.83
| D/F Steel window | -1 | 4 |  | 1.45 |  | 1.25 | -7.25
| A/F Window jambs alround | 1 | 4 |  | 5.4 | 0.15 |  | 3.24
| D/F Aluminium Door | -1 | 1 |  | 1.75 |  | 2 | -3.5
| D/F Door | -1 | 1 |  | 1.2 |  | 2.1 | -2.52
| A/F Door jambs alround | 1 | 1 |  | 5.4 | 0.25 |  | 1.35
| D/F Steel Door | -1 | 1 |  | 0.9 |  | 2.1 | -1.89
| A/F Door jambs alround | 1 | 1 |  | 5.1 | 0.25 |  | 1.28
| D/F side Grill | -1 | 1 |  | 1.75 |  | 1.3 | -2.28
| A/F Side grill jambs alround | 1 | 1 |  | 6.1 | 0.15 |  | 0.92
| D/F Verandah grill | 1 | 3 |  | 2.65 |  | 1.3 | 10.34
| A/F Verandah grill jambs alround | 1 | 1 |  | 7.9 | 0.15 |  | 1.19
| Col. Alround | 1 | 2 |  | 1.5 |  | 3.05 | 9.15
| ATAL LAB - STORE ROOM | [6 empty] | 0
| inner alround ( 3.05 x 3.15 m ) X 2 = 12.40 M | 1 | 1 |  | 12.4 |  | 3.05 | 37.82
| D/ window | -1 | 1 |  | 1.45 |  | 1.25 | -1.81
| A/F Window jambs alround | 1 | 1 |  | 5.4 | 0.15 |  | 0.81
| D/F Steel Door | -1 | 1 |  | 0.9 |  | 2.1 | -1.89
| A/F Door jambs alround | 1 | 1 |  | 5.1 | 0.25 |  | 1.28
| H/R Wall sides | 1 | 2 |  | 4.5 |  | 1 | 9
| S/C Front passage ( 3.00 + 2.00 ) x 2 = 10m | 1 | 1 |  | 10 |  | 3 | 30
| D/F S/C Opening | -1 | 1 |  | 3 |  | 3 | -9
| D/F Terrace door | -1 | 1 |  | 1.3 | 1 | 1.9 | -2.47
| D/F Aluminium Door | -1 | 1 |  | 1.75 |  | 2 | -3.5
0
| FIRST FLOOR | [6 empty] | 0
| CLASS ROOM | [6 empty] | 0
| inner alround ( 10.01 x 8.65 m ) X 2 = 37.32 M | 1 | 1 |  | 37.32 |  | 3.05 | 113.83
| D/ window | -1 | 4 |  | 1.45 |  | 1.25 | -7.25
| A/F Window jambs alround | 1 | 4 |  | 5.4 | 0.15 |  | 3.24
| D/F Steel Door | -1 | 1 |  | 1.2 |  | 2.1 | -2.52
| A/F Door jambs alround | 1 | 1 |  | 5.4 | 0.25 |  | 1.35
| STORE ROOM | [6 empty] | 0
| Inner alround ( 3.05 x 3.15 m ) X 2 = 12.40 M | 1 | 1 |  | 12.4 |  | 3.05 | 37.82
| D/ window | -1 | 1 |  | 1.45 |  | 1.25 | -1.81
| A/F Window jambs alround | 1 | 1 |  | 5.4 | 0.15 |  | 0.81
| D/F Steel Door | -1 | 1 |  | 0.9 |  | 2.1 | -1.89
| A/F Door jambs alround | 1 | 1 |  | 5.1 | 0.25 |  | 1.28
| VOCATION LAB | [6 empty] | 0
| inner alround ( 14.00 x 6.40 m ) X 2 = 40.80 M | 1 | 1 |  | 40.8 |  | 3.05 | 124.44
| D/ window | -1 | 6 |  | 1.45 |  | 1.25 | -10.88
| A/F Window jambs alround | 1 | 6 |  | 5.4 | 0.15 |  | 4.86
| D/F Steel Door | -1 | 1 |  | 1.2 |  | 2.1 | -2.52
| A/F Door jambs alround | 1 | 1 |  | 5.4 | 0.25 |  | 1.35
| Verandah inner alround ( 24.51 + 2 ) x 2 = | 1 | 1 |  | 53.02 |  | 3.05 | 161.71
| D/F Verandah front grill | 1 | 8 |  | 2.7 |  | 1.35 | 29.16
| A/F Verandah front grill jambs alround | 1 | 8 |  | 8.1 | 0.15 |  | 9.72
| D/F Steel Door | -1 | 2 |  | 1.2 |  | 2.1 | -5.04
| A/F Door jambs alround | 1 | 2 |  | 5.4 | 0.25 |  | 2.7
| D/F side Grill door | -1 | 1 |  | 1 |  | 2.1 | -2.1
| A/F Side grill door jambs alround | 1 | 1 |  | 6.2 | 0.15 |  | 0.93
| D/F Verandah side grill | -1 | 1 |  | 1.45 |  | 1.35 | -1.96
| A/F Verandah Side grill jambs alround | 1 | 1 |  | 5.6 | 0.15 |  | 0.84
| D/ window | -1 | 2 |  | 1.45 |  | 1.25 | -3.63
| A/F Window jambs alround | 1 | 2 |  | 5.4 | 0.15 |  | 1.62
| D/F S/C Opening | -1 | 1 |  | 3 |  | 2.7 | -8.1
| H/R Wall sides | 1 | 1 |  | 4.75 |  | 1 | 4.75
0
| GROUND FLOOR | [6 empty] | 0
| STAFF ROOM | [6 empty] | 0
| inner alround ( 10.01 x 8.65 m ) X 2 = 37.32 M | 1 | 1 |  | 37.32 |  | 3.05 | 113.83
| D/ window | -1 | 5 |  | 1.45 |  | 1.25 | -9.06
| A/F Window jambs alround | 1 | 5 |  | 5.4 | 0.15 |  | 4.05
| D/F Door | -1 | 2 |  | 1.2 |  | 2.1 | -5.04
| A/F Door jambs alround | 1 | 2 |  | 5.4 | 0.25 |  | 2.7
| D/F Steel Door | -1 | 1 |  | 0.9 |  | 2.1 | -1.89
| A/F Door jambs alround | 1 | 1 |  | 5.1 | 0.25 |  | 1.28
| STORE ROOM | [6 empty] | 0
| inner alround ( 3.05 x 3.15 m ) X 2 = 12.40 M | 1 | 1 |  | 12.4 |  | 3.05 | 37.82
| D/ window | -1 | 1 |  | 1.45 |  | 1.25 | -1.81
| A/F Window jambs alround | 1 | 1 |  | 5.4 | 0.15 |  | 0.81
| D/F Steel Door | -1 | 1 |  | 0.9 |  | 2.1 | -1.89
| A/F Door jambs alround | 1 | 1 |  | 5.1 | 0.25 |  | 1.28
| HEADMISTRESS & ADMIN ROOM | [6 empty] | 0
| inner alround ( 14.00 x 6.40 m ) X 2 = 40.80 M | 1 | 1 |  | 40.8 |  | 3.05 | 124.44
| D/ window | -1 | 6 |  | 1.45 |  | 1.25 | -10.88
| A/F Window jambs alround | 1 | 6 |  | 5.4 | 0.15 |  | 4.86
| D/F Wooden Door | -1 | 2 |  | 1.2 |  | 2.1 | -5.04
| A/F Wooden Door jambs alround | 1 | 2 |  | 5.4 | 0.25 |  | 2.7
| Verandah inner alround ( 24.51 + 2 ) x 2 | 1 | 1 |  | 53.02 |  | 3.05 | 161.71
| D/F Verandah front opening | -1 | 8 |  | 2.9 |  | 2.1 | -48.72
| A/F Verandah front opening jambs alround | 1 | 8 |  | 10 | 0.25 |  | 20
| D/F Verandah side opening | -1 | 1 |  | 1.75 |  | 2.1 | -3.68
| A/F Verandah front opening jambs alround | 1 | 1 |  | 7.7 | 0.25 |  | 1.93
| D/F Steel Door | -1 | 2 |  | 1.2 |  | 2.1 | -5.04
| A/F Door jambs alround | 1 | 2 |  | 5.4 | 0.25 |  | 2.7
| D/F Wooden Door | -1 | 2 |  | 1.2 |  | 2.1 | -5.04
| D/ window | -1 | 3 |  | 1.45 |  | 1.25 | -5.44
| A/F Window jambs alround | 1 | 3 |  | 5.4 | 0.15 |  | 2.43
| D/F S/C Opening | -1 | 1 |  | 3 |  | 2.7 | -8.1
| S/C Room inner alround | 1 | 1 |  | 8.5 |  | 2.4 | 20.4
| D/F Door | -1 | 1 |  | 1.2 |  | 2.1 | -2.52
| A/F Door jambs alround | 1 | 1 |  | 5.4 | 0.25 |  | 1.35
| S/C Inner alround | 1 | 1 |  | 12.8 |  | 9.6 | 122.88
| D/F S/C Opening | -1 | 3 |  | 3 |  | 2.7 | -24.3
| H/R Inner alround | 1 | 1 |  | 12.9 |  | 2.7 | 34.83
| D/R H/R Door | 1 | 1 |  | 0.9 |  | 1.8 | 1.62
| A/F H/R Jambs alround | 1 | 1 |  | 4.5 | 0.15 |  | 0.68
| H/R Wall sides | 1 | 2 |  | 5.7 |  | 1 | 11.4
PRIMERY SCHOOL BUILDING
FIRST FLOOR
CLASS ROOMS
| Inner alround ( 7.40 + 6.15 ) x 2 = 27.10 M | 1 | 2 | 2 | 27.1 |  | 3.7 | 401.08
| D/F Wooden Door | -1 | 4 | 1 | 1.2 |  | 2.3 | -11.04
| A/F Door jambs alround | 1 | 4 | 1 | 7 | 0.25 |  | 7
| D/ F Glazed window | -1 | 2 | 5 | 1.2 |  | 1.8 | -21.6
| A/F Window jambs alround | 1 | 2 | 5 | 6 | 0.25 |  | 15
| D/ F Glazed window | -1 | 2 | 3 | 1.2 |  | 1.8 | -12.96
| A/F Window jambs alround | 1 | 2 | 3 | 6 | 0.25 |  | 9
| RT.SIDE FRONT CLASS ROOMS | [6 empty] | 0
| Inner alround ( 7.25 + 6.15 ) x 2 = 26.80 M | 1 | 2 |  | 26.8 |  | 3.7 | 198.32
| D/F Wooden Door | -1 | 2 | 1 | 1.2 |  | 2.3 | -5.52
| A/F Door jambs alround | 1 | 2 | 1 | 7 | 0.25 |  | 3.5
| D/ F Glazed window | -1 | 1 | 4 | 1.2 |  | 1.8 | -8.64
| A/F Window jambs alround | 1 | 1 | 4 | 6 | 0.25 |  | 6
| D/ F Glazed window | -1 | 1 | 3 | 1.2 |  | 1.8 | -6.48
| A/F Window jambs alround | 1 | 1 | 3 | 6 | 0.25 |  | 4.5
LT.SIDE FRONT CLASS ROOMS
FIRST FLOOR
CLASS ROOMS
| Inner alround ( 10.87 + 6.15 ) x 2 = 34.04 M | 1 | 1 |  | 34.04 |  | 3.7 | 125.95
| D/F Wooden Door | -1 | 2 |  | 1.2 |  | 2.3 | -5.52
| A/F Door jambs alround | 1 | 2 |  | 7 | 0.25 |  | 3.5
| D/ F Glazed window | -1 | 5 |  | 1.2 |  | 1.8 | -10.8
| A/F Window jambs alround | 1 | 5 |  | 6 | 0.25 |  | 7.5
0
| RECORD ROOM | [6 empty] | 0
| Inner alround ( 3.65 + 6.15 ) x 2 = 19.60 M | 1 | 1 |  | 19.6 |  | 3.7 | 72.52
| D/F Wooden Door | -1 | 1 |  | 1.2 |  | 2.3 | -2.76
| A/F Door jambs alround | 1 | 1 |  | 7 | 0.25 |  | 1.75
| D/ F Glazed window | -1 | 1 |  | 2.1 |  | 1.8 | -3.78
| A/F Window jambs alround | 1 | 1 |  | 7.8 | 0.25 |  | 1.95
| GROUND FLOOR | [6 empty] | 0
| CLASS ROOMS | [6 empty] | 0
| Inner alround ( 7.40 + 6.15 ) x 2 = 27.10 M | 1 | 2 | 2 | 27.1 |  | 3.7 | 401.08
| D/F Wooden Door | -1 | 4 | 1 | 1.2 |  | 2.3 | -11.04
| A/F Door jambs alround | 1 | 4 | 1 | 7 | 0.25 |  | 7
| D/ F Glazed window | -1 | 2 | 5 | 1.2 |  | 1.8 | -21.6
| A/F Window jambs alround | 1 | 2 | 5 | 6 | 0.25 |  | 15
| D/ F Glazed window | -1 | 2 | 3 | 1.2 |  | 1.8 | -12.96
| A/F Window jambs alround | 1 | 2 | 3 | 6 | 0.25 |  | 9
| RT.SIDE FRONT CLASS ROOMS | [6 empty] | 0
| Inner alround ( 7.25 + 6.15 ) x 2 = 26.80 M | 1 | 2 |  | 26.8 |  | 3.7 | 198.32
| D/F Wooden Door | -1 | 2 | 1 | 1.2 |  | 2.3 | -5.52
| A/F Door jambs alround | 1 | 2 | 1 | 7 | 0.25 |  | 3.5
| D/ F Glazed window | -1 | 1 | 4 | 1.2 |  | 1.8 | -8.64
| A/F Window jambs alround | 1 | 1 | 4 | 6 | 0.25 |  | 6
| D/ F Glazed window | -1 | 1 | 3 | 1.2 |  | 1.8 | -6.48
| A/F Window jambs alround | 1 | 1 | 3 | 6 | 0.25 |  | 4.5
0
| LT.SIDE FRONT CLASS ROOM & RECORD ROOM | [6 empty] | 0
| Inner alround ( 14.75 + 6.15 ) x 2 = 41.80 M | 1 | 1 |  | 41.8 |  | 3.7 | 154.66
| D/F Wooden Door | -1 | 3 |  | 1.2 |  | 2.3 | -8.28
| A/F Door jambs alround | 1 | 3 |  | 7 | 0.25 |  | 5.25
| D/ F Glazed window | -1 | 6 |  | 1.2 |  | 1.8 | -12.96
| A/F Window jambs alround | 1 | 6 |  | 6 | 0.25 |  | 9
| D/ F Wooden window | -1 | 1 |  | 1.2 |  | 1.8 | -2.16
| A/F wooden window jambs alround | 1 | 1 |  | 6 | 0.25 |  | 1.5
| wall between class room and record room - sides | 1 | 1 | 2 | 6.15 |  | 3.7 | 45.51
| Record room inner wall sides | 1 | 1 | 2 | 3 |  | 3.7 | 22.2
| D/F Opening | -1 | 1 |  | 0.9 |  | 2.1 | -1.89
| LOBBY | [6 empty] | 0
| Inner alround ( 6.65 + 3.60 ) x 2 = 20.50 m | 1 | 1 |  | 20.5 |  | 3.8 | 77.9
| D/F Verandah opening | -1 | 1 |  | 3.6 |  | 3.8 | -13.68
| D /F Front opening Grill door | -1 | 1 |  | 2.1 |  | 2.65 | -5.57
| D/F Wooden Door | -1 | 2 |  | 1.2 |  | 2.3 | -5.52
| A/F Door jambs alround | 1 | 2 |  | 7 | 0.25 |  | 3.5
| GROUND FLOOR - VERANDAH | [6 empty] | 0
| GF - Rt. & Lt. Side Verandah inner alround (15.30 + 1.70 ) x 2 = 34.00 m | 1 | 2 |  | 34 |  | 3.8 | 258.4
| D/F Wooden Door | -1 | 2 | 3 | 1.2 |  | 2.3 | -16.56
| A/F Door jambs alround | 1 | 2 | 3 | 7 | 0.25 |  | 10.5
| D/ F Glazed window | -1 | 2 | 2 | 1.2 |  | 1.8 | -8.64
| A/F Window jambs alround | 1 | 2 | 2 | 6 | 0.25 |  | 6
| D/F Verandah front opening | -1 | 2 | 6 | 1.79 |  | 2.72 | -58.43
| A/F Verandah front opening jambs alround | 1 | 2 | 6 | 9.02 | 0.65 |  | 70.36
| D/F Verandah side opening | -1 | 2 | 1 | 1.7 |  | 2.72 | -9.25
| GF - Front verandah | [6 empty] | 0
| Inner alround ( 30.22 - (9+9) 18.00 = 12.22 m + 1.70 = 13.92 x 2 = 27.84 m | 1 | 1 |  | 27.84 |  | 3.8 | 105.79
| D/F Verandah front opening | -1 | 2 | 3 | 1.79 |  | 2.72 | -29.21
| A/F Verandah front opening jambs alround | 1 | 2 | 3 | 9.02 | 0.65 |  | 35.18
| D/F Verandah side opening | -1 | 2 | 1 | 1.7 |  | 3.8 | -12.92
| D/F Wooden Door | -1 | 3 |  | 1.2 |  | 2.3 | -8.28
| A/F Door jambs alround | 1 | 3 |  | 7 | 0.15 |  | 3.15
| D/ F Glazed window | -1 | 2 |  | 1.2 |  | 1.8 | -4.32
| A/F Window jambs alround | 1 | 2 |  | 6 | 0.25 |  | 3
| D/F S/C opening | -1 | 1 |  | 3.6 |  | 3.8 | -13.68
| D/F Lobby front grill opening | -1 | 1 |  | 2.1 |  | 2.65 | -5.57
| FIRST FLOOR - VERANDAH | [6 empty] | 0
| GF - Rt. & Lt. Side Verandah inner alround (15.30 + 1.70 ) x 2 = 34.00 m | 1 | 2 |  | 34 |  | 3.8 | 258.4
| D/F Wooden Door | -1 | 2 | 3 | 1.2 |  | 2.3 | -16.56
| A/F Door jambs alround | 1 | 2 | 3 | 7 | 0.25 |  | 10.5
| D/ F Glazed window | -1 | 2 | 2 | 1.2 |  | 1.8 | -8.64
| A/F Window jambs alround | 1 | 2 | 2 | 6 | 0.25 |  | 6
| D/F Verandah front opening | -1 | 2 | 6 | 1.95 |  | 1.65 | -38.61
| A/F Verandah front opening jambs alround | 1 | 2 | 6 | 7.2 | 0.3 |  | 25.92
| D/F Verandah side opening | -1 | 2 | 1 | 1.7 |  | 2.72 | -9.25
| FF - Front verandah | [6 empty] | 0
| Inner alround ( 30.22 - (9+9) 18.00 = 12.22 m + 1.70 = 13.92 x 2 = 27.84 m | 1 | 1 |  | 27.84 |  | 3.8 | 105.79
| D/F Verandah front opening | -1 | 2 | 3 | 1.95 |  | 1.65 | -19.31
| A/F Verandah front opening jambs alround | 1 | 2 | 3 | 7.2 | 0.3 |  | 12.96
| D/F Verandah side opening | -1 | 2 |  | 1.7 |  | 3.8 | -12.92
| D/F Wooden Door | -1 | 4 |  | 1.2 |  | 2.3 | -11.04
| A/F Door jambs alround | 1 | 4 |  | 7 | 0.15 |  | 4.2
| D/ F Glazed window | -1 | 1 |  | 1.2 |  | 1.8 | -2.16
| A/F Window jambs alround | 1 | 1 |  | 6 | 0.25 |  | 1.5
| D/F S/C opening | -1 | 1 |  | 3.6 |  | 3.8 | -13.68
0
| S/C Inner opening ( 5.00 + 3.60 ) = 8.60 x 2 = 17.20 m | 1 | 1 |  | 17.2 |  | 7.6 | 130.72
| D/F S/C Opening | -1 | 2 |  | 3.6 |  |  | -7.2
| D/F Wooden window | -1 | 5 |  | 1.2 |  | 1.8 | -10.8
| A/F Window jambs alround | 1 | 5 |  | 6 | 0.25 |  | 7.5
PRIMERY SCHOOL TOILET
INNER OBD
| Front and rear wall inner | 1 | 2 |  | 16.45 |  | 3.2 | 105.28
| D/F Wooden grill | -1 | 2 | 4 | 1.95 |  | 1.65 | -25.74
| A/F Grill jambs alround | 1 | 2 | 4 | 7.2 | 0.2 |  | 11.52
| D/F Grill door | -1 | 2 | 1 | 1.55 |  | 3 | -9.3
| A /F Grill door jambs alround | 1 | 2 | 1 | 9.1 | 0.7 |  | 12.74
| D/F Opening | -1 | 2 | 1 | 1.55 |  | 3 | -9.3
| A /F Openingjambs alround | 1 | 2 | 1 | 9.1 | 0.7 |  | 12.74
| Toilet inner wall - sides | 1 | 2 |  | 8 |  | 2.25 | 36
| Inner partition wall sides | 1 | 2 |  | 12 |  | 2.25 | 54
| w/c inner alround | 2 | 6 |  | 6 |  | 2.25 | 162
| D/F Toilet door | -2 | 6 |  | 0.75 |  | 2.1 | -18.9
| A/F Door jambs alround | 2 | 6 |  | 4.95 | 0.1 |  | 5.94
| Physically challenged person toi. Outter wall | 2 | 1 |  | 3 |  | 2.25 | 13.5
| w/c front wall outter | 2 | 1 |  | 6 |  | 2.25 | 27
| D/F Toilet door | -2 | 6 |  | 0.75 |  | 2.1 | -18.9
| A/F Door jambs alround | 2 | 6 |  | 4.95 | 0.05 |  | 2.97
| Side walls Inner | 2 | 1 |  | 13.05 |  | 7 | 182.7
| col. Sides - Inner | 2 | 2 |  | 0.3 |  | 7 | 16.8
NABARD CLASS ROOMS - 20 CLASS ROOMS & 2 LABS
OBD
GF,FF & SG - Class rooms - 20 Nos.
| Inner alround | 20 | 1 | 1 | 26.5 |  | 3.08 | 1632.4
| D/F skirting alround | 20 | -1 |  | 24.1 | 0.1 |  | -48.2
| A/F col.sides ( Excluding skriting) | 20 | 2 | 2 | 0.16 |  | 2.6 | 33.28
| D/F Door | 20 | -2 |  | 1.2 |  | 2.1 | -100.8
| A/F Door jambs | 20 | 2 |  | 5.8 | 0.25 |  | 58
| D/F Window | 20 | -2 |  | 1.8 |  | 1.3 | -93.6
| A/F Window jambs alround | 20 | 2 |  | 6.2 | 0.06 |  | 14.88
| Beam sides | 20 | 1 | 2 | 6.35 |  | 0.4 | 101.6
| C/B Support wall sides | 20 | 1 | 2 | 0.5 |  | 2.1 | 42
| C/B Slab top & bot. | 20 | 3 | 2 | 1.02 | 0.46 |  | 56.3
| Bot. bed top | 20 | 1 | 1 | 1.02 | 0.46 |  | 9.38
| Top slab top | 20 | 1 | 1 | 1.25 | 0.46 |  | 11.5
First floor - science lab & second floor - computer lab
| Inner alround | 2 | 1 |  | 39.84 |  | 3.08 | 245.41
| D/F Door | 2 | -1 |  | 1.5 |  | 2.1 | -6.3
| A/F Door jambs | 2 | 1 |  | 5.7 | 0.25 |  | 2.85
| D/F skirting alround | 2 | -1 |  | 39.84 |  | 0.1 | -7.97
| D/F skirting col. Sides | 2 | -5 | 2 | 0.2 |  | 0.1 | -0.4
| D/F Inner room Door | 2 | -1 |  | 1 |  | 2.1 | -4.2
| A/F Inner room Door jambs | 2 | 1 |  | 5.2 | 0.25 |  | 2.6
| D/F skirting inner room door open | 2 | -1 |  | 1 |  | 0.1 | -0.2
| D/F Window | 2 | 2 | -3 | 1.8 |  | 1.3 | -28.08
| A/F Window jambs alround | 2 | 2 | 3 | 4.6 | 0.08 |  | 4.42
| A/F col. Sides | 2 | 5 | 2 | 0.2 |  | 2.9 | 11.6
| A/F Beam Sides | 2 | 2 | 2 | 6.17 |  | 0.4 | 19.74
| A/F Beam Sides | 2 | 1 | 2 | 0.4 |  | 1.95 | 3.12
| C/B Support wall sides | 2 | 1 | 2 | 0.45 |  | 2 | 3.6
| C/B Slab top & bot. | 2 | 2 | 3 | 0.8 | 0.45 |  | 8.64
| Bot. bed top | 2 | 2 | 1 | 0.8 | 0.45 |  | 1.44
| Top slab top | 2 | 1 | 1 | 1.95 | 0.45 |  | 1.76
| C/B Top Slab bot. | 2 | 2 | 1 | 0.8 | 0.45 |  | 1.44
| Computer lab working table support wall sides | 1 | 2 | 8 | ( 0.35 + 0.45 ) /2 |  | 0.7 | 22.4
| Science lab working table support wall sides | 1 | 3 | 2 | (1.1+ 0.85) /2 |  | 0.6 | 7.2
| support wall face | 1 | 3 | 2 | 0.26 |  | 0.6 | 1.87
| Labs - Inner office room | [6 empty] | 0
| Inner alround | 2 | 1 |  | 14.8 |  | 3.08 | 91.17
| D/F Door | 2 | -1 |  | 1 |  | 2.1 | -4.2
| A/F Door jambs | 2 | 1 |  | 5.2 | 0.25 |  | 2.6
| D/F Window | 2 | -1 |  | 1.8 | 1.3 |  | -4.68
| A/F Window jambs alround | 2 | 1 |  | 6.2 | 0.08 |  | 0.99
| A/F C/B Support wall sides | 2 | 2 | 2 | 0.46 |  | 2.1 | 7.73
| C/B Slab top & bot. | 2 | 3 | 3 | 1.25 |  | 0.45 | 20.25
| Bot. bed top | 2 | 3 | 1 | 1.25 | 0.45 |  | 3.38
| C/B Top Slab bot. and top | 2 | 3 | 1 | 4.15 | 0.45 |  | 11.21
| GF - Verandah | [6 empty] | 0
| Inner alround | 1 | 1 |  | 64.94 |  | 3.1 | 201.31
| D/F side opening | -1 | 2 |  | 2 |  | 2.1 | -8.4
| A/F side opening jambs alround | 1 | 2 |  | 6.2 | 0.35 |  | 4.34
| D/F Front opening | -1 | 18 |  | 3.2 |  | 2.1 | -120.96
| A/F Front opening jambs | 1 | 18 |  | 10.6 | 0.34 |  | 64.87
| D/F Door | -8 | 2 |  | 1.2 |  | 2.1 | -40.32
| D/F S/C Opening | -1 | 2 |  | 3.8 |  | 2.8 | -21.28
| FF - VERANDAH | [6 empty] | 0
| Inner alround | 1 | 1 |  | 111.9 |  | 3.1 | 346.89
| D/F Skirting | 1 | -1 |  | 87.8 | 0.1 |  | -8.78
| D/F class room door | -1 | 6 | -2 | 1.2 |  | 2.1 | 30.24
| D/F Lab room door | -1 | 1 |  | 1.5 |  | 2.1 | -3.15
| D/F side opening | -1 | 1 |  | 2 |  | 1.3 | -2.6
| A/F side opening jambs alround | 1 | 1 |  | 6.6 | 0.25 |  | 1.65
| D/F Front opening | -1 | 15 |  | 3.18 |  | 1.07 | -51.04
| A/F Front opening jambs | 1 | 15 |  | 8.86 | 0.3 |  | 39.87
| D/F Addi.Front opening | -1 | 15 | 2 | 1 |  | 0.2 | -6
| A/F Addi. Front opening sides | 1 | 15 | 2 | 0.3 |  | 0.2 | 1.8
| D/F Side opening door | -1 | 1 |  | 1 |  | 1.9 | -1.9
| A/F side opening door jambs alround | 1 | 1 |  | 5.8 | 0.2 |  | 1.16
| D/F S/C Opening | -1 | 2 |  | 3.8 |  | 2.8 | -21.28
| SF - VERANDAH | [6 empty] | 0
| Inner alround | 1 | 1 |  | 111.9 |  | 3.1 | 346.89
| D/F Skirting | 1 | -1 |  | 87.8 | 0.1 |  | -8.78
| D/F class room door | -1 | 6 | -2 | 1.2 |  | 2.1 | 30.24
| D/F Lab room door | -1 | 1 |  | 1.5 |  | 2.1 | -3.15
| D/F side opening | -1 | 2 |  | 2 |  | 1.3 | -5.2
| A/F side opening jambs alround | 1 | 2 |  | 6.6 | 0.25 |  | 3.3
| D/F Front opening | -1 | 15 |  | 3.18 |  | 1.07 | -51.04
| A/F Front opening jambs | 1 | 15 |  | 8.86 | 0.3 |  | 39.87
| D/F Addi.Front opening | -1 | 15 | 2 | 1 |  | 0.2 | -6
| A/F Addi. Front opening sides | 1 | 15 | 2 | 0.3 |  | 0.2 | 1.8
| D/F S/C Opening | -1 | 2 |  | 3.8 |  | 2.8 | -21.28
| LEFT SIDE STAIR CASE | [6 empty] | 0
| Inner alround | 1 | 1 |  | 17.2 |  | 9.75 | 167.7
| D/F Window | -1 | 2 |  | 1.8 |  | 1.3 | -4.68
| A/F Window jambs alround | 1 | 2 | 1 | 6.2 | 0.13 |  | 1.61
| Flights waist slab side | 1 | 4 |  | 3.4 | 0.25 |  | 3.4
| s/c steps side | 1 | 4 | 10 | 1/2 x 0.3 x 0.15 |  |  | 40
| RIGHT SIDE STAIR CASE | [6 empty] | 0
| Inner alround | 1 | 1 |  | 17.2 |  | 9.75 | 167.7
| D/F Window | -1 | 3 |  | 1.8 |  | 1.3 | -7.02
| A/F Window jambs alround | 1 | 3 | 1 | 6.2 | 0.13 |  | 2.42
| Flights waist slab side | 1 | 6 |  | 3.4 | 0.25 |  | 5.1
| s/c steps side | 1 | 6 | 10 | 1/2 x 0.3 x 0.15 |  |  | 60
| HEAD ROOM | [6 empty] | 0
| Inner alround | 1 | 1 |  | 17.2 |  | 2.4 | 41.28
| D/F Door | 1 | -1 |  | 0.9 |  | 1.9 | -1.71
| A/F Door jambs | 1 | 1 |  | 5.6 | 0.25 |  | 1.4
CANTEEN
| Inner alround | 1 | 2 |  | 29.7 |  | 2.7 | 160.38
| D/F Opening | -1 | 1 |  | 3 |  | 2.1 | -6.3
PHYSICALLY HANDICAPPED TOILET
| Inner alround | 1 | 2 |  | 11.9 |  | 2.7 | 64.26
| D/F Opening | -1 | 1 |  | 0.9 |  | 2.1 | -1.89
BOYS TOILET
| Inner alround | 1 | 2 |  | 32 |  | 2.7 | 172.8
| D/F Opening | -1 | 5 |  | 0.9 |  | 2.1 | -9.45
GIRLS AND STAFF TOILET
| Inner alround | 1 | 6 | 2 | 32 |  | 2.7 | 1036.8
| D/F Opening | -1 | 5 | 6 | 0.75 |  | 2.1 | -47.25
AUDITORIUM
| Inner alround | 1 | 1 |  | 40 |  | 4.2 | 168
| D/F Front opening | -1 | 1 |  | 9.25 |  | 3.3 | -30.525
| D/F steel door | -1 | 2 |  | 0.8 |  | 2.1 | -3.36
| pump room inner alround | 1 | 1 |  | 19.5 |  | 3 | 58.5
| D/F steel door | -1 | 1 |  | 1 |  | 2.1 | -2.1
15248.927
21 | Painting White washing two coats. including all cost and conveyance of materials and all labour charges etc ., complete .
MEETING HALL
WHITE WASHING
| GF Halls | 1 | 1 |  | 27.8 | 6.4 |  | 177.92
| FF and SF Class room | 2 | 4 |  | 6.76 | 6.4 |  | 346.11
| Verandah front side SS Bottom | 3 | 9 |  | 3.255 | 0.45 |  | 39.55
| Verandah side SS Bottom | 3 | 2 |  | 1.75 | 0.45 |  | 4.73
| Rear side SS bot. | 3 | 9 |  | 1.95 | 0.45 |  | 23.69
| Head room | 1 | 1 | 3 | 6.4 |  |  | 19.2
| 1,3,5 - Flight waist slab | 3 | 1 |  | 3.5 | 1.5 |  | 15.75
| 2,4,6 -Flight waist slab | 3 | 2 |  | 3.65 | 1.5 |  | 32.85
| Landing bottom | 3 | 1 |  | 3 | 1.5 |  | 13.5
| Floor landing | 3 | 1 |  | 3 | 2.15 |  | 19.35
| Verandah | 1 | 2 |  | 31.8 | 2 |  | 127.2
RO PLANT AND STAFF ROOM
WHITE WASHING
| Class room | 1 | 4 |  | 6.8 | 6.05 |  | 164.56
| Staff room | 1 | 1 |  | 3.2 | 6.8 |  | 21.76
| SS Bottom | 1 | 9 |  | 1.85 | 0.6 |  | 9.99
ZOOLOGY & PHYSICS LAB
WHITE WASHING
| Lab room | 2 | 1 |  | 14.6 | 6.08 |  | 177.54
| S/C room | 1 | 1 |  | 3 | 6.08 |  | 18.24
| SS Bottom | 1 | 2 |  | 16.24 | 0.75 |  | 24.36
| Landing bottom | 1 | 2 |  | 3 | 1.2 |  | 7.2
| Waist slab bottom | 1 | 2 |  | 4.42 | 1.1 |  | 9.72
RECORD ROOM
WHITE WASHING
| Hall | 1 | 1 |  | 13.75 | 6.65 |  | 91.44
| verandah | 1 | 1 |  | 14.25 | 2 |  | 28.5
BOTANY & CHEMISTRY LAB
WHITE WASHING
| Botany lab | 1 | 1 |  | 9 | 5.95 |  | 53.55
| Chemistry lab | 1 | 1 |  | 14.81 |  |  | 14.81
| SS Bottom | 1 | 2 |  | 16.24 | 8.88 |  | 288.42
| verandah | 1 |  |  | 9 | 2.57 |  | 23.13
| Inner room | 1 | 1 |  | 3 | 8.88 |  | 26.64
CONFERENCE HALL
WHITE WASHING
| Hall | 1 | 1 |  | 19.5 | 6 |  | 117
LIBRARY
WHITE WASHING
| Hall | 1 | 1 |  | 19.5 | 6 |  | 117
SSA BUILDINGS - CLASS ROOMS GF - 3NOS. - FF - 2 NOS.
WHITE WASHING
| GF - Class rooms | 1 | 3 |  | 6.7 | 6.675 |  | 134.17
| FF - Class rooms | 1 | 2 |  | 10.15 | 6.7 |  | 136.01
| SS Bottom | 2 | 6 |  | 1.65 | 0.6 |  | 11.88
| verandah | 1 | 2 |  | 23.55 | 2 |  | 94.2
| S/C Landing room | 1 | 1 |  | 2.8 | 2.4 |  | 6.72
| SS Bottom | 2 | 6 |  | 1.65 | 0.6 |  | 11.88
| Landing | 2 | 1 |  | 2.4 | 2 |  | 9.6
| waist bottom | 1 | 2 |  | 3 | 1.25 |  | 7.5
| waist bottom | 1 | 2 |  | 2.9 | 1.25 |  | 7.25
| Building rt.side room bottom | 1 | 1 |  | 4.3 | 1.35 |  | 5.81
SSA BUILDING - GF - CLASS ROOMS - 2 NOS.
WHITE WASHING
| Class rooms | 1 | 2 |  | 6.8 | 6.6 |  | 89.76
| verandah | 1 | 1 |  | 14.25 | 2 |  | 28.5
SSA BUILDINGS - CLASS ROOMS GF - 3NOS. - FF - 3 NOS.
WHITE WASHING
| GF - Class rooms | 1 | 3 |  | 6.57 | 5.3 |  | 104.46
| FF - Class rooms | 1 | 3 |  | 6.57 | 5.3 |  | 104.46
| GF - verandah | 1 | 1 |  | 20.5 | 1.5 |  | 30.75
| FF - verandah | 1 | 1 |  | 22.5 | 1.5 |  | 33.75
| FF- store room | 1 | 1 |  | 2.5 | 5.3 |  | 13.25
| GF - Toilet | 1 | 1 |  | 7 | 2.5 |  | 17.5
| SS Bottom | 2 | 6 |  | 1.65 | 0.6 |  | 11.88
| Landing | 1 | 1 |  | 3.4 | 1.4 |  | 4.76
| waist bottom | 1 | 2 |  | 3 | 1.25 |  | 7.5
| Sunshade bottom | 2 | 7 |  | 1.8 | 0.6 |  | 15.12
| Passage bottom | 2 | 1 |  | 2 | 1.4 |  | 5.6
SCOUT ROOM
WHITE WASHING
| Hall | 1 | 1 |  | 6.68 | 6.38 |  | 42.62
| Front side room | 1 | 1 |  | 3.03 | 1.73 |  | 5.24
| sitout | 1 | 1 |  | 3.4 | 1.73 |  | 5.88
| SS bottom | 1 | 2 |  | 2.3 | 0.6 |  | 2.76
NEET CLASS ROOM
WHITE WASHING
| Hall | 1 | 1 |  | 13.85 | 6.15 |  | 85.18
| class rooms | 1 | 2 |  | 6.75 | 6.15 |  | 83.03
| s/c room | 1 | 1 |  | 1.35 | 2 |  | 2.7
| SS bottom | 1 | 8 |  | 1.61 | 0.6 |  | 7.73
| Ist. Flight | 1 | 1 |  | 3 | 1.1 |  | 3.3
| Ind . Flight | 1 | 1 |  | 2.5 | 1.1 |  | 2.75
| Landing bottom | 1 | 1 |  | 2.4 | 1.02 |  | 2.45
| A/F - Landing bottom | 1 | 1 |  | 1.2 | 0.7 |  | 0.84
| verandah bottom | 1 | 2 |  | 14.35 | 1.5 0 |  | 28.7
| A/F Verandah bot. | 1 | 1 |  | 1.35 | 1.5 |  | 2.03
HEADMISTRESS & OFFICE BUILDING
WHITE WASHING
| Headmistress room | 1 | 1 |  | 14.4 | 6.4 |  | 92.16
| staff room | 1 | 1 |  | 10 | 6.4 |  | 64
| verandah bottom | 1 | 2 |  | 24.5 | 2 |  | 98
| S/C Room | 1 | 1 |  | 2.75 | 1.5 |  | 4.13
| FF - Class room | 1 | 1 |  | 10 | 6.4 |  | 64
| FF - vocational room | 1 | 1 |  | 14 | 6.4 |  | 89.6
| SF- Atal room | 1 | 1 |  | 10 | 8.6 |  | 86
| store room | 1 | 2 |  | 3.05 | 3.15 |  | 19.22
| SS bottom | 1 | 22 |  | 1.91 | 0.6 |  | 25.21
| Ist. Flight | 1 | 1 |  | 3 | 1.1 |  | 3.3
| Ind . Flight | 1 | 1 |  | 2.5 | 1.1 |  | 2.75
| Landing bottom | 1 | 1 |  | 2.4 | 1.02 |  | 2.45
| A/F - Landing bottom | 1 | 1 |  | 1.2 | 0.7 |  | 0.84
| verandah bottom | 1 | 2 |  | 14.35 | 1.5 0 |  | 28.7
| A/F Verandah bot. | 1 | 1 |  | 1.35 | 1.5 |  | 2.03
| GF - Ist. Flight | 1 | 1 |  | 2.4 | 1.5 |  | 3.6
| GF - II nd . Flight | 1 | 1 |  | 3.3 | 1.5 |  | 4.95
| GF - Floor Landing | 1 | 1 |  | 3 | 1.5 |  | 4.5
| GF -Floor Landing | 1 | 1 |  | 1.5 | 0.75 |  | 1.13
| FF - 3 rd.. Flight | 1 | 1 |  | 3 | 1.5 |  | 4.5
| FF - 4 th. Flight | 1 | 1 |  | 1.75 | 1.5 |  | 2.63
| FF - Landing | 1 | 1 |  | 3 | 1.5 |  | 4.5
| FF - Floor Landing | 1 | 1 |  | 1.5 | 1.1 |  | 1.65
| FF - FloorLanding | 1 | 1 |  | 1.5 | 1.85 |  | 2.78
| 5 th flight | 1 | 1 |  | 2.4 | 1.5 |  | 3.6
| 6 th flight | 1 | 1 |  | 2.12 | 1.5 |  | 3.18
| H/R floor landing | 1 | 1 |  | 1.5 | 0.55 |  | 0.83
| H/R floor landing | 1 | 1 |  | 3 | 1.15 |  | 3.45
| S/C Front passage ( 3.00 + 2.00 ) | 1 | 1 |  | 3 | 2 |  | 6
| Head room | 1 | 1 |  | 3 | 3 |  | 9
| H/R SS bottom | 1 | 1 |  | 3.6 | 0.9 |  | 3.24
NABARD CLASS ROOMS - 20 CLASS ROOMS & 2 LABS
White wash
| Class rooms | 20 | 1 |  | 6.9 | 6.35 |  | 876.3
| Computer and science labs | 1 | 2 |  | 13.75 | 6.17 |  | 169.68
| GF Verandah | 1 | 1 |  | 64.24 | 2 |  | 128.48
| FF & SF Verandah | 2 | 1 |  | 53.9 | 2 |  | 215.6
| Water tank bottom | 1 | 1 |  | 6.9 | 3.9 |  | 26.91
| Water tank beam inner alround | 1 | 1 |  | 19 |  | 0.32 | 6.08
| Water tank inner alround | 1 | 1 |  | 19 |  | 1.2 | 22.8
| Water tank cover slab bottom | 1 | 1 |  | 6.35 | 3.15 |  | 20
| SS bottoom | 1 | 42 | 1 | 2.26 | 0.6 |  | 56.95
| SS bottoom | 1 | 42 | 1 | 1.66 | 0.6 |  | 41.83
| Head room | 1 | 1 |  | 6.7 | 4.27 |  | 28.61
| LEFT SIDE STAIR CASE | [6 empty] | 0
| Landing slab bottom | 1 | 2 |  | 3.8 | 1.75 |  | 13.3
| s/c slab bottom | 1 | 1 |  | 3.8 | 6.7 |  | 25.46
| Flight waist slab bottom | 1 | 4 |  | 3.4 | 1.8 |  | 24.48
| s/c slab beam sides | 2 | 2 | 2 | 3.8 |  | 0.3 | 9.12
| RIGHT SIDE STAIR CASE | [6 empty] | 0
| Landing slab bottom | 1 | 3 |  | 3.8 | 1.75 |  | 19.95
| s/c slab bottom | 1 | 1 |  | 3.8 | 6.7 |  | 25.46
| Flight waist slab bottom | 1 | 6 |  | 3.4 | 1.8 |  | 36.72
| s/c slab beam sides | 1 | 3 | 4 | 3.8 |  | 0.3 | 13.68
| Com. & Sci.Lab working table bottom | 2 | 2 |  | 10.25 | 0.6 |  | 24.6
| Sci.Lab working table bottom | 1 | 3 |  | 3 | 2 |  | 18
GIRLS TOILET - 5 NOS.
| Size: 15.4 m x 3.71m | 1 | 6 |  | 15.4 | 3.71 |  | 342.804
Physically challenged Girls Toilet
| Size : 3.65 x 2.30 = 8.39 m2 | 1 | 1 |  | 3.65 | 2.3 |  | 8.395
Canteen
| Size:8.50 x 6.15 m | 1 | 1 |  | 8.5 | 6.15 |  | 52.275
| Compound wall alround - bothsides | 1 | 2 |  | 480.56 |  | 1.6 | 1537.792
| Compound wall alround - top | 1 | 1 |  | 480.56 | 0.25 |  | 120.14
7688.576
22 | Painting the old walls with two coat of approved best Exterial Emulsion paint in addition to one coat of approved primer cement paint over cement plastered wall surfaces and ceiling including cost of cement paints, putty, brushes, watering, curing, etc
BOTANY & CHEMISTRY LAB
EXTERIOR EMULSION
| Outter alround (28.20 x 10.45 m ) | 1 | 1 |  | 77.3 |  | 4.45 | 343.99
| D/F windows | -1 | 17 |  | 1.5 |  | 1.3 | -33.15
| A/F window jambs alround | 1 | 17 |  | 5.6 | 0.2 |  | 19.04
| D/F Doors | -1 | 1 |  | 2.2 |  | 2.1 | -4.62
| A/F Door jambs 3sides alround | 1 | 1 |  | 6.4 | 0.25 |  | 1.6
| Parapet wall inner alround | 1 | 1 |  | 73.1 |  | 1 | 73.1
| Parapet wall top alround | 1 | 1 |  | 73.6 | 0.25 |  | 18.4
| SS top | 1 | 2 |  | 28.2 | 0.65 |  | 36.66
| SS top | 1 | 2 |  | 2 | 0.65 |  | 2.6
| SS sides | 1 | 4 | 2 | 0.75 |  | 0.1 | 0.6
CONFERENCE HALL
EXTERIOR EMULSION
| Outter alround (20.00 x 6.50 m = 53.00 m ) | 1 | 1 |  | 53 |  | 4.45 | 235.85
| D/F windows | -1 | 9 |  | 1.2 |  | 1.35 | -14.58
| A/F window jambs alround | 1 | 9 |  | 5.1 | 0.05 |  | 2.3
| D/F Doors | -1 | 3 |  | 1.2 |  | 2.1 | -7.56
| A/F Door jambs 3sides alround | 1 | 3 |  | 5.6 | 0.15 |  | 2.52
| Parapet wall inner alround ( 19.50 x 6.00 m ) | 1 | 1 |  | 51 |  | 0.45 | 22.95
| Parapet wall top alround | 1 | 1 |  | 51.5 | 0.25 |  | 12.88
| SS top | 1 | 12 |  | 1.7 | 0.6 |  | 12.24
| SS sides | 1 | 12 | 2 | 0.6 |  | 0.1 | 1.44
LIBRARY
EXTERIOR EMULSION
| Outter alround (22.00 x 6.80 m = m ) | 1 | 1 |  | 57.6 |  | 4 | 227.52
| D/F windows | -1 | 9 |  | 1.2 |  | 1.4 | -14.58
| A/F window jambs alround | 1 | 9 |  | 5.1 | 0.1 |  | 2.3
| D/F Doors | -1 | 3 |  | 1.2 |  | 2.1 | -7.56
| A/F Door jambs 3sides alround | 1 | 3 |  | 5.6 | 0.2 |  | 2.52
| Parapet wall inner alround ( 19.50 x 6.00 m ) | 1 | 1 |  | 51 |  | 0.5 | 22.95
| Parapet wall top alround | 1 | 1 |  | 51.5 | 0.3 |  | 12.88
| SS top | 1 | 12 |  | 1.7 | 0.6 |  | 12.24
| SS sides | 1 | 12 | 2 | 0.6 |  | 0.1 | 1.44
SSA BUILDINGS - CLASS ROOMS GF - 3NOS. - FF - 2 NOS.
EXTERIOR EMULSION
| Outter alround ( 23.82 x 9.40 m ) | 1 | 1 |  | 66.44 |  | 6.95 | 461.76
| D/F windows | -2 | 6 |  | 1.15 |  | 1.15 | -15.87
| A/F window jambs alround | 2 | 6 |  | 4.6 | 0.25 |  | 13.8
| GROUND FLOOR - VERANDAH | [6 empty] | 0
| D/F side opening | -1 | 2 |  | 1.9 |  | 1.2 | -4.56
| A/F side opening jambs alround | 1 | 2 |  | 6.2 | 0.26 |  | 3.22
| D/F Front opening | -1 | 7 |  | 3.12 |  | 2.05 | -44.7
| A/F Front opening jambs | 1 | 7 |  | 10.34 | 0.26 |  | 18.82
| FIRST FLOOR - VERANDAH | [6 empty] | 0
| D/F side opening | -1 | 2 |  | 1.9 |  | 1.3 | -4.94
| A/F side opening jambs alround | 1 | 2 |  | 6.4 | 0.26 |  | 3.33
| D/F Front opening | -1 | 7 |  | 3.25 |  | 1.3 | -29.58
| A/F Front opening jambs | 1 | 7 |  | 9.1 | 0.26 |  | 16.56
| H/R Outter alround ( 4.25 + 2.95 m ) x 2 | 1 | 1 |  | 14.4 | ` | (2.70 + 3.05 )/2 | 41.4
| D/F Door | -1 | 1 |  | 0.95 |  | 2.1 | -2
| A/F Door jambs | 1 | 1 |  | 6.1 | 0.25 |  | 1.53
| Parapet wall inner alround ( 23.32 x 8.90 ) | 1 | 1 |  | 64.44 |  | 0.45 | 29
| Parapet wall top alround | 1 | 1 |  | 69.44 | 0.25 |  | 17.36
| SS top | 2 | 6 |  | 1.65 | 0.6 |  | 11.88
| SS sides | 2 | 6 | 2 | .0.60 |  | 0.1 | 2.4
| parapet col. Alround | 1 | 5 |  | 1.4 |  | 0.45 | 3.15
| parapet col. Alround | 1 | 16 |  | 1.4 |  | 0.3 | 6.72
| Col. Top | 1 | 21 |  | 0.45 | 0.25 |  | 2.36
SSA BUILDING - GF - CLASS ROOMS - 2 NOS.
EXTERIOR EMULSION PAINTING
| Outter alround ( 14.50 x 9.20 m ) | 1 | 1 |  | 47.4 |  | 4.35 | 206.19
| D/F windows | -1 | 4 |  | 1.2 |  | 1.3 | -6.24
| A/F window jambs alround | 1 | 4 |  | 5 | 0.1 |  | 2
| D/F Verndah front opening | -1 | 4 |  | 3.25 |  | 2.1 | -27.3
| D/F Verndah side opening | -1 | 1 |  | 1.7 |  | 2.1 | -3.57
| Parapet wall inner alround (13.90 X 8.60 M ) | 1 | 1 |  | 45 |  | 0.45 | 20.25
| Parapet wall top alround | 1 | 1 |  | 46.2 | 0.3 |  | 13.86
| SS top | 1 | 4 |  | 1.7 | 0.45 |  | 3.06
| SS sides | 1 | 4 | 2 | 0.45 |  | 0.1 | 0.36
SSA BUILDINGS - CLASS ROOMS GF - 3NOS. - FF - 3 NOS.
EXTERIOR EMULSION
| Outter alround ( 23.00 x 7.50 m ) = 61.00 | 1 | 1 |  | 61 |  | 7.05 | 430.05
| D/F windows | -1 | 7 |  | 1.3 |  | 1.4 | -12.74
| A/F window jambs alround | 1 | 7 |  | 5.4 | 0.25 |  | 9.45
| GF - Verandah | [6 empty] | 0
| D/F side opening | -1 | 1 |  | 1.2 |  | 2.13 | -2.56
| A/F side opening jambs alround | 1 | 1 |  | 6.66 | 0.3 |  | 2
| D/F Front opening | -1 | 1 |  | 20.2 |  | 2.13 | -43.03
| A/F Front opening jambs | 1 | 1 |  | 44.66 | 0.3 |  | 13.4
| FF - Verandah | [6 empty] | 0
| D/F side opening | -1 | 2 |  | 1.2 |  | 2.7 | -6.48
| A/F side opening jambs alround | 1 | 2 |  | 4.2 | 0.3 |  | 2.52
| D/F Front opening | -1 | 1 |  | 23 |  | 1.45 | -33.35
| A/F Front opening jambs | 1 | 2 |  | 23 | 0.12 |  | 5.52
| Parapet wall inner alround ( 22.50 X 7.00 ) = 59.00M | 1 | 1 |  | 59 |  | 0.35 | 20.65
| Parapet wall top alround ( 22.75 x 7.25 ) = 60 m | 1 | 1 |  | 60 | 0.25 |  | 15
| STAIR CASE | [6 empty] | 0
| S/C H/R Wall sides | 1 | 2 | 2 | 3 |  | 1 | 12
| Landing wall outter alround | 1 | 1 |  | 6 |  | 2.5 | 15
| Landing wall inner alround | 1 | 1 |  | 5.52 |  | 1 | 5.52
| wall sides - below waist slab | 1 | 2 | 2 | 3 |  | 0.6 | 7.2
| Passage wall sides | 2 | 2 | 2 | 2.05 |  | 1 | 16.4
| Landing support wall sides | 1 | 2 |  | 1.5 |  | 2.5 | 7.5
| Sunshade top | 2 | 7 |  | 1.8 | 0.6 |  | 15.12
| Sunshade sides | 2 | 7 | 2 | 0.6 |  | 0.1 | 1.68
SCOUT ROOM
EXTERIOR EMULSION
| Outter alround ( 8.45 + 9.15 m ) x 2 = 35.20 m | 1 | 1 |  | 35.2 |  | 4.1 | 144.32
| D/F windows | -1 | 2 |  | 1.8 |  | 1.2 | -4.32
| A/F window jambs alround | 1 | 2 |  | 6 | 0.25 |  | 3
| D/F Front Grill | 1 | 1 |  | 3.4 |  | 1.5 | 5.1
| D/F Door grill | -1 | 1 |  | 1 |  | 0.6 | -0.6
| D/F side Grill | -1 | 1 |  | 1.73 |  | 1.5 | -2.6
| D/F Ventilator | -1 | 2 |  | 0.8 |  | 0.6 | -0.96
| A/F Ventilator jambs alround | 1 | 2 |  | 2.8 | 0.2 |  | 1.12
| SS top | 1 | 2 |  | 2.3 | 0.6 |  | 2.76
| SS sides | 1 | 2 | 2 | 0.6 |  | 0.1 | 0.24
| Parapet wall inner alround ( 8.20 + 8.90 ) x 2 = 34.20 m | 1 | 1 |  | 34.2 |  | 0.3 | 10.26
| Parapet wall top alround ( 9.02 + 8.32 ) x 2 = 34.68 m | 1 | 1 |  | 34.68 | 0.12 |  | 4.16
NEET CLASS ROOM
EXTERIOR EMULSION
| Outter alround ( 8.45 + 14.35 m ) x 2 = 45.60 m | 1 | 1 |  | 45.6 |  | 7 | 319.2
| D/F windows | -1 | 8 |  | 1.15 |  | 1.35 | -12.42
| A/F window jambs alround | 1 | 8 |  | 5 | 0.15 |  | 6
GF - Verandah
| D/F side opening | -1 | 2 |  | 1.05 |  | 2.18 | -4.58
| A/F side opening jambs alround | 1 | 2 |  | 6.46 | 0.3 |  | 3.88
| D/F Front opening | -1 | 1 |  | 13.85 |  | 2.4 | -33.24
| A/F Front opening jambs | 1 | 1 |  | 32.5 | 0.3 |  | 9.75
| FF - Verandah | [6 empty] | 0
| D/F side opening | -1 | 1 |  | 1 |  | 1.25 | -1.25
| A/F side opening jambs alround | 1 | 1 |  | 4.5 | 0.3 |  | 1.35
| D/F Front opening | -1 | 1 |  | 13.85 |  | 1.6 | -22.16
| A/F Front opening jambs | 1 | 1 |  | 30.9 | 0.3 |  | 9.27
| S/Croom front side | 1 | 1 |  | 1.35 |  | 2 | 2.7
| D/F S/C Room Door | -1 | 1 |  | 1 |  | 1.9 | -1.9
| H/R wall sides | 1 | 2 |  | 5.5 |  | 1 | 11
| FF - s/c floor landing - parapet wall sides | 1 | 2 |  | 3 |  | 1.6 | 9.6
| s/c landing wall outter | 1 | 1 | 2 | 10 |  | 2.5 | 50
| SS top | 1 | 8 |  | 1.61 | 0.6 |  | 7.73
| SS sides | 1 | 8 | 2 | 0.6 |  | 0.1 | 0.96
| Parapet wall inner alround ( 8.20 + 13.85 ) x 2 = 44.10 m | 1 | 1 |  | 41.4 |  | 0.45 | 18.63
| Parapet wall top alround ( 9.02 + 8.32 ) x 2 = 34.68 m | 1 | 1 |  | 41.65 | 0.25 |  | 10.41
HEADMISTRESS & OFFICE BUILDING
EXTERIOR EMULSION
| Outter alround ( 28.65 + 9.20 m ) x 2 = 75.70 m , upto first floor parapet top | 1 | 1 |  | 75.7 |  | 7.4 | 560.18
| D/F windows | -1 | 17 |  | 1.45 |  | 1.25 | -30.81
| A/F window jambs alround | 1 | 17 |  | 5.4 | 0.15 |  | 13.77
| GF - Verandah | [6 empty] | 0
| D/F Verandah front opening | -1 | 8 |  | 2.9 |  | 2.1 | -48.72
| A/F Verandah front opening jambs alround | 1 | 8 |  | 10 | 0.25 |  | 20
| D/F Verandah side opening | -1 | 1 |  | 1.75 |  | 2.1 | -3.68
| A/F Verandah front opening jambs alround | 1 | 1 |  | 7.7 | 0.25 |  | 1.93
| FF - Verandah | [6 empty] | 0
| D/F Verandah front grill | 1 | 8 |  | 2.7 |  | 1.35 | 29.16
| A/F Verandah front grill jambs alround | 1 | 8 |  | 8.1 | 0.15 |  | 9.72
| D/F Verandah side grill | -1 | 1 |  | 1.45 |  | 1.35 | -1.96
| A/F Verandah Side grill jambs alround | 1 | 1 |  | 5.6 | 0.15 |  | 0.84
| D/F side Grill door | -1 | 1 |  | 1 |  | 2.1 | -2.1
| A/F Side grill door jambs alround | 1 | 1 |  | 6.2 | 0.15 |  | 0.93
0
| Outter alround ( 14.65 + 9.20 m ) x 2 = 47.70 m , From FF Top to SF Parapet wall top. | 1 | 1 |  | 47.7 |  | 3.6 | 171.72
| D/F windows | -1 | 5 |  | 1.45 |  | 1.25 | -9.06
| A/F window jambs alround | 1 | 5 |  | 5.4 | 0.15 |  | 4.05
| D/F side Grill | -1 | 1 |  | 1.75 |  | 1.3 | -2.28
| A/F Side grill jambs alround | 1 | 1 |  | 6.1 | 0.15 |  | 0.92
| D/F Verandah grill | -1 | 3 |  | 2.65 |  | 1.3 | -10.34
| A/F Verandah grill jambs alround | 1 | 1 |  | 7.9 | 0.15 |  | 1.19
| D/F Steel door | -1 | 1 |  | 1.3 |  | 1.9 | -2.47
| A/F Steel door jambs alround | 1 | 1 |  | 5.1 | 0.15 |  | 0.77
| FF - Parapet wall inner alround | 1 | 1 |  | 46 |  | 0.4 | 18.4
| FF - Parapet wall top alround | 1 | 1 |  | 46.5 | 0.25 |  | 11.63
| SF - Parapet wall inner alround | 1 | 1 |  | 37.3 |  | 0.4 | 14.92
| FF - Parapet wall top alround | 1 | 1 |  | 37.8 | 0.25 |  | 9.45
| H/R - Outter alround | 1 | 1 |  | 13.56 |  | 2.7 | 36.61
| H/R - Door | 1 | 1 |  | 9 |  | 1.8 | 16.2
| H/R - Door jambs alround | 1 | 1 |  | 5.4 | 0.15 |  | 0.81
| Water tank outter alround | 1 | 1 |  | 13.42 |  | 1.05 | 14.09
| Water tank top | 1 | 1 |  | 3.58 | 3.13 |  | 11.21
| H/R Parapet wall inner alround | 1 | 1 |  | 12.6 |  | 0.3 | 3.78
| H/R Parapet wall top alround | 1 | 1 |  | 12.84 |  | 0.12 | 1.54
| ss - top | 1 | 22 |  | 1.91 | 0.6 |  | 25.21
| ss - sides | 1 | 22 | 2 | 0.6 |  | 0.1 | 2.64
| H/R - SS -Top | 1 | 1 |  | 3.6 | 0.9 |  | 3.24
| H/R - SS - sides | 1 | 1 | 2 | 0.9 |  | 0.1 | 0.18
PRIMERY SCHOOL TOILET
EMULSION PAINTING
| Front and rear wall outter | 1 | 2 |  | 16.45 |  | 3.2 | 105.28
| D/F Wooden grill | -1 | 2 | 4 | 1.95 |  | 1.65 | -25.74
| A/F Grill jambs alround | 1 | 2 | 4 | 7.2 | 0.2 |  | 11.52
| D/F Grill door | -1 | 2 | 1 | 1.55 |  | 3 | -9.3
| A /F Grill door jambs alround | 1 | 2 | 1 | 9.1 | 0.7 |  | 12.74
| D/F Opening | -1 | 2 | 1 | 1.55 |  | 3 | -9.3
| A /F Opening jambs alround | 1 | 2 | 1 | 9.1 | 0.7 |  | 12.74
| A/F Column sides | 2 | 6 | 2 | 3 | 0.3 |  | 21.6
| Side walls outter | 2 | 1 |  | 13.05 |  | 7 | 182.7
| col. Sides | 2 | 2 | 2 | 0.3 |  | 7 | 16.8
MEETING HALL
2 | EXTERIOR EMULSION PAINTING
| Outter alround ( 31.80 + 9.15) x 2 = 81.90 m | 1 | 1 |  | 81.9 |  | 11.1 | 909.09
| Ground floor verandah front opening | [6 empty] | 0
| D/F Verndah front opening | -1 | 9 |  | 3.25 |  | 2.1 | -61.43
| D/F Verndah side opening | -1 | 2 |  | 1.75 |  | 2.1 | -7.35
| D/F Rear windows | -3 | 8 |  | 1.45 |  | 1.3 | -45.24
| D/F S/C Rear windows | -1 | 3 |  | 1.45 |  | 1.3 | -5.66
| FIRST FLOOR and SECOND FLOOR - VERANDAH | [6 empty] | 0
| D/F Verndah front opening | -2 | 9 |  | 3.25 |  | 1.3 | -76.05
| D/F Verandah side openings | -2 | 2 |  | 1.75 |  | 1.3 | -9.1
| HEAD ROOM | [6 empty] | 0
| Outter alround ( 6.90 + 3.50 ) x 2 = 20.80 m | 1 | 1 |  | 20.8 |  | 2.78 | 57.82
| D/F H/R Door | -1 | 1 |  | 0.9 |  | 2.1 | -1.89
| H/R Parapet wall inner alround | 1 | 1 |  | 17.6 |  | 0.45 | 7.92
| H/R Parapet wall top alround | 1 | 1 |  | 18.6 | 0.25 |  | 4.65
| Parapet wall inner alround ( 31.30 + 8.40 ) x 2 = 79.40 m ) | 1 | 1 |  | 79.4 |  | 0.6 | 47.64
| Parapet wall Top( 31.55 + 8.65) x 2 = 80.40 m ) | 1 | 1 |  | 80.4 | 0.25 |  | 20.1
| Verandah front side SS Top | 3 | 9 |  | 3.255 | 0.45 |  | 39.55
| Verandah front side SS sides | 3 | 9 | 2 | 0.45 |  | 0.1 | 2.43
| Verandah side SS Top | 3 | 2 |  | 1.75 | 0.45 |  | 4.73
| Verandah side SS sides | 3 | 2 | 2 | 0.45 |  | 0.1 | 0.54
| Head room door ss top | 1 | 1 |  | 1.75 | 0.45 |  | 0.79
| Head room door ss sides | 1 | 1 | 2 | 1.75 |  | 0.1 | 0.35
| Rear side SS Top | 3 | 9 |  | 1.95 | 0.45 |  | 23.69
| Rear side SS Sides | 3 | 9 | 2 | 0.45 | 0.1 |  | 2.43
RO PLANT AND STAFF ROOM
2 | EXTERIOR EMULSION PAINTING
| Outter Alround ( 32.85 X 8.73 M ) | 1 | 1 |  | 83.16 |  | 4.3 | 357.59
| D/F Rear windows | -4 | 2 |  | 1.35 |  | 1.95 | -21.06
| A/F Rear window jambs alround | 4 | 2 |  | 6.6 | 0.15 |  | 7.92
| staff room rear window | 1 | 1 |  | 1.35 |  | 1.95 | 2.63
| A/F Rear window jambs alround | 1 | 1 |  | 6.6 | 0.15 |  | 0.99
| D/F verandah front opening | -1 | 9 |  | 3.2 |  | 2.68 | -77.18
| D/F Verndah side opening | -1 | 2 |  | 1.66 |  | 2.68 | -8.9
| Parapet wall inner alround ( 32.35 x 8.23 ) | 1 | 1 |  | 81.16 |  | 0.4 | 32.46
| Parapet wall top alround | 1 | 1 |  | 82.16 | 0.25 |  | 20.54
| water tank outter alround ( 3.3 x 3.5 ) | 1 | 1 |  | 13.6 |  | 1.45 | 19.72
| water tank top | 1 | 1 |  | 3.3 | 3.5 |  | 11.55
| ss top | 1 | 9 |  | 1.85 | 0.6 |  | 9.99
| ss sides | 1 | 9 | 2 | 0.6 | 0.1 |  | 1.08
ZOOLOGY & PHYSICS LAB
EXTERIOR EMULSION
| Outter alround ( 19.10 x 7.05 m ) | 1 | 1 |  | 52.3 |  | 8.5 | 444.55
| D/F windows | -1 | 14 |  | 1.2 |  | 1.5 | -25.2
| A/F window jambs alround | 1 | 14 |  | 5.4 | 0.2 |  | 15.12
| D/F Ventilators | 1 | 4 |  | 1.2 |  | 0.6 | 2.88
| A/F Ventilator jambs alround | 1 | 4 |  | 3.6 | 0.25 |  | 3.6
| D/F Doors | -1 | 1 |  | 1.2 |  | 2.3 | -2.76
| A/F Door jambs 3sides alround | 1 | 1 |  | 5.8 | 0.25 |  | 1.45
| Parapet wall inner alround | 1 | 1 |  | 50.36 |  | 0.6 | 30.22
| Parapet wall top alround | 1 | 1 |  | 51.32 | 0.25 |  | 12.83
| SS top | 1 | 2 |  | 16.24 | 0.75 |  | 24.36
| SS top | 1 | 2 |  | 1.75 | 0.75 |  | 2.63
| SS sides | 1 | 4 | 2 | 0.75 |  | 0.1 | 0.6
RECORD ROOM
EXTERIOR EMULSION PAINTING
| Outter alround ( 14.25 x 9.15 m ) | 1 | 1 |  | 46.8 |  | 4.2 | 196.56
| D/F windows | -1 | 4 |  | 1.2 |  | 1.3 | -6.24
| A/F window jambs alround | 1 | 4 |  | 5 | 0.1 |  | 2
| D/F Verndah front opening | -1 | 4 |  | 3.2 |  | 2.1 | -26.88
| A/F Verndah front opening Jambs alround | 1 | 4 |  | 10.6 | 0.25 |  | 10.6
| D/F Verndah side opening | -1 | 2 |  | 1.75 |  | 2.1 | -7.35
| A/F Verndah side opening Jambs alround | 1 | 2 |  | 7.7 | 0.25 |  | 3.85
| Parapet wall inner alround (13.75 X 6.65 M ) | 1 | 1 |  | 40.8 |  | 0.45 | 18.36
| Parapet wall top alround | 1 | 1 |  | 41.8 | 0.25 |  | 10.45
| SS top | 1 | 4 |  | 3.2 | 0.45 |  | 5.76
| SS top | 1 | 4 |  | 1.7 | 0.45 |  | 3.06
| SS sides | 1 | 8 | 2 | 0.45 |  | 0.1 | 0.72
NABARD CLASS ROOMS - 20 CLASS ROOMS & 2 LABS
6 | Outter painting
| Building outter alround | 1 | 1 |  | 148.5 |  | 11.6 | 1722.6
| GF - VERANDAH | [6 empty] | 0
| D/F side opening | -1 | 2 |  | 2 |  | 2.1 | -8.4
| A/F side opening jambs alround | 1 | 2 |  | 6.2 | 0.35 |  | 4.34
| D/F Front opening | -1 | 18 |  | 3.2 |  | 2.1 | -120.96
| A/F Front opening jambs | 1 | 18 |  | 10.6 | 0.34 |  | 64.87
| FF - VERANDAH | [6 empty] | 0
| D/F side opening | -1 | 1 |  | 2 |  | 1.3 | -2.6
| A/F side opening jambs alround | 1 | 1 |  | 6.6 | 0.25 |  | 1.65
| D/F Front opening | -1 | 15 |  | 3.18 |  | 1.07 | -51.04
| A/F Front opening jambs | 1 | 15 |  | 8.86 | 0.3 |  | 39.87
| D/F Addi.Front opening | -1 | 15 | 2 | 1 |  | 0.2 | -6
| A/F Addi. Front opening sides | 1 | 15 | 2 | 0.3 |  | 0.2 | 1.8
| D/F Side opening door | -1 | 1 |  | 1 |  | 1.9 | -1.9
| A/F side opening door jambs alround | 1 | 1 |  | 5.8 | 0.2 |  | 1.16
SF - VERANDAH
| D/F side opening | -1 | 2 |  | 2 |  | 1.3 | -5.2
| A/F side opening jambs alround | 1 | 2 |  | 6.6 | 0.25 |  | 3.3
| D/F Front opening | -1 | 15 |  | 3.18 |  | 1.07 | -51.04
| A/F Front opening jambs | 1 | 15 |  | 8.86 | 0.3 |  | 39.87
| D/F Addi.Front opening | -1 | 15 | 2 | 1 |  | 0.2 | -6
| A/F Addi. Front opening sides | 1 | 15 | 2 | 0.3 |  | 0.2 | 1.8
| Front side - parapet wall Sides | 1 | 1 | 2 | 3.2 |  | 0.7 | 4.48
| Front side - parapet wall Sides | 1 | 1 | 2 | 2.75 |  | 0.98 | 5.39
| Front side - parapet wall Sides | 1 | 1 | 2 | 2.2 |  | 0.4 | 1.76
| Front side - parapet wall Sides | 1 | 1 | 2 | 2.61 |  | 1 | 5.22
| Front side - parapet wall Sides | 1 | 1 | 2 | 4.48 |  | 0.65 | 5.82
| Front side - parapet wall Sides | 1 | 1 | 2 | 1.83 |  | 0.95 | 3.48
| Front side - parapet wall Sides | 1 | 1 | 2 | 4.47 |  | 0.7 | 6.26
| Front side - parapet wall Sides | 1 | 1 | 2 | 2.6 |  | 0.97 | 5.04
| Front side - parapet wall Sides | 1 | 1 | 2 | 2.24 |  | 0.4 | 1.79
| Front side - parapet wall Sides | 1 | 1 | 2 | 2.55 |  | 0.96 | 4.9
| Front side - parapet wall Sides | 1 | 1 | 2 | 6.95 |  | 0.68 | 9.45
| Front side - parapet wall Sides | 1 | 1 | 2 | 6.95 |  | 0.68 | 9.45
| Front side - parapet wall Sides | 1 | 1 | 2 | 2.75 |  | 1 | 5.5
| Front side - parapet wall Sides | 1 | 1 | 2 | 2.08 |  | 0.42 | 1.75
| Front side - parapet wall Sides | 1 | 1 | 2 | 3.27 |  | 0.92 | 6.02
| Front side - parapet wall Sides | 1 | 1 | 2 | 4.15 |  | 0.62 | 5.15
| Front side - parapet wall Sides | 1 | 1 | 2 | 1.85 |  | 0.95 | 3.52
| Front side - parapet wall Sides | 1 | 1 | 2 | 4.3 |  | 0.6 | 5.16
| Front side - parapet wall Sides | 1 | 1 | 2 | 2.25 |  | 1.25 | 5.63
| Front side - parapet wall Sides | 1 | 1 | 2 | 2.52 |  | 0.94 | 4.74
| Front side - parapet wall Sides | 1 | 1 | 2 | 2.22 |  | 0.37 | 1.64
| Front side - parapet wall Sides | 1 | 1 | 2 | 2.28 |  | 0.92 | 4.2
| Parapet wall inner alround (60.82 +8.70) x 2 = 139.04 m | 1 | 1 |  | 139.04 |  | 0.7 | 97.33
| Parapet wall top alround | 1 | 1 |  | 139.96 | 0.23 |  | 32.19
| water tank outter alround | 1 | 1 |  | 21.6 |  | 1.76 | 38.02
| water tank top | 1 | 1 |  | 6.9 | 3.9 |  | 26.91
| water tank col.alround | 1 | 4 |  | 0.45 |  | 1.6 | 2.88
| HEAD ROOM | [6 empty] | 0
| Otter alround | 1 | 1 |  | 22.94 |  | 2.6 | 59.64
| D/F Door | -1 | 1 |  | 0.9 |  | 1.9 | -1.71
| A/F Door jambs alround | 1 | 1 |  | 4.7 | 0.09 |  | 0.42
| SS Top & bot. | 1 | 2 |  | 1.48 | 0.73 |  | 2.16
| H/R SS Sides | 1 | 2 |  | 0.73 | (0.11 + 0.20) /2 |  | 1.46
| H/R parapet top alround | 1 | 1 |  | 22.02 | 0.25 |  | 5.51
FIRST FLOOR - OPEN TERRACE
| Parapet inner alround | 1 | 1 |  | 24.56 |  | 0.52 | 12.77
| D/F Door | -1 | 1 |  | 0.9 |  | 0.52 | -0.47
| Parapet wall top alround | 1 | 1 |  | 12.51 | 0.28 |  | 3.5
| Elevation pillar sides | 4 | 2 |  | 0.27 |  | 0.2 | 0.43
| Elevation pillar front and rear | 3 | 2 |  | 1.2 |  | 0.2 | 1.44
| Elevation pillar front | 1 | 2 |  | 0.43 |  | 0.2 | 0.17
| Building Rt.side outter - step | [6 empty] | 0
| step | 1 | 2 |  | 2.3 | 0.45 |  | 2.07
| step - sides | 1 | 2 |  | 0.6 |  | 0.15 | 0.18
| step - sides | 1 | 2 |  | 0.3 |  | 0.15 | 0.09
| wash basin - support wall sides | 1 | 4 | 2 | 0.4 |  | 0.5 | 1.6
| wash basin - bottom | 1 | 1 |  | 5 | 0.4 |  | 2
| Building front left side - steps | [6 empty] | 0
| Front step | 1 | 1 |  | 3.95 | 0.45 |  | 1.78
| Step sides | 1 | 2 |  | 1.5 |  | 0.25 | 0.75
| Step sides | 1 | 2 |  | 1.2 |  | 0.15 | 0.36
| Step sides | 1 | 2 |  | 0.9 |  | 0.15 | 0.27
| Step sides | 1 | 2 |  | 0.6 |  | 0.15 | 0.18
| Step sides | 1 | 2 |  | 0.3 |  | 0.15 | 0.09
| Building middle front - steps | [6 empty] | 0
| Step sides | 1 | 2 |  | 1.2 |  | 0.35 | 0.84
| Step sides | 1 | 2 |  | 0.9 |  | 0.15 | 0.27
| Step sides | 1 | 2 |  | 0.6 |  | 0.15 | 0.18
| Step sides | 1 | 2 |  | 0.3 |  | 0.15 | 0.09
| Building front right side - steps | [6 empty] | 0
| 1st Step sides | 1 | 2 |  | 0.2 | 0.3 |  | 0.12
| 2 nd Step sides | 1 | 2 |  | 0.3 | 0.3 |  | 0.18
| 3rd Step sides | 1 | 2 |  | 0.45 | 0.3 |  | 0.27
| 4th Step sides | 1 | 2 |  | 0.6 | 0.3 |  | 0.36
| 5th Step sides | 1 | 1 |  | 0.75 | 0.3 |  | 0.23
| Ramp front side | 1 | 1 |  | 7.6 |  | (0.1 + 0.75) /2 | 3.23
| Building front pp top | 1 | 1 |  | 60 | 0.75 |  | 45
GIRLS TOILET - 5 NOS.
SIDE WALLS
wall sides ( 2 x 2 - 6 x - x 1.70 m = 40.80m2
wall Top ( 1x 2 - 6 x - x 0.23 m = 2.76 m2
| Face ( 2 x 2 - 0.23 x - x 1.70 m 1.56 m2 | 1 | 1 |  |  |  |  | 45.12
CANTEEN
| Inner alround | 1 | 2 |  | 29.7 |  | 2.7 | 160.38
| D/F Opening | -1 | 1 |  | 3 |  | 2.1 | -6.3
PHYSICALLY HANDICAPPED TOILET
| Inner alround | 1 | 2 |  | 11.9 |  | 2.7 | 64.26
| D/F Opening | -1 | 1 |  | 0.9 |  | 2.1 | -1.89
BOYS TOILET
| Inner alround | 1 | 2 |  | 32 |  | 2.7 | 172.8
| D/F Opening | -1 | 5 |  | 0.9 |  | 2.1 | -9.45
GIRLS AND STAFF TOILET
| Inner alround | 1 | 6 | 2 | 32 |  | 3 | 1152
| D/F Opening | -1 | 5 | 6 | 0.75 |  | 2.1 | -47.25
AUDITORIUM
| Outter alround | 1 | 1 |  | 41 |  | 5.5 | 225.5
| D/F Front opening | -1 | 1 |  | 9.25 |  | 3.3 | -30.525
| D/F steel door | -1 | 2 |  | 0.8 |  | 2.1 | -3.36
| pump room outter alround | 1 | 1 |  | 20 |  | 3 | 60
| D/F steel door | -1 | 1 |  | 1 |  | 2.1 | -2.1
| Top alround | 1 | 1 |  | (3.14x3x3)/4 |  |  | 7.07
[7 empty] | Total | 9804.215
23 | Painting the old Iron work and other similar works such as PVC /ASTM Pipes, Kerb Stone and grills with one coats of approved first class synthetic enamel ready mixed paint of approved quality and brand, the paint should be supplied by the contractor at his own cost.
MEETING HALL
GROUND FLOOR
| Door | 1 | 4 |  | 1.2 | 2 | 2.1 | 20.16
| Front windows | 1 | 4 |  | 1.25 | 2 | 1.3 | 13
| Rear windows | 1 | 8 |  | 1.45 | 2 | 1.3 | 30.16
FIRST FLOOR and SECOND FLOOR - CLASS ROOM
| D/F Door | 2 | 4 |  | 1.2 | 2 | 2.1 | 40.32
| D/F Front windows | 2 | 4 |  | 1.25 | 2 | 1.3 | 26
| D/F Rear windows | 2 | 8 |  | 1.45 | 2 | 1.3 | 60.32
| D/F Head room door | 1 | 1 |  | 0.9 | 2 | 2.1 | 3.78
| D/F Head room window | 1 | 1 |  | 1.45 | 2 | 1.3 | 3.77
RO PLANT AND STAFF ROOM
OLD IRON PAINTING
| PVC WATER TANK outter alround | 1 | 4 |  | 3.14 x 1.10 |  | 1 | 13.82
| Rain water pipe - 110 mm dia. | 1 | 5 |  | 3.14 X | 0.11 | 4 | 6.91
RECORD ROOM
Painting over old iron work
| Door | 1 | 2 |  | 1.2 | 2 | 2.1 | 10.08
| windows | 1 | 6 |  | 1.2 | 2 | 1.3 | 18.72
CONFERENCE HALL
PAINTING OVER OLD IRON WORK
| windows | 1 | 9 |  | 1.2 | 2 | 1.4 | 30.24
| Doors | 1 | 3 |  | 1.2 | 2 | 2.1 | 15.12
SSA BUILDINGS - CLASS ROOMS GF - 3NOS. - FF - 2 NOS.
PAINTING OVER OLD IRON WORKS
| Grond floor - class rooms doors | 1 | 3 |  | 1.2 | 2 | 2.1 | 15.12
| S/C Room door | 1 | 1 |  | 1 | 2 | 2.1 | 4.2
| S/C Side room door | 1 | 1 |  | 0.75 | 2 | 2 | 3
| FIRST FLOOR | [6 empty] | 0
| Class room door | 1 | 2 |  | 1.2 | 2 | 2.1 | 10.08
| Landing room door | 1 | 1 |  | 0.9 | 2 | 2.8 | 5.04
| H/F Door | 1 | 1 |  | 0.95 | 2 | 2.1 | 3.99
| window | 1 | 10 |  | 1.15 | 2 | 1.15 | 26.45
SSA BUILDING - GF - CLASS ROOMS - 2 NOS.
Painting over old iron work
| Door | 1 | 2 |  | 1.2 | 2 | 2.1 | 10.08
| windows | 1 | 6 |  | 1.2 | 2 | 1.3 | 18.72
SSA BUILDINGS - CLASS ROOMS GF - 3NOS. - FF - 3 NOS.
PAINTING OVER OLD IRON WORKS
| Grond floor - class rooms doors and toilet room door | 1 | 4 |  | 1.2 | 2 | 2.1 | 20.16
| First floor - class rooms doors and toilet room door | 1 | 4 |  | 1.2 | 2 | 2.1 | 20.16
| Window | 2 | 3 | 3 | 1.3 | 2 | 1.4 | 65.52
| GF- toilet room window and FF - Store room window | 2 | 1 |  | 1.3 | 2 | 1.4 | 7.28
SCOUT ROOM
Painting over old iron work
| Door grill | 1 | 1 |  | 1 | 2 | 0.6 | 1.2
| Front Grill | 1 | 1 |  | 3.4 | 2 | 1.5 | 10.2
| side Grill | 1 | 1 |  | 1.73 | 2 | 1.5 | 5.19
| ventilator | 1 | 1 |  | 0.75 | 2 | 0.6 | 0.9
NEET CLASS ROOM
Painting over old iron work
| Door | 1 | 4 |  | 1.15 | 2 | 2.1 | 19.32
| window | 1 | 12 |  | 1.15 | 2 | 1.3 | 35.88
| S/C Room door | 1 | 1 |  | 1 | 2 | 1.9 | 3.8
HEADMISTRESS & OFFICE BUILDING
Painting over old iron work
SECOND FLOOR
| Steel window | 1 | 4 |  | 1.45 | 2 | 1.25 | 14.5
| Door | 1 | 1 |  | 1.2 | 2 | 2.1 | 5.04
| Steel Door | 1 | 1 |  | 0.9 | 2 | 2.1 | 3.78
| side Grill | 1 | 1 |  | 1.75 | 2 | 1.3 | 4.55
| Verandah grill | 1 | 3 |  | 2.65 | 2 | 1.3 | 20.67
| ATAL LAB - STORE ROOM |  |  |  |  | 2 |  | 2
| window | 1 | 1 |  | 1.45 | 2 | 1.25 | 3.625
| Terrace door | 1 | 1 |  | 1.3 | 2 | 1.9 | 4.94
| side Grill | 1 | 1 |  | 1.75 | 2 | 1.3 | 4.55
| Verandah grill | 1 | 3 |  | 2.65 | 2 | 1.3 | 20.67
| FIRST FLOOR | [6 empty] | 0
| CLASS ROOM | [6 empty] | 0
| window | 1 | 4 |  | 1.45 | 2 | 1.25 | 14.5
| Steel Door | 1 | 1 |  | 1.2 | 2 | 2.1 | 5.04
| STORE ROOM | [6 empty] | 0
| window | 1 | 1 |  | 1.45 | 2 | 1.25 | 3.625
| Steel Door | 1 | 1 |  | 0.9 | 2 | 2.1 | 3.78
| VOCATION LAB |  |  |  |  | 2 |  | 2
| window | 1 | 6 |  | 1.45 | 2 | 1.25 | 21.75
| Steel Door | 1 | 1 |  | 1.2 | 2 | 2.1 | 5.04
| Verandah front grill | 1 | 8 |  | 2.7 | 2 | 1.35 | 58.32
| Steel Door | 1 | 2 |  | 1.2 | 2 | 2.1 | 10.08
| side Grill door | 1 | 1 |  | 1 | 2 | 2.1 | 4.2
| Verandah side grill | 1 | 1 |  | 1.45 | 2 | 1.35 | 3.915
| window | 1 | 2 |  | 1.45 | 2 | 1.25 | 7.25
| GROUND FLOOR | [6 empty] | 0
| STAFF ROOM | [6 empty] | 0
| window | 1 | 5 |  | 1.45 | 2 | 1.25 | 18.125
| Door | 1 | 2 |  | 1.2 | 2 | 2.1 | 10.08
| Steel Door | 1 | 1 |  | 0.9 | 2 | 2.1 | 3.78
| STORE ROOM |  |  |  |  | 2 |  | 2
| window | 1 | 1 |  | 1.45 | 2 | 1.25 | 3.625
| Steel Door | 1 | 1 |  | 0.9 | 2 | 2.1 | 3.78
| HEADMISTRESS & ADMIN ROOM |  |  |  |  | 2 |  | 2
| window | 1 | 6 |  | 1.45 | 2 | 1.25 | 21.75
PRIMERY SCHOOL TOILET
| Grill door | 1 | 2 | 1 | 1.55 | 2 | 3 | 18.6
LIBRARY
PAINTING OVER OLD IRON WORK
| Doors | 1 | 3 |  | 1.2 | 2 | 2.1 | 15.12
| Front side grills | 1 | 1 |  | 15 | 1 | 1 | 15
NABARD CLASS ROOMS - 20 CLASS ROOMS & 2 LABS
Painting old Iron works
CLASS ROOM
| Door | 20 | 1 |  | 1.2 | 2 | 2.1 | 100.8
| Door ( shutter sheet ) | 20 | 1 |  | 1.2 | 2 | 0.63 | 30.24
| Door ( shutter grill ) | 20 | 1 |  | 1.2 | 1 | 1.47 | 35.28
| Window | 20 | 2 |  | 1.8 | 2 | 1.3 | 187.2
| Lab Doors ( for sheet portion ) | 2 | 1 |  | 1.5 | 2 | 0.63 | 3.78
| Lab Doors ( for grill portion ) | 2 | 1 |  | 1.5 | 1 | 1.47 | 4.41
| Lab Window | 2 | 2 | 3 | 1.2 | 2 | 1.1 | 31.68
| Lab inner room door | 2 | 1 |  | 1 | 2 | 2.1 | 8.4
| Lab inner room window | 2 | 1 |  | 1.8 | 2 | 1.3 | 9.36
| H/R Door | 1 | 1 |  | 0.9 | 2 | 1.9 | 3.42
| FF Side opening door | 1 | 1 |  | 0.9 | 2 | 1.9 | 3.42
| S/C - Hand rail | 1 | 5 |  | 3.9 | 1 | 0.85 | 16.58
| S/C - Hand rail | 1 | 5 |  | 3.8 | 1 | 0.85 | 16.15
| S/C - GF Grill gate | 1 | 2 |  | 3.8 | 1 | 2.8 | 21.28
| Water tank ladder | 1 | 1 |  | 3.5 | 1 | 0.5 | 1.75
| Cable pipe - GI | 1 | 1 |  | 3.14 | 0.4 | 6 | 7.54
| GF - Verandah H/R grill | 1 | 1 |  | 9 | 1 | 0.9 | 8.1
| GF - Verandah H/R grill | 1 | 1 |  | 3 | 1 | 0.9 | 2.7
| 110 mm dia. Rain water pipe | 1 | 17 |  | 3.14 | 0.11 | 12 | 70.46
| 75 mm dia. - w/B waste pipe | 1 | 1 |  | 3.14 | 0.08 | 8 | 2.01
| 50 mm dia. Water line delivery pipe | 1 | 4 |  | 3.14 | 0.05 | 12.5 | 7.85
| 25 mm dia. Water line pipe | 1 | 1 |  | 3.14 | 0.03 | 6 | 0.57
BOYS TOILET
PAINTING OVER OLD IRON WORK
| Doors | 1 | 5 |  | 1 | 2 | 2.1 | 21
STAFF TOILET
PAINTING OVER OLD IRON WORK
| Doors | 1 | 8 |  | 1 | 2 | 2.1 | 33.6
SCOUT TOILET
PAINTING OVER OLD IRON WORK
| Doors | 1 | 4 |  | 1 | 2 | 2.1 | 16.8
CANTEEN
PAINTING OVER OLD IRON WORK
| Door shutter | 1 | 1 |  | 3 | 2 | 2.5 | 15
| Window | 1 | 1 |  | 1.2 | 2 | 1.35 | 3.24
PHYSICALLY HANDICAPPED TOILET
PAINTING OVER OLD IRON WORK
| Doors | 1 | 2 |  | 1.2 | 2 | 2.1 | 10.08
| H/ R Grill | 1 | 1 |  | 7 | 1 | 0.8 | 5.6
| H/ R Grill | 1 | 1 |  | 3 | 1 | 0.8 | 2.4
SCOUT TOILET
PAINTING OVER OLD IRON WORK
| Doors | 1 | 5 | 2 | 1.1 | 2 | 2.1 | 46.2
[7 empty] | Total | 1643.275
24 | Supplying and fixing of 4mm thick pin headed Glass panels with aluminium anodised ‘U’ shape beeding of size 12x12mm with 107 gram in average weight for 1m length with aluminium bolts and nuts for the shutters of the steel windows already supplied to suit all the size and as directed by the departmental officers.
| Library and others | 1 | 45 |  | 1.35 | 1.35 |  | 82.0125
[7 empty] | Total | 82.0125
25 | Supplying and fixing Mild Steel grills as per the design approved to verandah enclosure or gate including one coat of primer and labour for fixing in position etc.
MS Grills for verandah opening
Gate
Library
| Gate - 6 m x 1.80 m = 10.80 m2( 432 kg ) | 1 | 1 | 432 |  |  |  | 432
GIRLS TOILET - 5 NOS.
| Gate - 2 Nos. - ( 6 x 1.80 = 10.80 m2 ) - 432.00 kg. | 1 | 2 | 432 |  |  |  | 864
MEETING HALL
| S/C Gate - (3.00 x 2.90m = 8.70 m2 ) = 348 kg | 1 | 1 | 348 |  |  |  | 348
PTA BUILDING CLASSROOM
| S/C Gate 2.40 x 2.90 m = 6.96 m2 = 280 kg | 1 | 1 | 280 |  |  |  | 280
| RAMP SIDE - FRONT GATE - SIZE - 5.00 X 3.20M = 16M2 = 650 KG | 1 | 1 | 650 |  |  |  | 650
2574
26 | Painting the Old wood work with one coats of approved first class synthetic enamel ready mixed paint in addition to one coat of primer of approved quality and shade, the paint should be supplied
PAINTING OVER OLD WOOD WORK
| Windows | 1 | 13 |  | 1.35 | 2.6 | 1.95 | 88.9785
| D/F Doors | 1 | 5 |  | 1.35 | 2.6 | 2.75 | 48.2625
| class room C/B shutters | 4 | 5 |  | 0.6 | 2.6 | 1.97 | 61.464
| C/B Slabs | 4 | 5 | 3 | 0.5 | 2.6 | 0.26 | 20.28
ZOOLOGY & PHYSICS LAB
PAINTING OVER OLD WOOD WORK
| Doors | 1 | 3 |  | 1.2 | 2.6 | 2.3 | 21.528
| Ventilators | 2 | 2 |  | 1.2 | 2.6 | 0.6 | 7.488
BOTANY & CHEMISTRY LAB
PAINTING OVER OLD WOOD WORK
| windows | 1 | 17 |  | 1.5 | 2.6 | 1.3 | 86.19
| windows | 1 | 1 |  | 0.75 | 2.6 | 0.7 | 1.365
| Doors | 1 | 3 |  | 1.5 | 2.6 | 2.3 | 26.91
| Doors | 1 | 3 |  | 1 | 2.6 | 2.1 | 16.38
| Grill Doors | 1 | 1 |  | 2.2 | 2.6 | 2.1 | 12.012
SCOUT ROOM
PAINTING OVER OLD WOOD WORK
| windows | 1 | 2 |  | 1.8 | 2.6 | 1.35 | 12.636
| windows | 1 | 1 |  | 1.2 | 2.6 | 1.2 | 3.744
| Doors | 1 | 1 |  | 1.2 | 2.6 | 2.1 | 6.552
HEADMISTRESS & OFFICE BUILDING
Painting over old wood work
GROUND FLOOR
HEADMISTRESS & ADMIN ROOM
| Wooden Door | 1 | 2 |  | 1.2 |  | 2.1 | 5.04
PRIMERY SCHOOL TOILET
Painting over old wood work
| Wooden grill | 2 | 4 |  | 1.95 | 2.6 | 1.65 | 66.924
PRIMERY SCHOOL BUILDING
FIRST FLOOR
CLASS ROOMS
| Wooden Door | 1 | 4 | 1 | 1.2 | 2.6 | 2.3 | 28.704
| window | 1 | 2 | 3 | 1.2 | 2.6 | 1.8 | 33.696
RT.SIDE FRONT CLASS ROOMS
| Wooden Door | 1 | 2 | 1 | 1.2 | 2.6 | 2.3 | 14.352
| window | 1 | 1 | 4 | 1.2 | 2.6 | 1.8 | 22.464
| Glazed window | 1 | 1 | 3 | 1.2 | 2.6 | 1.8 | 16.848
LT.SIDE FRONT CLASS ROOMS
FIRST FLOOR
CLASS ROOMS
| Wooden Door | 1 | 2 |  | 1.2 | 2.6 | 2.3 | 14.352
| Glazed window | 1 | 5 |  | 1.2 | 2.6 | 1.8 | 28.08
RECORD ROOM
| Wooden Door | 1 | 1 |  | 1.2 | 2.6 | 2.3 | 7.176
| Glazed window | 1 | 1 |  | 2.1 | 2.6 | 1.8 | 9.828
GROUND FLOOR
CLASS ROOMS
| Wooden Door | 1 | 4 | 1 | 1.2 | 2.6 | 2.3 | 28.704
| Glazed window | 1 | 2 | 3 | 1.2 | 2.6 | 1.8 | 33.696
RT.SIDE FRONT CLASS ROOMS
| Wooden Door | 1 | 2 | 1 | 1.2 | 2.6 | 2.3 | 14.352
| Glazed window | 1 | 1 | 4 | 1.2 | 2.6 | 1.8 | 22.464
| Glazed window | 1 | 1 | 3 | 1.2 | 2.6 | 1.8 | 16.848
LT.SIDE FRONT CLASS ROOM & RECORD ROOM
| Wooden Door | 1 | 3 |  | 1.2 | 2.6 | 2.3 | 21.528
| Glazed window | 1 | 6 |  | 1.2 | 2.6 | 1.8 | 33.696
| Wooden window | 1 | 1 |  | 1.2 | 2.6 | 1.8 | 5.616
LOBBY
| Wooden Door | 1 | 2 |  | 1.2 | 2.6 | 2.3 | 14.352
GROUND FLOOR - VERANDAH
| window | 1 | 2 | 2 | 1.2 | 2.6 | 1.8 | 22.464
Front verandah
| Wooden Door | 1 | 3 |  | 1.2 | 2.6 | 2.3 | 21.528
| window | 1 | 2 |  | 1.2 | 2.6 | 1.8 | 11.232
FIRST FLOOR - VERANDAH
| Wooden Door | 1 | 2 | 3 | 1.2 | 2.6 | 2.3 | 43.056
| window | 1 | 2 | 2 | 1.2 | 2.6 | 1.8 | 22.464
FF - Front verandah
| Wooden Door | 1 | 4 |  | 1.2 | 2.6 | 2.3 | 28.704
| Glazed window | 1 | 1 |  | 1.2 | 2.6 | 1.8 | 5.616
S/C Inner opening
| Wooden window | 1 | 5 |  | 1.2 | 2.6 | 1.8 | 28.08
1035.654
27 | PAINTING NEW WOOD WORK
| Wooden Door | 1 | 4 |  | 1.2 | 2.6 | 2.3 | 28.704
| window | 1 | 3 |  | 1.2 | 2.6 | 1.8 | 16.848
45.552
28 | Painting the new Iron work and other similar works such as PVC /ASTM Pipes, Kerb Stone and grills with two coats of approved first class synthetic enamel ready mixed paint of approved quality and brand, the paint should be supplied by the contractor at his own cost.
| S/C Entrance Gate - Meeting Hall | 1 | 1 |  | 3 | 2 | 2.9 | 17.4
| Girls Toilet - Gate | 1 | 2 |  | 6 | 2 | 1.8 | 43.2
| Library Gate | 1 | 1 |  | 6 | 2 | 1.8 | 21.6
PTA BUILDING CLASSROOM
| S/C Gate 2.40 x 2.90 m | 1 | 1 |  | 2.4 | 2 | 2.9 | 13.92
| RAMP SIDE - FRONT GATE - SIZE - 5.00 X 3.20M | 1 | 1 |  | 5 | 2 | 3.2 | 32
128.12
29 | Supplying, laying, fixing and jointing the following PVC pipes as per ASTM D - 1785 of schedule 40 of wall thickness not less than the specified in IS 4985 suitable for plumbing by threading of wall thickness including the cost of suitable PVC/GI specials /GM specials like Elbow, Tee reducers, Plug , union, bend, coupler, nipple/ GM gate valve, check and wheel valve etc., wherever required above the ground level including the cost of teflon tape, special clamps, nails, etc., fixing on wall to the proper gradiant and alignment and redoing the chipped of masonry etc., as directed by the departmental officers.
a) 32mm Astm D schedule 40 threaded Pvc pipe with necessary PVC/GI specials
| Sump to tank | 1 | 1 |  | 100 |  |  | 100
b) 25mm Astm D schedule 40 threaded Pvc pipe with necessary PVC/GI specials
| Sump to tank | 1 | 10 |  | 3 |  |  | 30
30 | Wash Hand Basin of size 550 x 400 mm with all accessories such as CI brackets, 32mm dia CP waste coupling, Rubber pug and chain, 32mm dia B class GI waste pipe, 15mm dia brass nipples. 15mm CP pillar tap etc.,
| ZOOLOGY AND PHYSICS LAB | 1 | 2 | 2 |  |  |  | 4
[6 empty] | TOTAL |  | 4
31 | Supplying and fixing of 15mm dia Brass tap Tap of Best quality including cost of fittings with required specials, bends, labour for fixing etc
| Supplying and fixing of 15 mm , Brass tap | 1 | 10 | 4 |  |  |  | 40
[7 empty] | Total | 40
CP LONG BODY TAP
| 15 MM dia. CP long body tap | 1 | 6 |  |  |  |  | 6
[7 empty] | Total | 6
CP Short body tap
| 15 MM dia. CP short body tap | 1 | 6 |  |  |  |  | 6
[7 empty] | Total | 6
32 | Providing shahabad stone of 20mm thick in C.M 1:3
NABARAD CLASS ROOM
| Class room - Door bottom | 1 | 1 |  | 1.2 | 0.25 |  | 0.3
| Class room - Door bottom | 1 | 1 |  | 1.2 | 0.25 |  | 0.3
| Class room - Door bottom | 1 | 1 |  | 1.2 | 0.25 |  | 0.3
| Class room - Door bottom | 1 | 1 |  | 1.2 | 0.25 |  | 0.3
| Class room - Door bottom | 1 | 1 |  | 1.2 | 0.25 |  | 0.3
| Providing skirting tiles | [6 empty] | 0
| Class room - Door sides | 2 | 2 |  | 0.25 |  | 0.1 | 0.1
| Column sides | 2 | 1 |  | 0.35 |  | 0.1 | 0.07
| class room - inner side | 1 | 1 |  | 1 |  | 0.1 | 0.1
| Class room - Door bottom | 1 |  |  | 1.2 | 0.25 |  | 0.3
| Class room - Door sides | 2 | 2 |  | 0.25 |  | 0.1 | 0.1
| class room - inner side | 1 | 1 |  | 10 |  | 0.1 | 1
| class room - inner side | 1 | 1 |  | 5 |  | 0.1 | 0.5
| Class room - Door sides | 1 | 2 |  | 0.25 |  | 0.1 | 0.05
| class room - inner side | 1 | 1 |  | 10 |  | 0.1 | 1
| class room - inner side | 1 | 1 |  | 2 |  | 0.1 | 0.2
| class room - inner side | 1 | 1 |  | 11 |  | 0.1 | 1.1
| class room - inner side | 1 | 1 |  | 5 |  | 0.1 | 0.5
| class room - inner side | 1 | 1 |  | 8 |  | 0.1 | 0.8
| class room - inner side | 1 | 1 |  | 5 |  | 0.1 | 0.5
| SF - Verandah skirting | 1 | 1 |  | 29.9 |  | 0.1 | 2.99
| class room - inner side | 1 | 1 |  | 16 |  | 0.1 | 1.6
| class room - inner side | 1 | 1 |  | 5 |  | 0.1 | 0.5
| class room - inner side | 1 | 1 |  | 6 |  | 0.1 | 0.6
| class room - inner side | 1 | 1 |  | 1 |  | 0.1 | 0.1
[6 empty] | TOTAL |  | 13.61
33 | Supplying and fixing in position of UPVC Windows type for all sizes
MEETING HALL
| UPVC Windows | 1 | 8 |  | 1.45 |  | 1.25 | 14.5
| UPVC Windows | 1 | 4 |  | 1.25 |  | 1.3 | 6.5
Meeting Hall ( Neet class room )
| UPVC Windows | 1 | 8 |  | 1.5 |  | 1.35 | 16.2
| UPVC Windows | 1 | 4 |  | 1.2 |  | 1.35 | 6.48
NABARD CLASS ROOMS
| UPVC WINDOWS | 1 | 2 |  | 1.8 |  | 1.3 | 4.68
HEAED MISTRESS & ADMIN BLOCK
ATAL LAB
| Providing UPVC windows - size - 3 Nos. - 2.70 x 1.35 = 10.94 m2 | 1 | 3 |  | 2.7 |  | 1.35 | 10.935
| Primery school | 1 | 3 |  | 1.2 |  | 1.8 | 6.48
[6 empty] | TOTAL |  | 65.775
34 | Supplying and fixing of Exsaust Fan 225mm dia
| Botany and Chemistry Lab | 1 | 6 |  |  |  |  | 6
[6 empty] | Total |  | 6
35 | SUPPLY AND FIXING OF GALVANIUM SHEET 0.47MM THICK
Library
| Front side Galvanum sheet | 1 | 1 |  | 22 | 1.8 |  | 39.6
[7 empty] | Total | 39.6
36 | Supplying, fabricating and placing in position of Mild steel Grills / Ribbed Tor Steels for reinforcement for all floors
| INCINERATOR - cover slab ( 0.55 x 125 = 68.75 kg ) | 1 | 2 |  | 68.75 |  |  | 137.5
SUMP STEEL
| Qty as per Standardised concrete = 12.17 Cum | 1 | 1 |  | 12.17 | 100 |  | 1217
[7 empty] | Total | 1.217
37 | Providing Cuddapha slab for c/b ward roaps both side polished
A.20mm thick
ZOOLOGY AND PHYSICS LAB
Working table
| Cuddappah slab - 40 mm tk slab | 1 | 2 |  | 15 | 0.75 |  | 22.5
[6 empty] | TOTAL |  | 22.5
B.40mm thick
ZOOLOGY AND PHYSICS LAB
Working table
| Cuddappah slab - 40 mm tk slab | 1 | 2 |  | 15 | 0.75 |  | 22.5
[6 empty] | TOTAL |  | 22.5
38 | Run off two wire of 4 sq mm multi strand flexible cable including cost of materials and labours etc.., completed
For single phase EB Servicde connection
| Admin block to physics lab to Record room | 1 | 1 |  | 100 |  |  | 100
| EB post to Botany lab | 1 | 1 |  | 100 |  |  | 100
| Admin block to Meeting room | 1 | 1 |  | 100 |  |  | 100
| Meeting hall to RO plant | 1 | 1 |  | 25 |  |  | 25
| EB Room to RO plant | 1 | 1 |  | 50 |  |  | 50
| Meeting hall to Entrance arch | 1 | 1 |  | 25 |  |  | 25
| Admin block to Auditorium | 1 | 1 |  | 50 |  |  | 50
| Auditorium to Primary school | 1 | 1 |  | 50 |  |  | 50
| Admin to SSA buildings | 1 | 1 |  | 100 |  |  | 100
[6 empty] | TOTAL |  | 600
39 | Run off 4 wirs 4 sqmm PVC Insluated Single core cable wire contuniuos earth by means of 2.5 sqmm copper 1.1 KV grade cable in fully concealed 19 mm / 20 mm dia
For Three phase EB Servicde connection
| EB Room to Meeting hall | 1 | 1 |  | 90 |  |  | 90
90
40 | Fan Point For Administrative Blocks and Community Centere
| class rooms | 1 | 2 | 75 |  |  |  | 150
41 | Supply and delivery of following Electric Celling fan with ISI mark with blades and double ball bearing, capacitor,etc., complete with 300mm down rod, canopies, capacitor, shackleblades with speed regulator (resistance type) suitable for operation on 230 volts 50 HTZ single phase AC supply conforming to ISS No.374/79 and provided with insulation . (The brand should be got approved from the Executive Engineer before supply made).
| class rooms | 1 | 2 | 75 |  |  |  | 150
42 | Charges for assembling and fixing of ceiling fan of different sweep with necessary connections and fixing of fan regulator on the existing board etc., all complete (Excluding cost of fan)
| class rooms | 1 | 2 | 75 |  |  |  | 150
43 | Light point with ceiling Rose for Administrative Blocks and Community Centre.
| class rooms | 1 | 4 | 75 |  |  |  | 300
| SCIENCE & COMPUTER LABS - ELEC. WORK | 2 | 2 | 3 |  |  |  | 12
312
44 | Suplying and Fixing of LED 4'-18 watts Tube Light including cost of materials and labours etc.., completed
| class rooms | 1 | 2 | 75 |  |  |  | 150
| SCIENCE & COMPUTER LABS - ELEC. WORK | 2 | 3 | 8 |  |  |  | 48
| Head room | 1 | 2 | 1 |  |  |  | 2
[7 empty] | Total | 200
45 | Run off two wire of 2.5 sq mm multi strand flexible cable including cost of materials and labours etc.., completed
| Run off 2 wires of 2.5 sq.mm | 1 | 6 |  | 25 |  |  | 150
ZOOLOGY AND PHYSICS LAB
| SCIENCE & COMPUTER LABS - ELEC. WORK | 2 | 3 |  | 15 |  |  | 90
[7 empty] | Total | 240
46 | Supplying and fixing of C.I. steps of approved quality and brand (not less than 5kg each) including cost of material labour charges for fixing etc.,
| Sump inner step | 1 | 4 |  |  |  |  | 4
47 | Supplying and fixing of C.I. manhole cover with locking arrangements of approved quality and brand of size 0.6mx0.6m (50 kg) as per standard specifications
| Sump manhole | 1 | 2 |  |  |  |  | 2
48 | Supplying and laying of Paver block 63mm thick
| Open area and between buildings rear | 1 | 1 |  | 3 | 2 |  | 6
6
49 | Supply and fixing of PVC doors and Shutters
| Toilet | 2 | 2 |  | 0.75 |  | 2.1 | 6.3
6.3
50 | Supplying and fixing of Colour ceramic tiles (Anti skid) without corrugated design for flooring and other similar works (Best approved quality, colour and shade 20mm thick including fixing in position, cutting the tiles to the required size wherever necessary, pointing the joints with coloured cement, curing, finishing etc.,
| Toilet | 2 | 2 |  | 1.8 | 1.5 |  | 10.8
51 | Supplying and fixing of GLAZEEDTILES without corrugated design for flooring and other similar works (Best approved quality, colour and shade 20mm thick including fixing in position, cutting the tiles to the required size wherever necessary, pointing the joints with coloured cement, curing, finishing etc.,
| Toilet | 2 | 2 |  | 6.6 | 1.5 |  | 39.6
| D/F Door | -1 | 1 |  | 0.75 |  | 2.1 | -1.575
[6 empty] | Total |  | 38.025
52 | Supply and laying of vitrified tiles etc.,
| Meeting Hall | 1 | 1 |  | 27.8 | 6.4 |  | 177.92
| Skirting tiles alround | 1 | 1 |  | 40.6 |  | 0.1 | 4.06
| SSA Building - classrooms - | 2 | 1 |  | 27.2 | 6.4 |  | 348.16
| Skirting tiles alround | 2 | 1 |  | 40.6 |  | 0.1 | 8.12
| Portition wall | 4 | 2 |  | 6.4 |  | 0.1 | 5.12
| GF varandah | 1 | 1 |  | 31.8 | 2 |  | 63.6
| Skirting tiles alround | 1 | 1 |  | 67.6 |  | 0.1 | 6.76
| Library | 1 | 1 |  | 21.5 | 6.3 |  | 135.45
| Skirting tiles alround | 1 | 1 |  | 55.6 |  | 0.1 | 5.56
[7 empty] | Total | 754.75
53 | Supplying and fixing of 25W LED Street light with necessary fittings and including cost of all materials and labour charges etc., all complete and as directed by the departmental officers. (The quality and brand should be got approved from the Executive Engineer before supply and use).
| Building outer | 8 | 6 |  |  |  |  | 48
[7 empty] | Total | 48
54 | Supplying and fixing of 40 mm dia PVC pipe 10 kg / cm2 - below ground level
| Sump to tank | 1 | 1 |  | 100 |  |  | 100
[7 empty] | Total | 100
55 | S & F CHAIN LINE FENCING
| Thick forest area | 1 | 1 |  | 235 |  | 1.5 | 352.5
[7 empty] | Total | 352.5
56 | S & F of 5AMPS, 5 Pin Plug socket at switch box itself
| class rooms | 1 | 1 |  | 75 |  |  | 75
| SCIENCE & COMPUTER LABS | 1 | 2 |  | 19 |  |  | 38
[7 empty] | Total | 113
57 | S & F of 5AMPS, 5 Pin Plug socket at Convenient places
| class rooms | 1 | 1 |  | 75 |  |  | 75
| ZOOLOGY AND PHYSICS LAB | 1 | 2 |  | 12 |  |  | 24
| SCIENCE & COMPUTER LABS | 1 | 2 |  | 1 |  |  | 2
[7 empty] | Total | 101
58 | S & F of 15 AMPS Power point
| SCIENCE & COMPUTER LABS | 1 | 2 |  | 3 |  |  | 6
[7 empty] | Total | 6
59 | S & F of Stair case light point
| Admin block | 1 | 1 |  | 5 |  |  | 5
[7 empty] | Total | 5
60 | Supplying and fixing of pvc tank - 1000 litres capacity
| Drinking water tank | 1 | 10 |  |  |  |  | 10
[7 empty] | Total | 10
61 | Supplying and laying of CERAMICS TILES
| SSA Building - classrooms - GF - 3 Nos. | 1 | 3 |  | 6.7 | 6.7 |  | 134.67
| Skirting tiles alround | 1 | 3 |  | 26.8 |  | 0.1 | 8.04
| SSA Building - classrooms - FF -2 Nos. | 1 | 2 |  | 10.15 | 6.7 |  | 136.01
| Skirting tiles alround | 1 | 2 |  | 33.7 |  | 0.1 | 6.74
| SSA Building - classrooms - 5 Nos. | 1 | 6 |  | 6.6 | 5.3 |  | 209.88
| Skirting tiles alround | 1 | 6 |  | 23.8 |  | 0.1 | 14.28
| SSA Building - classrooms - 2Nos. | 1 | 2 |  | 6.6 | 5.3 |  | 69.96
| Skirting tiles alround | 1 | 2 |  | 23.8 |  | 0.1 | 4.76
[7 empty] | Total | 584.34
62 | PROVIDING OF GRANITE SLAB 20mm tk
| Nabarad class rooms lab working table | 1 | 1 |  | 3 |  | 0.1 | 0.3
[7 empty] | Total | 0.3
63 | PROVIDING WEATHERING COURSE
| Head room | 1 | 1 |  | 6.7 | 4.27 |  | 28.609
| Flashing tiles | 1 | 1 |  | 21.94 |  | 0.25 | 5.485
[7 empty] | Total | 34.094
64 | Supplying and fixing of Precast slab 50mm thick made in C.C 1:3:6 using 20mm
| Building front and sides | 1 | 1 |  | 83.55 | 0.6 |  | 50.13
[7 empty] | Total | 50.13
65 | Supply and fixing of 50mm GM Gate valve
| 50 MM DIA. GM - GATE VALVE | 1 | 4 |  |  |  |  | 4
[7 empty] | Total | 4
66 | SUPPLYING AND LAYING OF 75 MM DIA. PVC PIPE
| For lab wash basin | 1 | 1 |  | 3 |  |  | 3
[7 empty] | Total | 3
67 | Supply and fixing of bevelled edge MIRROR
| For lab wash basin | 1 | 1 |  |  |  |  | 1
[7 empty] | Total | 1
68 | Chipping old concrete
| Inverted beam at Terrace floor | 1 | 2 |  |  | 8.7 | 0.3 | 5.22
| science lab front side window - ss | 1 | 1 |  |  | 1.7 | 0.3 | 0.51
[7 empty] | Total | 5.73
69 | Supply and Fixing of TW Double leaf fully panelled door shutter 1200 x 2400mm
| Primary school | 1 | 4 |  | 1.2 |  | 2.4 | 11.52
[7 empty] | Total | 11.52
70 | Teak wood wrought and put up primery school - Door frame
| a) Teak wood above 2 - 3 m | 1 | 8 |  | 2.4 | 0.125 | 0.075 | 0.18
[7 empty] | Total | 0.18
| b) Teak wood up to 2 m | 1 | 8 |  | 1.2 | 0.125 | 0.075 | 0.09
[7 empty] | Total | 0.09
71 | SUPPLYING AND FIXING OF I.W.C a) In Ground floor
| HM - Toilet | 1 | 1 |  | 1 |  |  | 1
[7 empty] | Total | 1
72 | S&F of Bulk head fittings
| Head room | 1 | 2 |  |  |  |  | 2
[7 empty] | Total | 2
73 | POINTING OF PRESSED TILES
| CONFERENCE HALL ( INDOOR GAME ) | 1 | 1 |  | 16.15 | 6 |  | 96.9
| Terrace floor | [6 empty] | 0
| Meeting Hall ( Neet class room ) | 1 | 1 |  | 10.07 | 8.2 |  | 82.574
| Terrace floor | [6 empty] | 0
| RECORD ROOM | 1 | 1 |  | 9.84 | 6.65 |  | 65.436
| Terrace floor | [6 empty] | 0
| HEAED MISTRESS & ADMIN BLOCK - Terrace floors | 1 | 1 |  | 7.95 | 8.6 |  | 68.37
| GIRLS TOILET - 5 NOS. | 1 | 5 |  | 10 | 3 |  | 150
| Terrace floor | [6 empty] | 0
| Physically challenged Girls Toilet | 1 | 1 |  | 2.3 | 2.65 |  | 6.095
| Terrace floor | [6 empty] | 0
| Canteen | 1 | 1 |  | 6.15 | 4.5 |  | 27.675
| Terrace floor | [6 empty] | 0
| PTA BUILDING CLASSROOM | 1 | 1 |  | 18.7 | 8.95 |  | 167.365
| Terrace floor | [6 empty] | 0
| SSA BUILDING CLASSROOM | 1 | 1 |  | 17.5 | 7 |  | 122.5
| Terrace floor | [6 empty] | 0
| SSA BUILDING CLASSROOM | 1 | 1 |  | 11.4 | 9.18 |  | 104.652
| Terrace floor | [6 empty] | 0
| SCOUT ROOM | 1 | 1 |  | 7.1 | 8.2 |  | 58.22
| Terrace floor | [6 empty] | 0
| NABARD CLASS ROOMS | 1 | 1 |  | 18 | 8.7 |  | 156.6
| Terrace floor | 1 | 1 |  | 5.5 | 8.7 |  | 47.85
| Terrace floor | 1 | 1 |  | 18.2 | 8.7 |  | 158.34
| Terrace floor | [6 empty] | 0
| MEETING HALL | 1 | 1 |  | 25.32 | 8.4 |  | 212.688
| Terrace floor | [6 empty] | 0
| Botany and Chemistry Lab | 1 | 1 |  | 15 | 10.45 |  | 156.75
| Terrace floor | [6 empty] | 0
| Library | 1 | 1 |  | 17.63 | 6.81 |  | 120.0603
| Terrace floor | [6 empty] | 0
| ZOOLOGY AND PHYSICS LAB | 1 | 1 |  | 15.65 | 7.05 |  | 110.3325
| Terrace floor | [5 empty] | Total | 1912.4078

## Sheet2
TAMIL NADU POLICE HOUSING CORPORATION LTD
Coimbatore Division
ABSTRACT
Name of work: Renovation of Government Model Higher Secondary School at Erode in Erode District.
Sl. No. | Qty. | Description | Rate | Unit | Amount in Rs.
1 | 490.46 | Dismantling the pressed tiles | 39.7 | sqm | 19471.262
2 | 8.4 | Dismantling the floor finish and dadooing walls with cement morter with mosaic tiles /cudappa slab etc., | 52.5 | sqm | 441
3 | 59.3 | Doors and Windows including removal of frames, hinges and fastenings | 132.4 | sqm | 7851.32
4 | 27.87 | Earth work for foundation in all soils and subsoils including all cost and conveyance of materials and all labour charges etc ., complete . | 236.05 | cum | 6578.7135
5 | 48.53 | Earth work excavation for Open Foundation in all soils and sub-soils to the required depth as may be directed except in hard rock requiring (excluding refilling) | 111.56 | cum | 5414.0068
6 | 3.03 | Supplying and filling in foundation and basement with filling sand in layers including all cost and conveyance of materials and all labour charges etc ., complete . | 1558.47 | cum | 4722.1641
7 | 7.2 | Filling the Basement with excavated earth in layers of 150mm thick including all cost and conveyance of materials and all labour charges etc ., complete . | 38.8 | cum | 279.36
8 | 7.54 | Plain cement concrete 1:5:10 mix using 40 mm HBG metal for foundation including all cost and conveyance of materials and all labour charges etc ., complete. | 4741.92 | cum | 35754.0768
9 | 4.1 | Plain cement concrete 1:2:4 mix using 20 mm HBG metal for foundation including all cost and conveyance of materials and all labour charges etc ., complete . | 6287.79 | cum | 25779.939
10 |  | Providing and laying in position, Standardised Concrete Mix M-20 Grade in a accordance with IS:456-2000 using 20mm and down graded hard broken granite stone jelly for the all RCC items of works |  |  | 0
| 12.17 | Foundation and basement | 7803.53 | cum | 94968.9601
| 0.6 | in Ground floor | 7922.81 | cum | 4753.686
11 | 8.47 | Brickwork in CM 1:5 using fly bricks of size 23 x 11x 7 cm in foundation including cost of materials and labours etc.., completed | 6854.35 | cum | 58056.3445
12 | 18.54 | Brickwork in CM 1:6 using fly bricks of size 23x11x7 cm in foundation including cost of materials and labours etc.., completed | 6860.4 | cum | 127191.816
13 | 18 | Brick partition work in C.M. 1:4 using Flyash bricks of size 23 x 11.4 x 7.5 cm (9" x 4 1/2"x 3") 114 mm tk (B.P.) | 874.01 | sqm | 15732.18
14 |  | Providing Form work and centering for reinforced cement concrete works including supports and strutting up to 3.30m height |  |  | 0
| 2.48 | a. For Column footings, plinth beam, Grade beam, Raft beam, Raft slab etc., | 845.37 | sqm | 2096.5176
| 17.51 | b. Plain surfaces such as Roof slab,floorslab,Beams,lintels,lofts,sill slab,staircase,portico slab and other similar works | 943.74 | sqm | 16524.8874
| 59.41 | f) Curved surface | 1415.61 | sqm | 84101.3901
15 | 15.9 | Plastering the top of flooring in CM 1:4 (One of cement and four of sand) 20mm thick including surface rendered smooth including providing proper slopes, thread lining, curing etc., | 505.97 | sqm | 8044.923
16 | 490.46 | FINISHING THE TOP OF ROOF WITH ONE COURSE OF HYDRALIC PRESSED TILES | 1186.04 | sqm | 581705.1784
17 | 244.98 | Plastering with c.m 1: 5 , 12 mm thick including all cost and conveyance of materials and all labour charges etc., complete | 248.2 | sqm | 60804.036
18 | 28.26 | Plastering with CM 1:4 (one of cement and four of sand) 12mm thick finished with neat cement including providing band cornice, ceiling cornice, curing, scaffolding etc.. | 254.28 | sqm | 7185.9528
19 | 3.23 | Special Ceiling plastering in C.M. 1:3, 10 mm tk. | 285.21 | sqm | 921.2283
20 | 15248.92 | Painting OBD Old walls one coat | 65.31 | sqm | 995906.9652
21 | 7688.58 | Painting White washing two coats. including all cost and conveyance of materials and all labour charges etc ., complete . | 33.43 | sqm | 257029.2294
22 | 9804.21 | Painting the old walls with two coat of approved best Exterial Emulsion paint in addition to one coat of approved primer cement paint over cement plastered wall surfaces and ceiling including cost of cement paints, putty, brushes, watering, curing, etc | 165.09 | sqm | 1618577.0289
23 | 1643.28 | Painting the old Iron work and other similar works such as PVC /ASTM Pipes, Kerb Stone and grills with one coats of approved first class synthetic enamel ready mixed paint of approved quality and brand, the paint should be supplied by the contractor at his own cost. | 90.19 | sqm | 148207.4232
24 | 82.01 | Supplying and fixing of 4mm thick pin headed Glass panels with aluminium anodised ‘U’ shape beeding of size 12x12mm with 107 gram in average weight for 1m length with aluminium bolts and nuts for the shutters of the steel windows already supplied to suit all the size and as directed by the departmental officers. | 834.8 | sqm | 68461.948
25 | 2574 | Supplying and fixing Mild Steel grills as per the design approved to verandah enclosure or gate including one coat of primer and labour for fixing in position etc. | 70.15 | kg | 180566.1
26 | 1035.65 | Painting the Old wood work with one coats of approved first class synthetic enamel ready mixed paint in addition to one coat of primer of approved quality and shade, the paint should be supplied | 97.5 | sqm | 100975.875
27 | 45.55 | PAINTING TWO COATS OVER new WOOD WORKS WITH IIND CLASS SYNTHETIC ENAMEL PAINT INCL.PRIMER COAT. | 233.13 | sqm | 10619.0715
28 | 128.12 | Painting the new Iron work and other similar works such as PVC /ASTM Pipes, Kerb Stone and grills with two coats of approved first class synthetic enamel ready mixed paint of approved quality and brand, the paint should be supplied by the contractor at his own cost. | 138 | sqm | 17680.56
29 |  | Supplying, laying, fixing and jointing the following PVC pipes as per ASTM D - 1785 of schedule 40 of wall thickness etc., as directed by the departmental officers. |  |  | 0
| 100 | a) 32mm Astm D schedule 40 threaded Pvc pipe with necessary PVC/GI specials | 251.36 | RMT | 25136
| 30 | b) 25mm Astm D schedule 40 threaded Pvc pipe with necessary PVC/GI specials | 233.75 | RMT | 7012.5
30 | 4 | Wash Hand Basin of size 550 x 400 mm with all accessories such as CI brackets, 32mm dia CP waste coupling, Rubber pug and chain, 32mm dia B class GI waste pipe, 15mm dia brass nipples. 15mm CP pillar tap etc., | 3330.93 | NOS | 13323.72
31 | 40 | Supplying and fixing of 15mm dia Brass tap Tap of Best quality including cost of fittings with required specials, bends, labour for fixing etc | 206 | NOS | 8240
| 6 | Supplying and fixing of 15mm dia CP long body Tap of Best quality including cost of fittings with required specials, bends, labour for fixing etc | 487 | NOS | 2922
| 6 | Supplying and fixing of 15mm dia CP Short body Tap of Best quality including cost of fittings with required specials, bends, labour for fixing etc | 439 | NOS | 2634
32 | 13.61 | Providing shahabad stone of 20mm thick in C.M 1:3 | 1471.05 | sqm | 20020.9905
33 | 65.78 | Supplying and fixing in position of UPVC Windows type for all sizes | 7482 | sqm | 492165.96
34 | 6 | Supplying and fixing of Exsaust Fan 225mm dia | 2149.15 | NOS | 12894.9
35 | 39.6 | SUPPLY AND FIXING OF GALVANIUM SHEET 0.47MM THICK | 995.83 | sqm | 39434.868
36 | 1.217 | Supplying, fabricating and placing in position of Mild steel Grills / Ribbed Tor Steels for reinforcement for all floors | 88735.3 | MT | 107990.8601
37 |  | Providing Cuddapha slab for c/b ward roaps both side polished |  |  | 0
| 22.5 | A.20mm thick | 555.42 | sqm | 12496.95
| 22.5 | B.40mm thick | 589.1 | sqm | 13254.75
38 | 600 | Run off 2 wire of 4 sq mm multi strand flexible cable including cost of materials and labours etc.., completed | 177 | RMT | 106200
39 | 90 | Run off 4 wirs 4 sqmm PVC Insluated Single core cable wire contuniuos earth by means of 2.5 sqmm copper 1.1 KV grade cable in fully concealed 19 mm / 20 mm dia | 248.3 | RMT | 22347
40 | 150 | Fan Point For Administrative Blocks and Community Centere | 1818.29 | NOS | 272743.5
41 | 150 | Supply and delivery of following Electric Celling fan with ISI mark with blades and double ball bearing, capacitor,etc., complete with 300mm down rod, canopies, capacitor, shackleblades with speed regulator (resistance type) suitable for operation on 230 volts 50 HTZ single phase AC supply conforming to ISS No.374/79 and provided with insulation . (The brand should be got approved from the Executive Engineer before supply made). | 1552.7 | NOS | 232905
42 | 150 | Charges for assembling and fixing of ceiling fan of different sweep with necessary connections and fixing of fan regulator on the existing board etc., all complete (Excluding cost of fan) | 571 | NOS | 85650
43 | 312 | Light point with ceiling Rose for Administrative Blocks and Community Centre. | 897 | NOS | 279864
44 | 200 | Suplying and Fixing of LED 4'-18 watts Tube Light including cost of materials and labours etc.., completed | 690 | NOS | 138000
45 | 240 | Run off two wire of 2.5 sq mm multi strand flexible cable including cost of materials and labours etc.., completed | 146.6 | RMT | 35184
46 | 4 | Supplying and fixing of C.I. steps of approved quality and brand (not less than 5kg each) including cost of material labour charges for fixing etc., | 30 | NOS | 120
47 | 2 | Supplying and fixing of C.I. manhole cover with locking arrangements of approved quality and brand of size 0.6mx0.6m (50 kg) as per standard specifications | 1864 | NOS | 3728
48 | 6 | Supplying and laying of Paver block 63mm thick | 708.8 | sqm | 4252.8
49 | 6.3 | Supply and fixing of PVC doors and Shutters | 3325 | sqm | 20947.5
50 | 10.8 | Supplying and fixing of Colour ceramic tiles (Anti skid) without corrugated design for flooring and other similar works (Best approved quality, colour and shade 20mm thick including fixing in position, cutting the tiles to the required size wherever necessary, pointing the joints with coloured cement, curing, finishing etc., | 1203.35 | sqm | 12996.18
51 | 38.02 | Supplying and fixing of GLAZEEDTILES without corrugated design for flooring and other similar works (Best approved quality, colour and shade 20mm thick including fixing in position, cutting the tiles to the required size wherever necessary, pointing the joints with coloured cement, curing, finishing etc., | 1370.62 | sqm | 52110.9724
52 | 754.75 | Supply and laying of vitrified tiles etc., | 1246.79 | sqm | 941014.7525
53 | 48 | Supplying and fixing of 25W LED Street light with necessary fittings and including cost of all materials and labour charges etc., all complete and as directed by the departmental officers. | 3367 | NOS | 161616
54 | 100 | Supplying and fixing of 40 mm dia PVC pipe 10 kg / cm2 - below ground level | 285 | Rmt | 28500
55 | 352.5 | S & F CHAIN LINE FENCING | 213.02 | sqm | 75089.55
56 | 113 | S & F of 5AMPS, 5 Pin Plug socket at switch box itself | 835 | Nos | 94355
57 | 101 | S & F of 5AMPS, 5 Pin Plug socket at Convenient places | 1133 | Nos | 114433
58 | 6 | S& F of 15 AMPS Power point | 150 | Nos | 900
59 | 5 | S & F of Stair case light point | 2127.5 | Nos | 10637.5
60 | 10 | Supplying and fixing of pvc tank - 1000 litres capacity | 10050 | Nos | 100500
61 | 584.34 | Supplying and laying of CERAMICS TILES | 1203.35 | sqm | 703165.539
62 | 0.3 | PROVIDING OF GRANITE SLAB 20mm tk | 1958.22 | sqm | 587.466
63 | 34.1 | PROVIDING WEATHERING COURSE | 3661.22 | sqm | 124847.602
64 | 50.13 | Supplying and fixing of Precast slab 50mm thick made in C.C 1:3:6 using 20mm | 5635.47 | sqm | 282506.1111
65 | 4 | Supply and fixing 50mm GM Gate valve | 1241 | Nos | 4964
66 | 3 | SUPPLYING AND LAYING OF 75 MM DIA. PVC PIPE | 598.61 | RMT | 1795.83
67 | 1 | Supply and fixing of bevelled edge MIRROR | 398.3 | Nos | 398.3
68 | 5.73 | Chipping old concrete | 36.59 | sqm | 209.6607
69 | 11.52 | Supply and Fixing of TW Double leaf fully panelled door shutter 1200 x 2400mm | 6095.38 | sqm | 70218.7776
70 |  | Teak wood wrought and put up primery school - Door frame |  |  | 0
| 0.18 | a) Teak wood above 2 - 3 m | 125229 | sqm | 22541.22
| 0.09 | b) Teak wood up to 2 m | 113029 | sqm | 10172.61
71 | 1 | SUPPLYING AND FIXING OF I.W.C a) In Ground floor | 3342.75 | No | 3342.75
72 | 2 | S&F of Bulk head fittings | 517 | Nos | 1034
73 | 1912.42 | POINTING OF PRESSED TILES | 313.36 | sqm | 599275.9312
|  | SUB - TOTAL - I Rs. |  |  | 9943085.1947
74 |  | GST at 18.0% (GST at 9% + CGST 9%) |  |  | 1789755.335
|  | SUB - TOTAL - II Rs. |  |  | 11732840.5297
1 |  | Provision for Gas pipe with burner arrangement for lab | LS |  | 100000
2 |  | Provision for Furniture | LS |  | 260000
3 |  | Bio waste dust bin | LS |  | 50000
4 |  | Removing of Partition board & unused toilet | LS |  | 20000
|  | SUB - TOTAL - III Rs. |  |  | 12162840.5297
75 |  | Labour Welfare fund @ 1.0% | As pr PWD Norms |  | 99430.8519
76 |  | Provision of Contigency petty Supervision Charges @ 2.5% | As pr PWD Norms |  | 304071.0132
77 |  | Supervision Charges @ 7.5% | As pr PWD Norms |  | 912213.0397
78 |  | GST 18% for Supervision Charges 7.5% |  |  | 164198.3472
|  | TOTAL - Rs. |  |  | 13642753.7818
79 |  | Advertisement Charges |  |  | 100000
|  | Grand Total |  |  | 13742753.7818
|  |  | Say Rs |  | 13743150

## Sheet3
TAMIL NADU POLICE HOUSING CORPORATION
======================================
PLACE:- |  | School Building GTS school Erode |  | 2022-2023
- | - | - | - | - | -
QTY |  | COST OF MATERIALS | RATE | PER | AMOUNT
- | - | - | - | - | -
| * | CEMENT MORTAR(1:1.5)
-
0.96 | M.T | CEMENT | 6040 | M.T | 5798.4
1 | CUM | SAND | 1524.4 | CUM | 1524.4
1 | CUM | MIXING OF MORTAR | 115.5 | CUM | 115.5
| L.S | SUNDRIES |  | L.S | 0
-
|  | TOTAL FOR 1 CUM |  |  | 7438.3
-
| * | CEMENT MORTAR(1:2)
-
0.72 | M.T | CEMENT | 6040 | M.T | 4348.8
1 | CUM | SAND | 1524.4 | CUM | 1524.4
1 | CUM |  | 115.5 | CUM | 115.5
| L.S | SUNDRIES |  | L.S | 0
-
|  | TOTAL FOR 1 CUM |  |  | 5988.7
-
| * | CEMENT MORTAR(1:3)
-
0.48 | M.T | CEMENT | 6040 | M.T | 2899.2
1 | CUM | SAND | 1524.4 | CUM | 1524.4
1 | CUM | MIXING OF MORTAR | 115.5 | CUM | 115.5
| L.S | SUNDRIES |  | L.S | 0
-
|  | TOTAL FOR 1 CUM |  |  | 4539.1
-
| * | CEMENT MORTAR(1:4)
0.36 | M.T | CEMENT | 6040 | M.T | 2174.4
1 | CUM | SAND | 1524.4 | CUM | 1524.4
1 | CUM | MIXING OF MORTAR | 115.5 | CUM | 115.5
| L.S | SUNDRIES |  | L.S | 0
-
|  | TOTAL FOR 1 CUM |  |  | 3814.3
-
| * | CEMENT MORTAR(1:5)
-
0.288 | M.T | CEMENT | 6040 | M.T | 1739.52
1 | CUM | SAND | 1524.4 | CUM | 1524.4
1 | CUM | MIXING OF MORTAR | 115.5 | CUM | 115.5
| L.S | SUNDRIES |  | L.S | 0
-
|  | TOTAL FOR 1 CUM |  |  | 3379.42
-
| * | CEMENT MORTAR(1:6)
-
0.24 | M.T | CEMENT | 6040 | M.T | 1449.6
1 | CUM | SAND | 1524.4 | CUM | 1524.4
1 | CUM | MIXING OF MORTAR | 115.5 | CUM | 115.5
| L.S | SUNDRIES |  | L.S | 0
-
|  | TOTAL FOR 1 CUM |  |  | 3089.5
1.1 |  | EARTH WORK EXCAVATION
---------------------
10 | CUM | EARTH WORK EXCAVATION IN SS20B | 111.56 | CUM | 1115.6
10 | CUM | ADD 100% FOR NARROW CUTTING | 111.56 | CUM | 1115.6
10 | CUM | 1/3REFILLING CHARGES | 12.93 | CUM | 129.3
| L.S | SUNDRIES |  | L.S | 0
-
|  | TOTAL FOR 10 CUM |  |  | 2360.5
-
|  |  | 0 TO 2M |  | 236.05
|  |  | 2 TO 3M |  | 246.76
1.4 |  | EARTH WORK EXCAVATION for open foundationEXCLUDING REFILLING
10 | CUM | EARTH WORK EXCAVATION IN SS20B | 111.56 | CUM | 1115.6
10 | CUM | 1/3REFILLING CHARGES | 12.93 | CUM | 129.3
| L.S | SUNDRIES |  | L.S | 0
-
|  | TOTAL FOR 10 CUM |  |  | 1244.9
-
124.49
1.5 |  | RATE PER CUM EXCLUDING REFILLING | 0 TO 2M |  | 111.56
|  |  | 2 TO 3M |  | 122.27
2.1 | * | FILLING IN FOUNDATION AND
BASEMENT WITH FILLING SAND
-
1 | CUM | COST OF FILLINGSAND | 1524.4 | CUM | 1524.4
1 | CUM | LABOUR CHARGES FOR FILLING | 34.07 | CUM | 34.07
| L.S | SUNDRIES |  | L.S | 0
-
|  | TOTAL FOR 1.0 CUM |  |  | 1558.47
-
3.1 | * | CEMENT CONCRETE(1:5:10) USING
40mm HBSTONE METEL
-
9 | CUM | H.B.STONEJELLY 40mm | 1283.26 | CUM | 11549.34
4.5 | CUM | CEMENT MORTAR(1:5) | 3379.42 | CUM | 15207.39
1.8 | NO. | MASON II | 928.2 | NO. | 1670.76
17.7 | NO. | MAZDOOR I | 648.9 | NO. | 11485.53
14.1 | NO. | MAZDOOR II | 532.35 | NO. | 7506.14
| L.S | SUNDRIES |  | L.S | 0
-
47419.16
|  | TOTAL FOR 10 CUM |  |  | -
4741.92
|  | RATE PER CUM |  |  | =
3.2 | * | CEMENT CONCRETE PCC (1:2:4) USING
20mm HBSTONE METEL
-
9 | CUM | H.B.STONEJELLY 20mm | 1696.26 | CUM | 15266.34
4.5 | CUM | CEMENT MORTAR(1:2) | 5988.7 | CUM | 26949.15
1.8 | NO. | MASON II | 928.2 | NO. | 1670.76
17.7 | NO. | MAZDOOR I | 648.9 | NO. | 11485.53
14.1 | NO. | MAZDOOR II | 532.35 | NO. | 7506.14
| L.S | SUNDRIES |  | L.S | 0
-
62877.92
|  | TOTAL FOR 10 CUM |  |  | -
6287.79
|  | RATE PER CUM |  |  | =
Standardised concrete Mix M20 Grade Concrete
5 | cum | 20mm HBG Machine crushed stone jelly (7730 Kg) | 1696.26 |  | 8481.3
3.3 | cum | 10-12mm HBG Machine crushed stone jelly (5156 Kg) | 1410.76 |  | 4655.51
4.79 | cum | Sand (7670 Kg) | 1524.4 |  | 7301.88
3.25 | MT | Cement | 6040 |  | 19630
19.5 | Kg | Plasticiser /Super plasticiser @ .60% of cement (P57 item NO.198 | 43.2 |  | 842.4
3.5 | Nos | Mason II | 928.2 | 0 | 3248.7
21.2 | Nos | Maz I | 648.9 |  | 13756.68
35.3 | Nos | Maz II | 532.35 |  | 18791.96
|  | Total for 10 cum | 0 |  | 76708.43
|  | for 1 cum | 0 |  | 7670.84
1 | cum | Vibrating charges p-28 /103 | 93.87 |  | 93.87
|  | Sub Total | 0 |  | 7764.71
LS |  | Add for water charges & other sundries (0.5 % of sub total | LS |  | 38.82
|  | Foundation & Basement |  |  | 7803.53
-
|  | G.F |  |  | 7922.81
|  | F.F |  |  | 8157.8
|  | S.F |  |  | 8392.79
6 | * | B.W IN C.M(1:5) using chamber burnt bricks
Bricks of size 23x11.4x7.5 cm
-
4240 | NOS. | Bricks of size 23x11.4x7.5 cm | 6923.72 | 1000NO. | 29356.57
2 | CUM | CEMENT MORTAR(1:5) | 3379.42 | CUM | 6758.84
3.5 | NO. | MASON I | 994.35 | NO. | 3480.23
10.6 | NO. | MASON II | 928.2 | NO. | 9838.92
7.1 | NO. | MAZDOOR I | 648.9 | NO. | 4607.19
21.2 | NO. | MAZDOOR II | 532.35 | NO. | 11285.82
| L.S | SUNDRIES |  | L.S | 5
-
|  | TOTAL FOR 10 CUM |  |  | 65332.57
-
|  | RATE PER CUM |  |  | 6533.26
7.2 |  | PROVIDING BITUMEN PAD FOR EXPANISION |  |  | 719 | /SQM
9 | * | B.W IN C.M(1:6) using chamber burnt
Bricks of size 23x11.4x7.5 cm
-
4240 | NOS. | Bricks of size 23x11.4x7.5 cm | 6923.72 | 1000NO. | 29356.57
2 | CUM | CEMENT MORTAR(1:6) | 3089.5 | CUM | 6179
3.5 | NO. | MASON I | 994.35 | NO. | 3480.23
10.6 | NO. | MASON II | 928.2 | NO. | 9838.92
7.1 | NO. | MAZDOOR I | 648.9 | NO. | 4607.19
21.2 | NO. | MAZDOOR II | 532.35 | NO. | 11285.82
| L.S | SUNDRIES |  | L.S | 5
-
|  | TOTAL FOR 10 CUM |  |  | 64752.73
-
|  | RATE PER CUM |  |  | 6475.27
=
|  | G.F |  |  | 6553.81
|  | F.F |  |  | 6712.26
|  | S.F |  |  | 6870.71
| ** | PARTITION WALL OF 114 mm thick
-
1.14 | CUM | PARATITION B.W IN C.M(1:4) | 6364.94 | CUM | 7256.03
1 | NO | MASON I | 994.35 | NO. | 994.35
| L.S | SUNDRIES |  | L.S | 0
-
|  | TOTAL FOR 10 SQM |  |  | 8250.38
-
|  | RATE PER SQM |  |  | 825.04
=
|  | G.F |  | 8.95 | 833.99
|  | F.F |  | 18.06 | 852.05
12 | * | B.W IN C.M(1:4) USING 4-A Categery
Bricks of size 22X11X5Cm
-
6570 | NOS. | Bricks of size 22X11X5 cm | 4376.28 | 1000NO. | 28752.16
1.91 | CUM | CEMENT MORTAR(1:4) | 3814.3 | CUM | 7285.31
7 | NO. | MASON I | 994.35 | NO. | 6960.45
3.6 | NO. | MASON II | 928.2 | NO. | 3341.52
7.1 | NO. | MAZDOOR I | 648.9 | NO. | 4607.19
14.1 | NO. | MAZDOOR II | 532.35 | NO. | 7506.14
| L.S | SUNDRIES |  | L.S | 0
-
|  | TOTAL FOR 10 CUM |  |  | 58452.77
-
|  | RATE PER CUM |  |  | 5845.28
=
| * | PARTITION WALL OF 50mmTHICK
-
0.5 | CUM | PRATITION B.W IN C.M(1:4) | 5845.28 | NO. | 2922.64
1 | NO | MASON I | 994.35 | NO. | 994.35
| L.S | SUNDRIES |  | L.S | 0
-
|  | TOTAL FOR 10 SQM |  |  | 3916.99
-
|  | RATE PER SQM |  |  | 391.7
=
|  | G.F |  |  | 395.63
|  | F.F |  |  | 403.55
|  | S.F |  |  | 411.47
|  | T.F |  |  | 419.39
13.1 | * | FILLING IN BASEMENT WITH |  |  | 490.67
EXCAVATED EARTH
-
1 | CUM | AS PER SR(85) 2022-23(p-23 | 38.8 | CUM | 38.8
=
Standardised concrete mix M20
14.I | * | P.C.C,R.C.C SLAB OF20mm THICK using standardised concrete mix M20
-
0.015 | CUM | C.C(1:2:4)USING3mm-10mm HBG | 7216.08 | CUM | 108.24
0.5 | NO | MASON I | 994.35 | NO | 497.18
0.75 | NO | MAZDOOR I | 648.9 | NO | 486.68
| L.S | SUNDRIES |  | L.S | 0
-
|  | TOTAL FOR 0.743 SQM |  |  | 1092.1
-
|  | RATE PER SQM |  |  | 1469.85
=
|  | G.F | 1469.85 | 2.41 | 1472.26
|  | F.F | 1472.26 | 4.74 | 1477
|  | S.F | 1477 | 4.74 | 1481.74
16.1 | * | CEMENT CONCRETE(1:2:4) FOR
PETTY WORKS EXCLUDING COST
OF STEEL M 2
-
0.01 | CUM | Standardised concrete mix M20 using 20mmHB JELLY ( witt out vibrating charges) | 7709.19 | CUM | 77.09
0.01 | CUM | SUNDRIES FOR MOULDING |  | L.S | 1.15
FINISHING,OIL ETC
-
|  | TOTAL FOR .01 CUM |  |  | 78.24
-
|  | RATE PER CUM |  |  | 7824
=
| ** | CC(1:2:4) USING 20mmHB
JALLY-50mm THICK
-
0.014 | CUM | C.C(1:2:4)USING 20mmJELLY | 7824 | CUM | 109.54
FOR PETTY WORKS
0.5 | NO | MASON I | 994.35 | NO | 497.18
0.75 | NO | MAZDOOR I | 648.9 | NO | 486.68
| L.S | SUNDRIES |  | L.S | 0
-
|  | TOTAL FOR0.372 SQM |  |  | 1093.4
-
|  | RATE PER SQM |  |  | 2939.25
=
|  | G.F | 2939.25 | 4.49 | 2943.74
24. | * | STEEL GRILLS FOR WINDOWS & VENTILATER
WITH SUITABLE LEDGES including piming coat
-
1 | Kg | RATE AS PER PWD LR For Window p 38/ it 82 | 69.6 | Kg | 69.6
=
25. | * | Supplying and fixing M.S.Hold Qtn |  | EACH | 9.6
33. | * | PLASTERING C.M(1:5) 12mmTHICK
-
0.14 | CUM | CEMENT MORTAR(1:5) | 3379.42 | CUM | 473.12
1.1 | NO. | MASON I | 994.35 | NO. | 1093.79
0.5 | NO. | MAZDOOR I | 648.9 | NO. | 324.45
1.1 | NO. | MAZDOOR II | 532.35 | NO. | 585.59
| L.S | SUNDRIES |  | L.S | 5
-
|  | TOTAL FOR 10 SQM |  |  | 2481.95
-
|  | RATE PER SQM |  |  | 248.2
35. | * | PLASTERING C.M(1:3) 10mmTHICK
-
0.1 | CUM | CEMENT MORTAR(1:3) | 4539.1 | CUM | 453.91
1.1 | NO. | MASON I | 994.35 | NO. | 1093.79
1.1 | NO. | MAZDOOR I | 648.9 | NO. | 713.79
1.1 | NO. | MAZDOOR II | 532.35 | NO. | 585.59
| L.S | SUNDRIES |  | L.S | 5
-
|  | TOTAL FOR 10 SQM |  |  | 2852.08
-
|  | RATE PER SQM |  |  | 285.21
39 |  | Steel grill for Verandah Enclousure PWD SR p20/ Item 138/131 | 70.15 | Kg | 70.15
41 | * | PAINTING TWO COATS OVER NEW
IRON WORKS WITH IIND CLASS
SYNTHETIC ENAMEL PAINT
-
2.22 | LIT | READY MIXED IIND CLASS PAINT | 227.6 | LIT | 505.27
1.1 | NO | PAINTER I | 793.8 | NO | 873.18
| L.S | SUNDRIES FOR BRUSHES,ETC |  | L.S | 1.5
-
|  | TOTAL FOR 10 SQM |  |  | 1379.95
-
|  | RATE PER SQM |  |  | 138
43. | a. | SUPPLYING AND FABRICATING AND
PLACING R.T.S RODS/MS RODS upto 16mm dia(without cement slurry)
-
1 | QUTL | R.T.S RODS/M.S.RODS UPTO 16MM DIA | 58000 | MT | 5800
0.01 | QUTL | BINDING WIRE | 56350 | MT | 56.35
3.5 | NO | FITTER I | 862.05 | NO | 3017.18
| L.S | SUNDRIES |  | L.S | 0
-
|  | TOTTAL FOR 1 QTL |  |  | 8873.53
-
|  | RATE PER M.T |  |  | 88735.3
52 | * | SUPPLYING AND LAYING THE FOLLOWING PVC
PIPES WITH NECESSARY SPECIALS ELBOWS,
TEE,REDUCE ,PLUG,UNION,BEND,COUPLE,
NIPPLE,GATE VLVE,CHECK AND WHEEL VALVE
WHEREVER NECESSARY INCLUDING LABOUR BELOW
GROUND LEVEL(OR) FIXING ON WALLS TO THE
PROPER GRADIENT AND ALIGNMENT ETC.ALL
COMPLETE AS DIRECTED BY DEPT. OFFICERS.
|  | = | =
| * | ASTM-D SCHEDULE- 40 THREADED PVC PIPE
WITH NECESSARY PVC-GI SPECIALS
| c. | 20MM DIA PVC PIPE ABOVE G.L:-
-
1 | Rmt | COST OF 20MM DIA PVC PIPE | 26 | Rmt | 26
1 | L.S | ADD 70% FOR PVC/GI SPECIALS | 18.2 | L.S | 18.2
1 | Rmt | LABOUR FOR LAYING & FIXING | 185.61 | Rmt | 185.61
-
|  | TOTAL FOR 1 RMT |  |  | 229.81
=
| b. | 25MM DIA PVC PIPE ABOVE G.L:-
-
1 | Rmt | COST OF 25MM DIA PVC PIPE | 35 | Rmt | 35
1 | L.S | ADD 40% FOR PVC/GI SPECIALS | 14 | L.S | 14
1 | Rmt | LABOUR FOR LAYING & FIXING | 185.6 | Rmt | 185.6
-
|  | TOTAL FOR 1 RMT |  |  | 234.6
=
| a. | 32MM DIA PVC PIPE ABOVE G.L:-
-
1 | Rmt | COST OF 32MM DIA PVC PIPE | 52 | Rmt | 52
1 | L.S | ADD 20% FOR PVC/GI SPECIALS | 10.4 | L.S | 10.4
1 | Rmt | LABOUR FOR LAYING & FIXING | 190.37 | Rmt | 190.37
-
|  | TOTAL FOR 1 RMT |  |  | 252.77
=
56.1. | * | SUPPLYING AND FIXING OF I.W.C
20"WITH TOP LEFT ROUGH TO RECEIVE
FLOOR FINISH
IN G.FLOOR.
-
1 | NO. | I.W.C 20"SIZE(Orissa pan) | 1201 | NO. | 1201
0.65 | CUM | E.W EXCAVATION | 223.12 | CUM | 145.03
0.57 | CUM | REFILLING | 38.8 | CUM | 22.12
0.081 | CUM | BRICK JELLY CONCRETE USING 40mm(1:8:16) | 3984.53 | CUM | 322.75
1 | NO. | PLUMBER I | 862.05 | NO. | 862.05
0.5 | NO. | MASON II | 928.2 | NO. | 464.1
0.5 | NO. | MAZDOOR I | 648.9 | NO. | 324.45
| L.S | SUNDRIES |  | L.S | 1.25
-
|  | TOTAL FOR ONE NUMBER |  |  | 3342.75
57 | * | SUPPLY AND FIXING OF E.W.C. 18" SIZE (WHITE)
WITH DOUBLE FLAPPED PLASTIC SEAT COVER
LOW LEVEL FLUSHING CISTERN 10 LIT.
-
1 | SET | EUROPEAN WATER CLOSET WITH "P" OR "S" TRAP WITH DOUBLE FLAPPED SEAT AND SEAT COVER WITH BRASS HINGES AND 10LIT CAPACITY PVC L;OW LEVEL FLUSHING TANK WITH ALL INTERNAL FITTINGS | 3090 | SET | 3090
LABOUR FOR FIXING OF EWC
1 | NO. | MASON I | 994.35 | NO. | 994.35
2 | NO. | PLUMBER I | 862.05 | NO. | 1724.1
1 | NO. | MAZDOOR II | 532.35 | NO. | 532.35
LABOUR FOR FIXING OF FLUSHING TANK
0.5 | NO. | PLUMBER I | 862.05 | NO. | 431.03
0.5 | NO. | MAZDOOR I | 648.9 | NO. | 324.45
|  | Deduct rate for "P" & "S" trap | 0 |  | -164
|  | Add rate for PVC SWR "P" & "S" trap |  |  | 134.1
| L.S | SUNDRIES |  | L.S | 0.7
TOTAL FOR ONE NUMBER
7067.08
58.1(a) | * | SUPPLY AND FIXING P.V.C.SOIL
PIPESPECIALS OF FOLLOWING DIA:-
-
| A. | SUPPLY AND FIXING OF PVC soil PIPE
110MM DIA OF PVC SWR PIPE INCLUDING
PACKING THE JOINTS WITH RUBBER
LUBRICANT AND FIXING IN TO
WALL WITH WOODEN PLUGS
SCREWSHOLDING CLAMPSETC
COMPLETE type 'B'.
-
3 | RMT | P.V.C. PIPE 110mm DIA | 193.05 | RMT | 579.15
1 | NO | P.V.C BEND WITH DOOR 110MM | 76 | EACH | 76
1 | NO | P.V.C COWL 110MM | 82.3 | EACH | 82.3
1 | NO | P.V.C DOOR TEE 110MM p-61 D-c | 187.8 | EACH | 187.8
0.5 | NO. | PLUMBER I | 862.05 | EACH | 431.03
0.5 | NO. | MASON II | 928.2 | EACH | 464.1
0.5 | NO. | MAZDOOR I | 648.9 | EACH | 324.45
| L.S | COST OF RUBBER | 2.79 | L.S | 2.79
LUBRICANTT.W.PLUGS AND
C.I.CLAMPS ETC
|  | SUNDERS |  | L.S | 0.12
-
|  | TOTAL FOR 3 RMT |  |  | 2147.74
-
|  | RATE PER RMT |  |  | 715.91
-
58.1(b) | B. | SUPPLY AND FIXING OF PVC PIPE
75MM DIA OF PVC SWR PIPE INCLUDING
PACKING THE JOINTS WITH RUBBER
LUBERICANT AND FIXING IN TO
WALL WITH WOODEN PLUGES
SCREWSHOLDING CLAMPSETC
COMPLETE type 'B'.
-
3 | RMT | P.V.C. PIPE 75mm DIA | 115.85 | RMT | 347.55
1 | NO | P.V.C BEND WITH DOOR | 45 | EACH | 45
1 | NO | P.V.C COWL | 55.5 | EACH | 55.5
1 | NO | P.V.C DOOR TEE | 125.2 | EACH | 125.2
0.5 | NO. | PLUMBER I | 862.05 | EACH | 431.03
0.5 | NO. | MASON II | 928.2 | EACH | 464.1
0.5 | NO. | MAZDOOR I | 648.9 | EACH | 324.45
| L.S | COST OF RUBBER |  | L.S | 2.73
LUBRICANTT.W.PLUGS AND
C.I.CLAMPS ETC
|  | SUNDERS |  | L.S | 0.27
-
|  | TOTAL FOR 3 RMT |  |  | 1795.83
-
|  | RATE PER RMT |  |  | 598.61
-
59. | * | SUPLY ING AND FIXING OF
150X100mm S.W. GULLY TRAPS
-
1 | NO. | 150X100mm S.W. GULLY TRAPS | 170.35 | NO. | 170.35
0.05 | CUM | BRICK JELLY CONCRETE (1:8:16)40MM | 3984.53 | CUM | 199.23
0.5 | NO. | PLUMBER I | 862.05 | NO. | 431.03
1 | NO. | MAZDOOR I | 648.9 | NO. | 648.9
1 | NO. | MAZDOOR II | 532.35 | NO. | 532.35
| L.S | SUNDRIES |  | L.S | 0.54
-
|  | TOTAL FOR ONE NUMBER |  |  | 1982.4
2.1 | * | FILLING IN FOUNDATION AND
BASEMENT WITH STONE DUST
-
1 | CUM | COST OFSTONE DUST | 123.7 | CUM | 123.7
1 | CUM | LABOUR CHARGES FOR FILLING | 38.8 | CUM | 38.8
| L.S | SUNDRIES |  | L.S | 0
-
|  | TOTAL FOR 1 CUM |  |  | 162.5
-
| * | PLASTERING C.M(1:3)12mmTHICK
MIXEDWITH WATER PROOF COMPOUND
2Kg/10 SQM
-
0.14 | CUM | CEMENT MORTAR(1:3) | 4539.1 | CUM | 635.47
1.1 | NO. | MASON I | 994.35 | NO. | 1093.79
0.5 | NO. | MAZDOOR I | 648.9 | NO. | 324.45
1.1 | NO. | MAZDOOR II | 532.35 | NO. | 585.59
2 | Kg | WATER PROOF COMPOUNDS | 42.7 | Kg | 85.4
| L.S | SUNDRIES |  | L.S | 5
-
|  | TOTAL FOR 10 SQM |  |  | 2729.7
-
|  | RATE PER SQM |  |  | 272.97
=
| 18.1.a. | Form work for Plinth beam, Grade beam, Raft beam | 845.37
| b. | Form work for Roof and lintels using M.S sheet | 943.74
| c. | Form work for Small quantity and column using M.S. sheet | 1132.49
Annexure |  | TW frame & TW styles & rails with 9 mm thick BWR double leaf shutter for ward robe / cup board
|  | - | - | -
SHUTTER SIZE 1.2X2.1 =2.52M2
TW scantling(OVER 2M) -1X2X2.1X0.075X0.0375=0.0118
TW scantling(below 2M) -1X2X1.2X0.075X0.0375=0.00675
Shutter styles(vertical) -1X4X1.95X0.075X0.0375=0.02194
Shutter styles(Horizantal) -2X2X0.4X0.075X0.0375=0.0045
|  | Shutter middle rail(Horizantal) -1X2X0.4X0.15X0.0375=0.0045 |  |  | 0.0377
Shutter(BWR Plywood) -2X2X.85X0.4=1.36m2
Shutter area -1X1X1.05X1.95=2.05 m2
0.0118 | CUM | T.W.SCANTLING above 2M length | 111600 | CUM | 1316.88
0.0377 | CUM | T.W.SCANTLING below 2M length | 99400 | CUM | 3747.38
0.01855 | CUM | LABOUR FOR WROUGHT &PUTUP | 13629 | CUM | 252.82
1.36 | SQM | 9mm thick BWR ply wood | 387.4 | SQM | 526.86
2.05 | SQM | LABOUR CHARGE FOR SHUTTER | 1275.75 | SQM | 2615.29
2 | NO. | 4"X5/8"ALU.TOWER BOLT p -40/103f | 57 | NO. | 114
6 | NO. | 3" ALU BUTT HINGES | 49.35 | NO. | 296.1
2 | NO. | ORNAMENTAL HANDLE WITH SCREWS | 60.9 | NO. | 121.8
1 | NO. | LOCKS &KEY | 63.2 | NO. | 63.2
6.55 | SQM | TWO COATS of enamel paint incl. Primer | 233.13 | SQM | 1527
50 | Nos | SUNDRIES FOR NAILS,PLUGS & Brass screws ETC. | 2.41 |  | 120.5
-
|  | TOTAL FOR 2.52 SQM |  |  | 10701.83
-
|  | RATE PER SQM |  |  | 4246.76
=
29.4 | * | Suppling and laying White/Plain colour
Glazed tiles in C.M(1:2)
-
1.86 | SQM | COST OF GLAZED TILES | 415 | SQM | 771.9
0.4 | Kg | Grout | 36.1 | Kg | 14.44
0.02 | CUM | C.M(1:2) | 5988.7 | CUM | 119.77
1 | NO | MASON I | 994.35 | NO | 994.35
1 | NO | Mazdoor-I | 648.9 | NO | 648.9
| L.S | SUNDRIES |  | L.S
-
|  | TOTAL FOR 1.860 SQM |  |  | 2549.36
-
|  | RATE PER SQM |  |  | 1370.62
29.5 | * | Providing White/Color ceramic floor tiles (Anti-skid)of
any size 0f 6mm T.K including pointing etc.,
as directed by the Dept.Officers.
|  | - | -
10 | SQM | COST OF CERAMIC FLOOR TILES | 377.86 | SQM | 3778.6
0.21 | CUM | C.M(1:3) | 4539.1 | CUM | 953.21
LABOUR FOR LAYING & POINTING
1.1 | NO | MASON I | 994.35 | NO | 1093.79
1.1 | NO | MASON II | 928.2 | NO | 1021.02
2.2 | NO | MAZDOOR I | 648.9 | NO | 1427.58
2.2 | NO | MAZDOOR II | 532.35 | NO | 1171.17
20 | Kg | CEMENT | 6040 | M.T | 120.8
2 | Kg | Grout ( qtn) | 36.1 | Kg | 72.2
1.6 | NO | MASON II | 928.2 | NO | 1485.12
0.5 | NO | MAZDOOR I | 648.9 | NO | 324.45
1.1 | NO | MAZDOOR II | 532.35 | NO | 585.59
| L.S | SUNDRIES |  | L.S | 0
-
|  | TOTAL FOR 10 SQM |  |  | 12033.53
-
|  | RATE PER SQM |  |  | 1203.35
=
38.1. | * | CEMENT PAINTING TWO COATS
OVER THE PRIMER COAT OF
APPROVED CEMENT PAINT FOR NEW
PLASTERED SURFACES
-
1.8 | Kg | Primer coat using white cement | 22.6 | Kg | 40.68
0.25 | NO. | PAINTER I | 793.8 | NO. | 198.45
0.25 | NO. | MAZDOOR I | 648.9 | NO. | 162.23
0.4 | NO. | MAZDOOR II | 532.35 | NO. | 212.94
614.3
61.43
44.1 | * | SUPPLY AND FIXING OF
110mmDIA P.V.C RAIN WATER
DOWN FALL PIPE Type- A SWR pipe
-
3 | RMT | 110mmDIA P.V.C PIPE | 120.54 | RMT | 361.62
1 | NO. | 110mmDIA P.V.C PLAIN BEND | 76 | NO. | 76
1 | NO. | 110mmDIA P.V.C SHOE | 83.4 | NO. | 83.4
2 | NO. | SPECIAL CLAMP | 21.6 | NO. | 43.2
1 | NO. | C.I. GRATING 100mm DIA | 32.1 | NO. | 32.1
0.5 | NO. | PLUMBER I | 862.05 | NO. | 431.03
| L.S | COST OF PLUG SCREWS , RUBBER |  | L.S
LUBRICANT ETC
-
|  | TOTAL FOR 3 RMT |  |  | 1027.35
-
|  | RATE PER RMT |  |  | 342.45
53.1 | * | SUPPLYING AND FIXING
WASHBASIN 22"X16" INCLUDING
COST OF ALL MATERIALS AND
FIXING CHARGES
-
1 | NO. | Wash Hand Basin of size 550 x 400 mm with all accessories such as CI brackets, 32mm dia CP waste coupling, Rubber pug and chain, 32mm dia B class GI waste pipe, 15mm dia brass nipples. 15mm CP pillar tap etc., | 1672 | NO. | 1672
1 | NO. | deduct rate for 15mm dia GM wheel valve p -48 /157(v) | -169 | NO. | -169
1 | NO. | Angle Valve | 250 | NO. | 250
0.5 | NO. | PLUMBER I | 862.05 | NO. | 431.03
1 | NO. | MAZDOOR I | 648.9 | NO. | 648.9
0.5 | NO. | MASON I | 994.35 | NO. | 497.18
| L.S | SUNDRIES FOR PLUGSCREW,PAINT |  | L.S | 0.82
-
|  | TOTAL FOR ONE NUMBER |  |  | 3330.93
-
DATA - 1
WIRING IN CONCEALED PVC PIPE
Light point with ceiling rose for flats/ houses
Wirng with 1.5 sqmm copper PVC insulated unsheathed single core 1.1 KV grade cable with continuous earth by means of 1.5 sqmm copper PVC insulated unsheathed single core 1.1 KV grade cable confirming to IS 694 / 1980 with ISI mark in fully concealed PVC rigid conduit pipe heavy duty with ISI mark with suitable size MS box of 16g thick concealed and covered with 3mm thick laminated hylem sheet for LIGHT POINT WITH CEILING ROSE controlled by 5 amps flush type switch including citcuit mains, cost of all materials, specials, etc., all complete,
90 | Rmt | 1.5 sqmm copper PVC insulated unsheathed single core cable (P-125 it-2/b) | 16.55 | Rmt | 1489.5
45 | Rmt | PVC rigid conduit pipe 19 mm / 20mm heavy duty with ISI mark p-128 part -I IX-1 b | 20 | 1 Rmt | 900
20 | No | 19 mm PVC rigid bends - p-128 part -I IX-2b | 3.15 | No | 63
10 | No | 19 mm PVC rigid tees (p-129 4b, 16.05/12=1.34) | 1.34 | No | 13.4
1 | No | MS joint box 150 x 100 x 75 mm p-126 vi-b part -f | 70.7 | No | 70.7
0.015 | Sqm | Hylem sheet 3 mm thick with lamination p-129 it-7a part-I | 661 | Sqm | 9.92
10 | No | 5 amps flush type switch p-118, Part-C,1 a ( 194.5/12=16.21) | 16.21 | No | 162.1
10 | No | Ceiling rose p-116 it-27 | 13.8 | No | 138
10 | No | 19 mm PVC junction box ( p-129,6-b( 43.25/12=3.6) | 3.6 | No | 36
1.25 | Bag | Cement | 302 | Bag | 377.5
10 | No | MS box 150 x 100 x 75 mm p-125 vi-b pat -f | 70.7 | No | 707
0.15 | Sqm | 3 mm thick laminated Hylem sheet p-128 it-7a part-I | 661 | Sqm | 99.15
45 | Rmt | 1.5 sqmm copper PVC insulated unsheathed single core cable (P-123 it-2/b) | 16.55 | 90 Rmt | 744.75
LS |  | Labour charges |  | LS | 11454
LS |  | Sundries |  | LS | 34.98
|  | Total for 10 Points |  |  | 16300
|  | Rate for 1 Point |  |  | 1630
Light point with bakelite batern type holder for flats/ houses
Wirng with 1.5 sqmm copper PVC insulated unsheathed single core 1.1 KV grade cable with continuous earth by means of 1.5 sqmm copper PVC insulated unsheathed single core 1.1 KV grade cable confirming to IS 694 / 1980 with ISI mark in fully concealed PVC rigid conduit pipe heavy duty with ISI mark with suitable size MS box of 16g thick concealed and covered with 3mm thick laminated hylem sheet for LIGHT POINT WITH BAKELITE BATTERN TYPE HOLDER FOR FLATS/ HOUSES controlled by 5 amps flush type switch including citcuit mains, cost of all materials, specials, etc., all complete,
|  | Total for Data 1 excluding sundries |  |  | 16265.02
|  | Deduct cost of ceiling rose 10 Nos |  |  | 138
|  | Add cost of Bakelite battern type holders 10 Nos @ Rs 16.65 / Each p-116, it-25 |  |  | 166.5
|  | Sundries |  |  | 36.48
|  | Total for 10 points |  |  | 16330
|  | Rate for 1 points |  |  | 1633
FAN POINT
Wirng with 1.5 sqmm copper PVC insulated unsheathed single core 1.1 KV grade cable with continuous earth by means of 1.5 sqmm copper PVC insulated unsheathed single core 1.1 KV grade cable confirming to IS 694 / 1980 with ISI mark in fully concealed PVC rigid conduit pipe heavy duty with ISI mark with suitable size MS box of 16g thick concealed and covered with 3mm thick laminated hylem sheet for FAN POINT controlled by 5 amps flush type switch including citcuit mains, cost of all materials, specials, etc., all complete,
90 | Rmt | 1.5 sqmm copper PVC insulated unsheathed single core cable (P-125 it-2/b) | 16.55 | 90 Rmt | 1489.5
45 | Rmt | PVC rigid conduit pipe 19 mm / 20mm heavy duty with ISI mark p-128 part -I IX-1 b | 20 | Rmt | 900
20 | No | 19 mm PVC rigid bends - p-128 part -I IX-2b | 3.15 | No | 63
10 | No | 19 mm PVC rigid tees (p-129 4b, 16.05/12=1.34) | 1.34 | No | 13.4
10 | No | 19 mm PVC junction box ( p-129,6-b( 43.25/12=3.6) | 3.6 | No | 36
10 | No | Ceiling rose p-116 it-27 | 13.8 | No | 138
10 | No | 5 amps flush type switch p-118, Part-C,1 a ( 194.5/12=16.21) | 16.21 | No | 162.1
10 | No | MS box 200 x 150 x 75 mm part- F 1c p-126 | 115.1 | No | 1151
0.6 | Sqm | 3 mm thick laminated Hylem sheet p-128 it-7a part-I | 661 | Sqm | 396.6
1 | No | MS joint box (150 x 100 x 75 mm ) | 70.7 | No | 70.7
0.015 | Sqm | 3 mm thick laminated Hylem sheet p-128 it-7a part-I | 661 | Sqm | 9.92
1.25 | Bag | Cement | 302 | Bag | 377.5
45 | Rmt | 1.5 sqmm copper PVC insulated unsheathed single core cable (P-123 it-2/b) | 16.55 | 90 Rmt | 744.75
LS |  | Labour charges |  |  | 11454
LS |  | Sundries |  |  | 43.53
|  | Total for 10 points |  |  | 17050
|  | Rate for 1 point |  |  | 1705
STAIRCASE LIGHT POINT
Wirng with 1.5 sqmm copper PVC insulated unsheathed single core 1.1 KV grade cable with continuous earth by means of 1.5 sqmm copper PVC insulated unsheathed single core 1.1 KV grade cable confirming to IS 694 / 1980 with ISI mark in fully concealed PVC rigid conduit pipe heavy duty with ISI mark with suitable size MS box of 16g thick concealed and covered with 3mm thick laminated hylem sheet for STAIRCASE LIGHT POINT controlled by 5 amps flush type switch including citcuit mains, cost of all materials, specials, etc., all complete,
90 | Rmt | 1.5 sqmm copper PVC insulated unsheathed single core cable | 16.55 | Rmt | 1489.5
30 | Rmt | PVC rigid conduit pipe 19 mm / 20mm heavy duty with ISI mark | 20 | Rmt | 600
10 | No | 19 mm PVC rigid bends | 3.15 | No | 31.5
5 | No | 19 mm PVC rigid tees | 1.34 | No | 6.7
10 | No | 5 A flush type two way switches ( Staircase switch )part c-b p-118 | 20.11 | No | 201.1
5 | No | Ceiling rose | 13.8 | No | 69
5 | No | 19 mm PVC junction box | 3.6 | No | 18
6 | No | MS box 150x 100 x 75 mm | 70.7 | No | 424.2
0.09 | Sqm | 3 mm thick laminated Hylem sheet | 661 | Sqm | 59.49
1.25 | Bag | Cement | 302 | Bag | 377.5
30 | Rmt | 1.5 sqmm copper PVC insulated unsheathed single core cable for continuous earth connection | 16.55 | 90 Rmt | 496.5
|  | Labour charges |  |  | 11454
|  | Sundries |  |  | 32.51
|  | Total for 5 points |  |  | 15260
|  | Rate for 1 point |  |  | 3052
5 AMPS 5 PIN PLUG SOCKET POINT AT CONVENIENT PLACES
Wirng with 1.5 sqmm copper PVC insulated unsheathed single core 1.1 KV grade cable with continuous earth by means of 1.5 sqmm copper PVC insulated unsheathed single core 1.1 KV grade cable confirming to IS 694 / 1980 with ISI mark in fully concealed PVC rigid conduit pipe heavy duty with ISI mark with suitable size MS box of 16g thick concealed and covered with 3mm thick laminated hylem sheet for 5 amps 5 pin PLUG SOCKET POINT AT CONVENIENT PLACES including citcuit mains, cost of all materials, specials, etc., all complete,
90 | Rmt | 1.5 sqmm copper PVC insulated unsheathed single core cable | 16.55 | 90 Rmt | 1489.5
45 | Rmt | PVC rigid conduit pipe 19 mm / 20mm heavy duty with ISI mark | 20 | Rmt | 900
20 | No | 19 mm PVC rigid bends | 3.15 | Dozen | 63
10 | No | 19 mm PVC rigid tees | 1.34 | Dozen | 13.4
1 | No | MS box 150x 100 x 75 mm | 70.7 | No | 70.7
0.015 | Sqm | 3 mm thick laminated Hylem sheet | 661 | Sqm | 9.92
15 | No | 5 A 5 pin non - inter locking switch and plug ( flush type ) part - c (I a) + part - d (I a)( Rs. 194.50/12 + 24.10) p-118 +123 part d a | 40.31 | No | 604.65
15 | No | MS box 150x 100 x 75 mm | 70.7 | No | 1060.5
0.225 | Sqm | 3 mm thick laminated Hylem sheet | 661 | SQqm | 148.73
1.25 | Bag | Cement | 302 | Bag | 377.5
45 | Sqm | 1.5 sqmm copper PVC insulated unsheathed single core cable for continuous earth connection | 16.55 | 90 Rmt | 744.75
|  | Labour charges |  |  | 11454
|  | Sundries |  |  | 58.35
|  | Total for 15 points |  |  | 16995
|  | Rate for 1 point |  |  | 1133
DATA - 7
5 AMPS 5 PIN PLUG SOCKET POINT AT SWITCH BOARD ITSELF
Wirng with 1.5 sqmm copper PVC insulated unsheathed single core 1.1 KV grade cable with continuous earth by means of 1.5 sqmm copper PVC insulated unsheathed single core 1.1 KV grade cable confirming to IS 694 / 1980 with ISI mark in fully concealed PVC rigid conduit pipe heavy duty with ISI mark with suitable size MS box of 16g thick concealed and covered with 3mm thick laminated hylem sheet for 5 amps 5 pin PLUG SOCKET POINT AT SWITCH BOARD ITSELF including citcuit mains, cost of all materials, specials, etc., all complete,
5 | Rmt | 1.5 sqmm copper PVC insulated unsheathed single core cable | 16.55 | 1 Rmt | 82.75
2.5 | Rmt | PVC rigid conduit pipe 19 mm / 20mm heavy duty with ISI mark | 20 | Rmt | 50
1 | No | 5 A 5 pin non - inter locking switch and plug ( flush type ) part - c (I a) + part - d (I a)( Rs. 194.50/12 + 24.10) p-118 +123 part d a | 40.31 | No | 40.31
|  | Labour charges |  |  | 636.33
|  | Sundries |  |  | 25.61
|  | Rate for 1 point |  |  | 835
15 AMPS POWER PLUG
Supplying and fixing of 15 Amps 3 pin flush type plug socket on suitable MS box of 16g thick concealed and covered with 3 mm thick laminated hylem sheet inclusive of all materials, etc., all complete.
1 | No | 15 Amps 3 pin flush type plug socket Part-D1 b p-123 | 54.5 | No | 54.5
1 | No | MS box 150 x 100 x 75mm | 70.7 | No | 70.7
0.015 | Sqm | 3 mm thick laminated hulem sheet | 661 | Sqm | 9.92
LS |  | Labour charges and sundries such as cement, screws etc., |  |  | 14.88
|  | Rate for Each |  |  | 150
WATER TIGHT BULK HEAD FITTING suitable for 12W LED bulb
Supplying and fixing of water tight bulk head fittings with guard suitable for 60 / 100 watts including necessary connections, cost of materials, etc., All complete.
1 | No | Bulk head fittings P-116 it-26 | 277.6 | No | 277.6
|  | Sundries |  |  | 13.47
|  | Labour charges |  |  | 225.93
|  | Total For 1 No |  |  | 517
4' 18w crystal glass LED tube light
1 | No | 4' tube light fitting with \electronic ballast p-112 it-5 | 391 | No | 391
|  |  |  | No | 0
|  | Charges for fixing (as per Data 22 ) |  |  | 298.8
|  | Sundries |  |  | 0.2
|  | Rate for each |  |  | 690
72 |  | S/F of Fibre Fan Hook |  |  | 33.9
Charges for assembling and fixing of ceiling fan of different sweep ( to be supplied by the department at free of cost ) with necessary interconnection and fixing of fan regulator on the existing board, etc., all complete.
1 | Rmt | 0.5 Sqmm copper twin core flex wire | 914.1 | 100 tmt | 9.14
|  | Labour Charges |  |  | 556.6
|  | Sundries |  |  | 5.26
|  | Labour charges for 5 Nos | Rate for Each |  | 571
Supply of ceiling fan 1200mm
1 | No | 1200mm A.C ceiling fan (without regulator)( Part- B 1 a p-117 | 1366 | No | 1366
1 | No | Cost of electronic regulator( Part- B 1 d p-117 | 185.9 | No | 185.9
|  | Rate for each |  |  | 1552.7
78 |  | EARTHING STATION AS PER ISI |  |  | 2921.6
Exhaust fan of 300 mm dia ( 12 ") sweep [SD 114]
1 | No | Exhaust fan of 300 mm dia ( Part- B 2 b p-117 | 1447 | No | 1447
|  | Provision of hole in the wall and making good of the wall | 337.6 | No | 337.6
|  | Clamp fixing by cheche screws bolts and nuts including connections ( as per SD-114, Elec Data 2022-23) |  |  | 31.6
|  | Add 1 % sundries |  | 1816.2 | 18.55
|  | Labour charges for fixing |  |  | 501.25
|  | Rate for each |  |  | 2336
238 | * | ANTI-CORROSIVE TREATMENT FOR STEEL
FABRICATION (RCC WORKS)
-
20 | LIT | ANTI-CORROSIVE(COROLOK-CP ( qtn) | 116.2 | LIT | 2324
/PROTEKLOL) CHEMICALS
50 | Kg | CEMENT | 6.04 | Kg | 302
1 | L.S | BRUSHES GLOVES ETC | 75 | L.S | 75
1 | L.S | TRANSPORTING AND HANDLING | 40 | L.S | 40
2.5 | L.S | PAINTERII | 768.6 | L.S | 1921.5
| L.S | SUNDRIES FOR BRUSHES,CLOTH ETC |  | L.S | 1.5
-
|  | TOTTAL FOR 1 MT |  |  | 4664
2 X 4 Sq mm in fully concealed PVC conduit
Run off mains with 2 wires of 4 Sqmm copper PVC insulated unsheathed single core 1.1KV cable wire contuinuous earth by means of 2.5 Sqmm copper PVC insulated unsheathed single core 1.1 KV grade cable in fully concealed 19 mm / 20 mm dia rigid PVC conduit pipe heavy duty with ISI mark including cost of all materials, specials, etc., all complete.
180 | Rmt | 4 sqmm copper PVC insulated unsheathed single core cable,P-125 it-2-d | 40.95 | Rmt | 7371
90 | Rmt | PVC rigid conduit pipe 19 mm / 20mm heavy duty with ISI mark | 20 | Rmt | 1800
3 | Bag | Cement | 302 | Bag | 906
90 | Rmt | 2.5 sqmm copper PVC insulated unsheathed single core cable for continuous earth connectionp-79, it- 2 c | 25.75 | Rmt | 2317.5
|  | Labour charges |  |  | 11454
|  | Sundries |  |  | 91.5
|  | Total for 90 Metres |  |  | 23940
|  | Rate for 1 Rmt |  |  | 266
DATA - 12
2 X1.5 Sqmm in fully concealed PVC conduit
Run off mains with 2 wires of 1.5 Sqmm copper PVC insulated unsheathed single core 1.1KV cable wire contuinuous earth by means of 1.5 Sqmm copper PVC insulated unsheathed single core 1.1 KV grade cable in fully concealed 19 mm / 20 mm dia rigid PVC conduit pipe heavy duty with ISI mark including cost of all materials, specials, etc., all complete.
180 | Rmt | 1.5 sqmm copper PVC insulated unsheathed single core cable | 16.55 | Rmt | 2979
90 | Rmt | PVC rigid conduit pipe 19 mm / 20mm heavy duty with ISI mark | 20 | Rmt | 1800
3 | Bag | Cement | 302 | Bag | 906
90 | Rmt | 1.5 sqmm copper PVC insulated unsheathed single core cable for continuous earth connection | 16.55 | Rmt | 1489.5
|  | Labour charges |  |  | 11454
18628.5
|  | Sundries |  |  | 91.5
|  | Total for 90 Metres |  |  | 18720
|  | Rate for 1 Rmt |  |  | 208
DATA - 13
2 X 2.5 Sq mm in fully concealed PVC conduit
Run off mains with 2 wires of 2.5 Sqmm copper PVC insulated unsheathed single core 1.1KV cable wire contuinuous earth by means of 1.5 Sqmm copper PVC insulated unsheathed single core 1.1 KV grade cable in fully concealed 19 mm / 20 mm dia rigid PVC conduit pipe heavy duty with ISI mark including cost of all materials, specials, etc., all complete.
|  | Total as per Data No. 12 |  |  | 18628.5
180 | Rmt | Add 180 mt 2.5 Sqmm copper PVC insulated unsheathed S.C. cable p-125, it- 2 c | 25.75 | Rmt | 4635
180 | Rmt | Deduct 1.5 Sqmm copper PVC insulated unsheathed S.C. cable | 16.55 | Rmt | 2979
|  | Sundries |  |  | 55.5
|  | Total for 90 metres |  |  | 20340
|  | Rate for 1 Rmt |  |  | 226
4 x 4 Sq mm copper PVC insulated unsheathed single core cable for 3 phase EB service connection
Run of 4 wires of 4 Sqmm copper PVC insulated unsheathed single cosre/ 1.1 KV grade cable with one run of 7/20 GI stay wire suspended with porcelin reel insulater at 1.0 m C/C for support of phase and neautral cable from the top of street pole to the houses/blocks including all materials, etc., all complatet for EB service connections, including labour charges for fixing GI wires and MS angles
360 | Rmt | 4 Sqmm copper PVC insulated unsheathed single core cableP-79 2 d | 40.95 | Rmt | 14742
4 | Kg | 7/20 GI stay wire | 101.5 | Kg | 406
360 | Each | PVC reel insulater | 0.55 | Each | 198
1.5 | Kg | GI wire for fixing reel insulater | 101.5 | Kg | 152.25
|  | Labour charges 1.5 times dataNo 37 |  |  | 8779.5
|  | Sundries for masonry works clamps bolts and nuts etc., |  |  | 22.25
|  | Total for 90 Rmt |  |  | 24300
|  | Rate for 1 Rmt |  |  | 270
Providing Rain Water Harvesting Perculation pit a) Providing pit
0.47 | Cum | Earth work excavation | 223.12 | Each | 104.87
2 |  |  |  |  | 0
0.24 | Cum | HBSJ 40mm | 1283.26 | Each | 307.98
0.79 | Sqm | Precasted slab Standardised Cement comncrete M 20 grade | 1637.51 | L.S | 1293.63
0.24 | Cum | Filling sand | 1524.4 |  | 365.86
|  | Sundries |  |  | --------------------
2072.34
.
0
Augering 30 cm dia
1 | Cum | Labour charges | 397.15 | Each | 397.15
0.071 | Cum | HBSJ 40mm | 1283.26 | Each | 91.11
--------------------
488.26
--------------------
|  | Supply and fixing of Mirror of size500x400mm size (p-51 it-204 -ii) | 398.3 | each | 398.3
Supplying and fixing of 32 amps triple pole main switch with fuse and neutral link on a suitable well varnished teak wood board including necessary interconnection and earth connection cost of all materials, etc., all complete.
1 | No | 32 Amps triple pole main switch with fuse and neutral link [SD 163] SR-p-133 | 1315 | No | 1315
1 | No | TW board of size 46 x31 x 6 cm with brass hinges hooks screws well varnished [SD 149] | 161.3 | No | 161.3
|  | Sundries screw TW plugs screws wire and earth connections. |  |  | 14.37
|  | Labour charges |  |  | 668.33
|  | Rate for Each |  |  | 2159
Supplying and fixing of Three phase ELCB
1 | No | Three phase ELCB P-94 10 a | 1876 | No | 1876
3 | No | 3 No of 30 amps MCB ( Part-L, P-93 6-a havells) | 128 | No | 384
|  | Labour charges ( as per data No:30) |  |  | 803.5
|  | Sundries |  |  | 5
|  | Rate for Three phase ELCB |  |  | 3068.5
SUPPLY OF GI PIPES FOR EB SERVICE ( THREE PHASE )
Supply of 40 mm dia GI pipe "B"class ( for the above Data ) for passing through from top of Houses to the MES Board to meet the EB requirement.
1 | Rmt | GI pipe of 40 mm dia (P-45 154 -iii) | 163 | Rmt | 163
|  | Sundries |  |  | 2
|  | Rate Each Rmt |  |  | 165
40. | * | PAINTING TWO COATS OVER NEW (as per CER-112/2007-08)
PLASTERED SURFACE WITH
Plastic Emulsion PAINT
-
1.4 | LIT | Plastic Emulsion PAINT (LMR item 113) p-45 143( First qty | 295.6 | LIT | 413.84
0.98 | LIT | Primer (LMR item 142) p45 | 147.5 | LIT | 144.55
2.2 | NO | PAINTER I | 793.8 | NO | 1746.36
| L.S | SUNDRIES FOR BRUSHES,ETC |  | L.S | 2.55
|  | TOTAL FOR 10 SQM |  |  | 2307.3
-
|  | RATE PER SQM |  |  | 230.73
|  | Vertified tile flooring IVORY |  | d448
10 | SQM | COST OF Vertified TILES qtn | 421.3 | SQM | 4213
0.21 | CUM | C.M(1:3) | 4539.1 | CUM | 953.21
1.1 | NO | MASON I | 994.35 | NO | 1093.79
1.1 | NO | MASON II | 928.2 | NO | 1021.02
2.2 | NO | MAZDOOR I | 648.9 | NO | 1427.58
2.2 | NO | MAZDOOR II | 532.35 | NO | 1171.17
20 | Kg | CEMENT | 6040 | M.T | 120.8
2 | Kg | Grout joint filler | 36.1 | Kg | 72.2
1.6 | NO | MASON II | 928.2 | NO | 1485.12
0.5 | NO | MAZDOOR I | 648.9 | NO | 324.45
1.1 | NO | MAZDOOR II | 532.35 | NO | 585.59
| L.S | SUNDRIES |  | L.S | 0
465
|  | TOTAL FOR 10 SQM |  |  | 12467.93
-
|  | RATE PER SQM |  |  | 1246.79
Providing cooling tiles over terrace floor
10 | SQM | COST OF CERAMIC FLOOR TILES p-34 it-7 a | 506 | SQM | 5060
0.21 | CUM | C.M(1:3) | 4539.1 | CUM | 953.21
10 |  | Pointing with CM 1:3 | 313.36 |  | 3133.6
1.1 | NO | MASON I | 994.35 | NO | 1093.79
2.1 | NO | MASON II | 928.2 | NO | 1949.22
2.2 | NO | MAZDOOR I | 648.9 | NO | 1427.58
1.1 | NO | MAZDOOR II | 532.35 | NO | 585.59
6.5 | Kg | ABC plus powder | 17.18 | M.T | 111.67
3 | Kg | Colour cement p-36 | 27.25 | Kg | 81.75
2.15 | NO | ABC Grout | 45.8 | NO | 98.47
0.4 | NO | Base concrete 1:2:4 (6-10mm thick metal) | 5722.59 | NO | 2289.04
|  |  |  | NO | 0
| L.S | SUNDRIES |  | L.S | 0.8
-
|  | TOTAL FOR 10 SQM |  |  | 16784.72
-
|  | RATE PER SQM |  |  | 1678.47
=
UPVC instead of Stone ware Pipe
-
| * | SUPPLYING AND LAYING AND
JOINTING SN8 UPVC PIPE AND SPECIALS
BELOW G.L
-
| A | 110mm DIA UPVC PIPE BELOW G.L
-
18.9 | CUM | E.W EXCLUDING REFILLING | 223.12 | CUM | 4216.97
18.63 | CUM | REFILLING CHARGE | 38.8 | CUM | 722.84
30 | RMT | Cost of UPVC SN8 Pipe (TWAD SR 2022-23 P-23 1.2 1) | 288 | RMT | 8640
30 | RMT | CONVEYING,LOWERING ANDLAYING | 21.01 | RMT | 630.3
TO PROPER GRADEAND
ALIGNMENT,JOINTING
ETC BUT EXCLUDING COST OF
JOINTING MATERIALS. (TWAD SR 22-23,p-268 11-b)
5 | NO | CUTTING CHARGES ( P-32/141) | 47.24 | NO | 236.2
1 | L.S | COST OF JOINTING MATERIALS | 12.1 | L.S | 12.1
| L.S | SUNDRIES |  | L.S | 17.1
-
|  | TOTAL FOR 30M |  |  | 14475.51
-
|  | RATE PER RMT |  |  | 482.52
-
15mm dia half turn CP tap
Sub-Data
Labour charge
0.1 | Nos | Fitter I class | 877.8 | Each | 87.78
0.1 | Nos | Mazdoor I | 648.9 | Each | 64.89
10 | gram | Shellac p-49/168 | 18.45 | 100 gms | 1.85
0.25 | Nos | Thread ball p-49/173 | 3.6 | Each | 1
|  |  | Total/1 No |  | 155.52
|  | Main Data | Long body | Long body | short body
|  |  | 331 | 331 | 283
|  | Cost of Tap | 155.52 | 155.52 | 155.52
|  | Labour | 486.52 | 486.52 | 438.52
|  |  | 487 | 487 | 439
25 W LED Street light Fittings
1 | No | 25 W LED Street light Fittings p-115 18A/ lower end | 1193 | No | 1193
1 | No | Labour charges | 2174 | No | 2174
Sundries
|  | Rate for Each |  |  | 3367
40. | * | PAINTING TWO COATS OVER NEW (as per CER-112/2007-08)
PLASTERED SURFACE WITH
Exterior Emulsion PAINT
-
1.4 | LIT | Plastic Emulsion PAINT (LMR item 113) p-45 143( First qty | 303.8 | LIT | 425.32
0.98 | LIT | Primer (LMR item 142) p45 | 151.3 | LIT | 148.27
2.2 | NO | PAINTER I | 793.8 | NO | 1746.36
| L.S | SUNDRIES FOR BRUSHES,ETC |  | L.S | 2.85
|  | TOTAL FOR 10 SQM |  |  | 2322.8
-
|  | RATE PER SQM |  |  | 232.28
4 X 4 Sq mm in fully concealed PVC conduit
Run off mains with 4 wires of 4 Sqmm copper PVC insulated unsheathed single core 1.1KV cable wire contuinuous earth by means of 2.5 Sqmm copper PVC insulated unsheathed single core 1.1 KV grade cable in fully concealed 19 mm / 20 mm dia rigid PVC conduit pipe heavy duty with ISI mark including cost of all materials, specials, etc., all complete.
360 |  | 4 sqmm copper PVC insulated unsheathed single core cable,P-123 it-2-d | 40.95 | Rmt | 14742
90 |  | 25mm dia rigid PVC pipe heavy duty with ISI heavy duty with ISI mark part -I 1c P-128, Part -I | 29.8 | Rmt | 2682
3 |  | Cement | 302 | Bag | 906
90 |  | 2.5 sqmm copper PVC insulated unsheathed single core cable for continuous earth connection (p-86, it- 2 c) | 25.75 | Rmt | 2317.5
|  | Labour charges |  |  | 15075
|  | Sundries |  |  | 97.5
|  | Total for 90 Metres |  |  | 35820
|  | Rate for 1 Rmt |  |  | 398
FLY ASH BRICKS DATA
6.5 | * | B.W IN C.M(1:5) using fly ash bricks
Bricks of size 23x11x7 cm
-
1300 | NOS. | Bricks of size 23x11x7 cm | 6723.72 | 1000NO. | 8740.836
0.708 | CUM | CEMENT MORTAR(1:5) | 3379.42 | CUM | 2392.6294
1 | NO. | MASON I | 994.35 | NO. | 994.35
3 | NO. | MASON II | 928.2 | NO. | 2784.6
2 | NO. | MAZDOOR I | 648.9 | NO. | 1297.8
6 | NO. | MAZDOOR II | 532.35 | NO. | 3194.1
| L.S | SUNDRIES |  | L.S | 5
-
|  | TOTAL FOR 2.83168 CUM |  |  | 19409.3154
-
|  | RATE PER CUM |  |  | 6854.3463
=
|  | G.F |  |  | 6932.8863
9 | * | B.W IN C.M(1:6) using fly ash bricks
Bricks of size 23x11x7 cm
-
1300 | NOS. | Bricks of size 23x11x7 cm | 6723.72 | 1000NO. | 8740.836
0.708 | CUM | CEMENT MORTAR(1:6) | 3089.5 | CUM | 2187.366
1 | NO. | MASON I | 994.35 | NO. | 994.35
3 | NO. | MASON II | 928.2 | NO. | 2784.6
2 | NO. | MAZDOOR I | 648.9 | NO. | 1297.8
6 | NO. | MAZDOOR II | 532.35 | NO. | 3194.1
| L.S | SUNDRIES |  | L.S | 5
-
|  | TOTAL FOR 10 CUM |  |  | 19204.052
-
|  | RATE PER CUM |  |  | 6781.8581
=
|  | G.F |  |  | 6860.3981
| 28. | * | FINISHING THE TOP OF FLOORING
WITH C.M(1:4)20mm THICK
1.1 |  |  | -
1 | 0.22 | CUM | CEMENT MORTAR(1:4) | 3814.3 | CUM | 839.146
| 2.2 | NO | MASON I | 994.35 | NO | 2187.57
| 0.5 | NO | MAZDOOR I | 648.9 | NO | 324.45
| 3.2 | NO | MAZDOOR II | 532.35 | NO | 1703.52
|  | L.S | SUNDRIES |  | L.S | 5
-
|  |  | TOTAL FOR 10 SQM |  |  | 5059.686
-
|  |  | RATE PER SQM |  |  | 505.9686
=
32.1 | * | FINISHING TOP OF ROOF WITH
ONE COURSE OF PRESSED TILES
OVER A BED OF C.M(1:3),
12mmTHICK MIXED WITH WATER PROOF COMPOUND
AT 2% BY WEIGHT OF CEMENT
-
190 | NOS | PRESSED TILES 23X23X2cm P-15 | 16106 | 1000 Nos | 3060.14
0.12 | CUM | C.M(1:3) | 4539.1 | CUM | 544.692
10 | SQM | POINTING WITH C.M(1:3) | 313.36 | SQM | 3133.6
1.54 | Kg | WPC | 42.7 | Kg | 65.758
1.1 | NO | MASON I | 994.35 | NO | 1093.785
2.1 | NO | MASON II | 928.2 | NO | 1949.22
2.2 | NO | MAZDOOR I | 648.9 | NO | 1427.58
1.1 | NO | MAZDOOR II | 532.35 | NO | 585.585
| L.S | SUNDRIES |  | L.S | 0
-
|  | TOTAL FOR 10 SQM |  |  | 11860.36
-
|  | RATE PER SQM |  |  | 1186.036
=
33. | * | PLASTERING C.M(1:5) 12mmTHICK
-
0.14 | CUM | CEMENT MORTAR(1:5) | 3379.42 | CUM | 473.1188
1.1 | NO. | MASON I | 994.35 | NO. | 1093.785
0.5 | NO. | MAZDOOR I | 648.9 | NO. | 324.45
1.1 | NO. | MAZDOOR II | 532.35 | NO. | 585.585
| L.S | SUNDRIES |  | L.S | 5
-
|  | TOTAL FOR 10 SQM |  |  | 2481.9388
-
|  | RATE PER SQM |  |  | 248.1939
=
34. | * | PLASTERING C.M(1:4) 12mmTHICK
-
0.14 | CUM | CEMENT MORTAR(1:4) | 3814.3 | CUM | 534.002
1.1 | NO. | MASON I | 994.35 | NO. | 1093.785
0.5 | NO. | MAZDOOR I | 648.9 | NO. | 324.45
1.1 | NO. | MAZDOOR II | 532.35 | NO. | 585.585
| L.S | SUNDRIES |  | L.S | 5
-
|  | TOTAL FOR 10 SQM |  |  | 2542.822
-
|  | RATE PER SQM |  |  | 254.2822
=
35. | * | PLASTERING C.M(1:3) 10mmTHICK
-
0.1 | CUM | CEMENT MORTAR(1:3) | 4539.1 | CUM | 453.91
1.1 | NO. | MASON I | 994.35 | NO. | 1093.785 | 0
1.1 | NO. | MAZDOOR I | 648.9 | NO. | 713.79
1.1 | NO. | MAZDOOR II | 532.35 | NO. | 585.585
| L.S | SUNDRIES |  | L.S | 5
-
|  | TOTAL FOR 10 SQM |  |  | 2852.07
-
|  | RATE PER SQM |  |  | 285.207
=
| * | WHITE WASHING ONE COAT
-
0.05 | CUM | SLACKED SHELL LIME |  | CUM | 67.4
1.1 | NO. | MASON II |  | NO. | 1021.02
0.3 | NO. | MAZDOOR I |  | NO. | 194.67
1.9 | NO. | MAZDOOR II |  | NO. | 1011.47
| L.S | SUNDRIES FOR BRUSH ETC |  | L.S | 1.46
-
|  | TOTAL FOR 100 SQM |  |  | 2296.02
-
|  | RATE PER SQM |  |  | 22.9602
=
Plastic Emulsion PAINT two coat for old wall
1.4 | LIT | Plastic Emulsion PAINT | LS | LIT | 413.84
1.5 | NO | Painter I | 0 | NO | 1190.7
10 | Sqm | Thorouh scrapping p28/108 | 0 | Sqm | 42
|  | SUNDRIES | ls |  | 4.33
|  | TOTAL FOR 10 SQM |  |  | 1650.87
|  | RATE PER SQM |  |  | 165.087
PAINTING ONE COATS OVER OLD
IRON WORKS WITH IIND CLASS
SYNTHETIC ENAMEL PAINT
1.11 | Lit | READY MIXED IIND CLASS PAINT | 227.6 | Lit | 252.636
0.7 | nos | PAINTER I | 793.8 | nos | 555.66
10 | Sqm | Thorouh scrapping (p-26 slno.357 d) | 9.08 | Sqm | 90.8
|  | SUNDRIES | LS |  | 2.8
|  | TOTAL FOR 10 SQM |  |  | 901.896
|  | RATE PER SQM |  |  | 90.1896
23.2 | * | Supplying and fixing 4mm thick pin
headed glass panels 450x1350
|  | - | -
0.5334 | Sqm | 4mm glass frosted | 306.9 | Sqm | 163.7005
4.24 | Rmt | 12x12mm Alu.Beedings ( Qtn) | 35.61 | Rmt | 150.9864
16 | No. | Alu. bolts and nuts( Qtn) | 1 | Each | 16
0.5334 | Sqm | Labour for fixing glass paneles | 214.86 | Sqm | 114.6063
| L.S | Sundries |  | L.S
(1.08SQM LABOUR =.25CARPENTER-II)
-
|  | Total for 0.5334 Sqm |  |  | 445.2932
-
|  | Rate for one Sqm. |  |  | 834.8
=
PAINTING ONE COATS OVER OLD
WOOD WORKS WITH IIND CLASS
SYNTHETIC ENAMEL PAINT
1.33 | Lit | READY MIXED IIND CLASS PAINT | 238.9 | Lit | 317.737
0.7 | nos | PAINTER I | 793.8 | nos | 555.66
10 | Sqm | Thorouh scrapping (p-31 slno.112) | 9.82 | Sqm | 98.2
|  | SUNDRIES | LS |  | 3.43
|  | TOTAL FOR 10 SQM |  |  | 975.027
|  | RATE PER SQM |  |  | 97.5027
40. | * | PAINTING TWO COATS OVER new
WOOD WORKS WITH IIND CLASS
SYNTHETIC ENAMEL PAINT INCL.PRIMER COAT.
-
1.44 | LIT | READY MIXED PRIMER PAINT | 147.5 | LIT | 212.4
0.7 | NO | PAINTER I | 793.8 | NO | 555.66
2.55 | LIT | READY MIXED IIND CLASS PAINT | 238.9 | LIT | 609.195
1.2 | NO | PAINTER I | 793.8 | NO | 952.56
| L.S | SUNDRIES FOR BRUSHES,ETC |  | L.S | 1.5
-
|  | TOTAL FOR 10 SQM |  |  | 2331.315
-
|  | RATE PER SQM |  |  | 233.1315
=
54 | * | Brass Tap with ISI Mark p48/158 |  | Each | 206
29.2 |  | Providing shahabad stone grey colour of 20mm thick in C.M 1:3
10.5 | Sqm | COST OF Shahabad stone grey colour (Polished Shahabad stone 20mm thick with machine cut edges of size 2' x 2' below) p -36/ 34 | 318 | Sqm | 3339
0.22 | CUM | C.M(1:3) | 4539.1 | CUM | 998.602
64 | Kg | Cement slurry | 6040 | 1000 Kg | 386.56
4.5 | Kg | Pigment (20.03+23.13)/2 =21.58 p37 ( 9 &10/2) | 24.93 | Kg | 112.185
5.4 | NO | Mason II | 928.2 | NO | 5012.28
2.16 | NO | Mazdoor I | 648.9 | NO | 1401.624
6.5 | NO | Mazdoor II | 532.35 | NO | 3460.275
|  |  |  | NO | 0
|  | TOTAL FOR 10 SQM |  |  | ============
14710.526
==========
|  | RATE PER SQM |  |  | 1471.0526
============
|  |  | UPVC Window (PWD SR] P-65/269 | sqm. | 7482
DATA - 57
Exhaust fan of 225 mm dia ( 9 ") sweep
|  | Exhaust fan of 225 mm dia ( Part- B 2 a p-117 | 1265 | No | 1265
|  | Provision of hole in the wall and making good of the wall | 337.6 | No | 337.6
|  | Mason II |  |  | 31.6
|  | Add 1 % sundries |  |  | 13.7
|  | Labour charges for fixing |  |  | 501.25
|  | Rate for each |  |  | 2149.15
SUPPLY AND FIXING OF GALVANIUM SHEET 0.47MM THICK
11 | Sqm | GALVANIUM SHEET 0.47MM THICK ( SR p-72) | 434 | Sqm | 4774
2.2 | Each | FITTER I st CLASS | 877.8 | Each | 1931.16
1.1 | Each | CARPENTER I ST CLASS | 972.3 | Each | 1069.53
3.2 | Each | MAZDOOR I ST CLASS | 648.9 | Each | 2076.48
| L.S | Bolts & Washers | L.S |  | 107.11
|  | Rate For 10 Sqm |  |  | 9958.28
|  | Rate For 1 Sqm |  |  | 995.828
Providing CUDDAPPAH SLAB for cupboard
wardrobe, shelves, kitchen sinks,
hearth slab and sunshade etc., for the
following thickness including cost of
Cuddappah slab and labour charges for
fixing in position etc., all complete
(Both sides polished)
|  | - | -
| A. | 20mm Thick slab:-
==================
10 | Sqm | Cuddappah slab | 376.7 | Sqm | 3767
1 | No. | Mason Ist | 994.35 | Each | 994.35
1 | No. | Mazdoor Ist | 648.9 | Each | 648.9
| L.S | Packing with C.M., Scaffolding |  | L.S | 120
|  | and Polishing etc., |  |  | -
|  | Total for Ten sqm |  |  | 5530.25
-
|  | Rate for one SQM |  |  | 553.025
|  | G.F | 553.025 | 2.39 | 555.415
hearth slab and sunshade etc., for the
following thickness including cost of
Cuddappah slab and labour charges for
fixing in position etc., all complete
(Both sides polished)
|  | - | -
| A. | 40mm Thick slab:-
==================
10 | Sqm | Cuddappah slab | 408 | Sqm | 4080
1 | No. | Mason Ist | 994.35 | Each | 994.35
1 | No. | Mazdoor Ist | 648.9 | Each | 648.9
| L.S | Packing with C.M., Scaffolding | 0 | L.S | 120
|  | and Polishing etc., |  |  | -
|  | Total for Ten sqm |  |  | 5843.25
-
|  | Rate for one SQM |  |  | 584.325
|  | G.F | 4.77 | 30.49 | 589.095 | 0
|  | F.F | 9.4 | 19.86 | 598.495 | 0
2 X 4 Sq mm in fully concealed PVC conduit (open wiring)
Run off mains with 2 wires of 2.5 Sqmm copper PVC insulated unsheathed single core 1.1KV cable wire contuinuous earth by means of 1.5 Sqmm copper PVC insulated unsheathed single core 1.1 KV grade cable in fully concealed 19 mm / 20 mm dia rigid PVC conduit pipe heavy duty with ISI mark including cost of all materials, specials, etc., all complete.
|  | Total as per Data No. |  |  | 11538
180 | Rmt | Add 180 mt 4 Sqmm copper PVC insulated unsheathed S.C. cable p-86 2c | 40.95 | Rmt | 7371
180 | Rmt | Deduct 1.5 Sqmm copper PVC insulated unsheathed S.C. cable | 16.55 | Rmt | 2979
Sundries
|  | Total for 90 metres |  |  | 15930
|  | Rate for 1 Rmt |  |  | 177
4 X 4 Sq mm in fully concealed PVC conduit (open wiring)
Run off mains with 2 wires of 2.5 Sqmm copper PVC insulated unsheathed single core 1.1KV cable wire contuinuous earth by means of 1.5 Sqmm copper PVC insulated unsheathed single core 1.1 KV grade cable in fully concealed 19 mm / 20 mm dia rigid PVC conduit pipe heavy duty with ISI mark including cost of all materials, specials, etc., all complete.
|  | Total as per Data No. |  |  | 11538
360 | Rmt | Add 180 mt 4 Sqmm copper PVC insulated unsheathed S.C. cable part E-2 -e | 38.3 | Rmt | 13788
180 | Rmt | Deduct 1.5 Sqmm copper PVC insulated unsheathed S.C. cable | 16.55 | Rmt | 2979
Sundries
|  | Total for 90 metres |  |  | 22347
|  | Rate for 1 Rmt |  |  | 248.3
FAN POINT FOR ADMINISTRATIVE BLOCKS AND COMMUNITY CENTRE
Wirng with 1.5 sqmm copper PVC insulated unsheathed single core 1.1 KV grade cable with continuous earth by means of 1.5 sqmm copper PVC insulated unsheathed single core 1.1 KV grade cable confirming to IS 694 / 1980 with ISI mark in PVC rigid conduit pipe heavy duty with ISI mark with suitable size MS box of 16g thick concealed and covered with 3mm thick laminated hylem sheet for FAN POINT FOR ADMINISTRATIVE BLOCKS AND COMMUNITY CENTRE controlled by 5 amps flush type switch including citcuit mains, cost of all materials, specials, etc., all complete,(Open wiring)
90 | Rmt | 1.5 sqmm copper PVC insulated unsheathed single core cable | 16.55 | Rmt | 1489.5
45 | Rmt | PVC rigid conduit pipe 19 mm / 20mm heavy duty with ISI mark | 20 | 1 Rmt | 900
75 | No | 19 mm PVC saddles / p 129 , 5 b | 3.6 | Dozen | 22.5
12 | No | 19 mm PVC rigid bends | 3.15 | No | 37.8
6 | No | 19 mm PVC rigid tees | 1.34 | No | 8.04
150 | Nos | Teakwood plugs 1.5"x1"x2" | 287 | 1000 | 43.05
7 | Nos | PVC JUNCTION BOX 19 mm | 3.6 | No | 25.2
6 | No | Ceiling rose | 13.8 | Each | 82.8
6 | No | #REF! | 16.21 | #REF! | 97.26
1 | Gross | Brass screws ( 40 mm x 6 no) P-85 Part-L c | 69.4 | Gross | 69.4
6 | Nos | MS box 12"X8" mm(5 sided) covered with 3mm thick Hylem sheet [sd 12] | 9.45 | No | 56.7
0.16667 | bag | Cement | 302 | bag | 50.3333
45 | m | 1.5 sqmm copper PVC insulated unsheathed single core cable for continuous earth connection | 16.55 | Sqm | 744.75
6 | Points | Labour charges | 1207 | Points | 7242
| Ls | Sundries for screws etc., |  |  | 40.41
10909.7433
Total for 6 Points
|  | Rate for 1 Point |  |  | 1818.2906
| ** | POINTING WITH C.M.(1:3)FOR
PRESSED TILES
-
0.04 | CUM | CEMENT MORTER(1:3) | 4539.1 | CUM | 181.564
2.2 | NO | MASON II | 928.2 | NO | 2042.04
0.5 | NO | MAZDOOR I | 648.9 | NO | 324.45
1.1 | NO | MAZDOOR II | 532.35 | NO | 585.585
| L.S | SUNDRIES |  | L.S | 0
-
|  | TOTAL FOR 10 SQM |  |  | 3133.639
-
|  | RATE PER SQM |  |  | 313.3639
=
56.1. | * | SUPPLYING AND FIXING OF I.W.C
20"WITH TOP LEFT ROUGH TO RECEIVE
FLOOR FINISH
IN G.FLOOR.
-
1 | NO. | I.W.C 20"SIZE(Orissa pan) | 1201 | NO. | 1201
0.65 | CUM | E.W EXCAVATION | 223.12 | CUM | 145.028
0.57 | CUM | REFILLING | 38.8 | CUM | 22.116
0.081 | CUM | BRICK JELLY CONCRETE USING 40mm(1:8:16) | 3984.53 | CUM | 322.7469
1 | NO. | PLUMBER I | 862.05 | NO. | 862.05
0.5 | NO. | MASON II | 928.2 | NO. | 464.1
0.5 | NO. | MAZDOOR I | 648.9 | NO. | 324.45
| L.S | SUNDRIES |  | L.S | 1.25
-
|  | TOTAL FOR ONE NUMBER |  |  | 3342.7409
56.1. | * | SUPPLYING AND FIXING OF I.W.C
21.2 |  | TEAK WOOD WROUGHT & PUT UP
-
| A | T.W.SCANTLING 2M-3M LONG
-
1 | CUM | LABOUR CHARGE FOR WROUGHT & PUTUP | 13629 | CUM | 13629
1 | CUM | T.W.SCANTLING 2M-3M LONG | 111600 | CUM | 111600
=
|  | RATE FOR T.W.SCANDLING 2M-3M LONG |  |  | 125229
=
| B | T.W.SCANTLING UP TO 2M LONG
-
1 | CUM | LABOUR CHARGE FOR WROUGHT & PUTUP | 13629 | CUM | 13629
1 | CUM | T.W.SCANTLING 2M-3M LONG | 99400 | CUM | 99400
=
|  | RATE FOR T.W.SCANTLING 2M LONG |  |  | 113029
=
|  | * | T.W.DOUBLE LEAF FULLY PANELLED
DOOR SHUTTER FOR DOOR OF SIZE
1500 X 2400MM
-
|  |  | SHUTTER SIZE-1X2X.675X2.3125 | = | 3.122 | Sqm
|  |  | STYLES(OVER 2M) -2X2X2.3125X0.15X0.0375 = 0.052 | = | 0.052 | Cum
RAILS(BELOW 2M)-
|  |  | Top & Intermediate 2X3X0.675X0.15X0.0375 | = | 0.02278
1.5 |  |  | Bottom - 1X2X0.675X0.20X0.0375 = 0.010125 | = | 0.01013
1.5 |  |  |  |  | -
[5 empty] | 0.03291 | Cum
0.15 |  |  |  |  | -
|  |  | PLANKS -2X2X0.5875X.4X0.01875 |  | 0.0176
|  |  | -1X2X0.5625X0.4X0.01875 |  | 0.0084
-
[5 empty] | 0.026 | Cum
-
| 0.052 | CUM | T.W SCANTLING ABOVE 2M LONG |  | CUM | 5803.2
| 0.03291 | CUM | T.W SCANTLING BELOW 2M LONG |  | CUM | 3271.25
| 0.026 | CUM | T.W PLANKS OVER 30 TO 45cm | 107000 | CUM | 2782
|  |  | WIDE&12TO25mm T.K p-19 it-110 |  |  | 0
| 3.122 | SQM | LABOUR FOR WROUGHT&PUTUP |  | SQM | 4776.19
| 4 | NO | 6" Alu. DOOR HANDLE |  | NO. | 1018
| 8 | NO. | 5"BUTT HINGS | CUM | NO. | 716.8
| 4 | NO. | 10"X1/2"TOWER BOLT p40 103c | 97.85 | NO. | 391.4
| 1 | NO. | 12"X5/8"ALDROP p -41 105a | 209.9 | NO. | 209.9
| 2 | NO. | RUBBERBUSH 40 DIA & 60 MM LONG p -41 sl.111 | 23.1 | NO. | 46.2
| 2 | NO. | Alu. DOOR STOPPER p41 110 | 49.55 | NO. | 99.1
| 118 | NO. | Sundries for brass scrwew |  | NO. | 284.38
-
|  |  | TOTAL FOR 3.122 SQM |  |  | 19398.42
-
|  |  | RATE PER SQM |  | Rs. | 6213.4593
50.1 | * | Supplying and fixing of Precast slab
50mm thick made in C.C 1:3:6 using 20mm
Hbs jelly ,moulding the slab, laying,
curing,transporting and placing in
possition etc complete
|  | - | -
9 | Cum | 20mm HBS Jelly | 1696.26 | Cum | 15266.34
4.5 | Cum | C.M. 1:3 | 4539.1 | Cum | 20425.95
1.8 | No. | Mason IInd | 928.2 | Each | 1670.76
17.7 | No. | Mazdoor Ist | 648.9 | Each | 11485.53
14.1 | No. | Mazdoor IInd | 532.35 | Each | 7506.135
-
|  | Total for 10 cum |  |  | 56354.715
-
|  | Rate per cum |  |  | 5635.4715
=
31. | * | WEATHERING COURSE WITH BRICK
JELLY LIME IN RATIO 32:121/2
BY VOLUMN WELL WATERING
CONSOLIDATED WITH WOODEN
BEATERS TO REQUIRED SLOP
-
12.8 | CUM | BROKEN BRICKJELLY2OmmGAUGE | 848.88 | CUM | 10865.664
5 | CUM | COST OF LIME STONE | 993 | CUM | 4965
1.8 | NO | MASON I | 994.35 | NO | 1789.83
17.7 | NO | MAZDOOR I | 648.9 | NO | 11485.53
14.1 | NO | MAZDOOR II | 532.35 | NO | 7506.135
| L.S | SUNDRIES |  | L.S | 0
-
|  | TOTAL FOR 10 CUM |  |  | 36612.159
-
|  | RATE PER CUM |  |  | 3661.2159
=
15.1 | C. | S & F of Granite slab 18mm to 20mm Thick For kitchen arrangements
==================
10 | Sqm | Granite slab ( Jet Black) P-36 it-29 a | 1626 | Sqm | 16260
0.21 | CUM | C.M 1:3 | 4539.1 | CUM | 953.211
1.1 | No. | Mason Ist | 994.35 | Each | 1093.785
1.1 | No. | Mason IIst | 928.2 | Each | 1021.02
2.2 | No. | Mazdoor Ist | 648.9 | Each | 1427.58
2.2 | No. | Mazdoor IIst | 532.35 | Each | 1171.17
10 | L.S | Pointing the joint | 153.47 | L.S | 1534.7
-
#REF! |  | Total for TEN sqm |  |  | 23461.466
-
|  | RATE for one sqm |  |  | 2346.1466
STAIRCASE LIGHT POINT (Open wiring)
Wirng with 1.5 sqmm copper PVC insulated unsheathed single core 1.1 KV grade cable with continuous earth by means of 1.5 sqmm copper PVC insulated unsheathed single core 1.1 KV grade cable confirming to IS 694 / 1980 with ISI mark in fully concealed PVC rigid conduit pipe heavy duty with ISI mark with suitable size MS box of 16g thick concealed and covered with 3mm thick laminated hylem sheet for STAIRCASE LIGHT POINT controlled by 5 amps flush type switch including citcuit mains, cost of all materials, specials, etc., all complete,(Open wiring)
90 | Rmt | 1.5 sqmm copper PVC insulated unsheathed single core cable | 16.55 | Rmt | 1489.5
30 | Rmt | PVC rigid conduit pipe 19 mm / 20mm heavy duty with ISI mark | 20 | Rmt | 600
10 | No | 19 mm PVC rigid bends | 3.15 | No | 31.5
5 | No | 19 mm PVC rigid tees | 1.34 | No | 6.7
10 | No | 5 A flush type two way switches ( Staircase switch ) | 20.11 | No | 201.1
5 | No | PVC/TW round block [SR P.129 | 5.58 | Each | 27.9
5 | No | Ceiling rose | 13.8 | No | 69
0.09 | Sqm | 3 mm thick laminated Hylem sheet | 661 | Sqm | 59.49
1 | Bag | Cement | 302 | Bag | 302
6 | No | TW switch Box 150X100X75mm | 16.5 | Each | 99
30 | Rmt | 1.5 sqmm copper PVC insulated unsheathed single core cable for continuous earth connection | 16.55 | Rmt | 496.5
|  | Labour charges |  |  | 7242
|  | Sundries |  |  | 12.8
|  | Total for 5 points |  |  | 10637.49
|  | Rate for 1 point |  |  | 2127.498
29.5 | * | Providing White/Color ceramic floor tiles (Anti-skid)of
any size 0f 6mm T.K including pointing etc.,
as directed by the Dept.Officers.
|  | - | -
10 | SQM | COST OF CERAMIC FLOOR TILES | 377.86 | SQM | 3778.6
0.21 | CUM | C.M(1:3) | 4539.1 | CUM | 953.211
|  | LABOUR FOR LAYING & POINTING | 994.35
1.1 | NO | MASON I | 994.35 | NO | 1093.785
1.1 | NO | MASON II | 928.2 | NO | 1021.02
2.2 | NO | MAZDOOR I | 648.9 | NO | 1427.58
2.2 | NO | MAZDOOR II | 532.35 | NO | 1171.17
20 | Kg | CEMENT | 6040 | M.T | 120.8
2 | Kg | Grout ( qtn) | 36.1 | Kg | 72.2
1.6 | NO | MASON II | 928.2 | NO | 1485.12
0.5 | NO | MAZDOOR I | 648.9 | NO | 324.45
1.1 | NO | MAZDOOR II | 532.35 | NO | 585.585
| L.S | SUNDRIES |  | L.S | 0
-
|  | TOTAL FOR 10 SQM |  |  | 12033.521
-
|  | RATE PER SQM |  |  | 1203.3521
Chain link fencing data for 15sqm
15 | sqm | GALVANISIED IRON WIRE 2" x 2" using 10 gauge (of all sizes) p44/134 | 160.25 | sqm | 2403.75
0.5 | kg | Binding wire |  | kg | 28.18
0.5 | No. | Fitter I class |  | kg | 438.9
0.5 | No. | Mazdoor I class |  | kg | 324.45
|  | Rate for 15sqm |  |  | 3195.28
|  | Rate for 1 sqm |  |  | 213.0187
|  | CI MANHOLE COVER 45CMX45CMX20KG |  | Each | 967.5
|  | CI MANHOLE COVER 60CMX60CMX50KG p-55/238 |  | Each | 1864
|  | CI STEPS (5Kg) (59.65+.35) |  | Each | 30
| * | Brass Tap with ISI Mark p48/158 |  | Each | 206
=
2 X 2.5 Sq mm in fully concealed PVC conduit (open wiring)
Run off mains with 2 wires of 2.5 Sqmm copper PVC insulated unsheathed single core 1.1KV cable wire contuinuous earth by means of 1.5 Sqmm copper PVC insulated unsheathed single core 1.1 KV grade cable in fully concealed 19 mm / 20 mm dia rigid PVC conduit pipe heavy duty with ISI mark including cost of all materials, specials, etc., all complete.
|  | Total as per Data No. |  |  | 11538
180 | Rmt | Add 180 mt 2.5 Sqmm copper PVC insulated unsheathed S.C. cable | 16.55 | Rmt | 4635
180 | Rmt | Deduct 1.5 Sqmm copper PVC insulated unsheathed S.C. cable | 160.25 | Rmt | 2979
Sundries
|  | Total for 90 metres |  |  | 13194
|  | Rate for 1 Rmt |  |  | 146.6
0
DATA - 24
Charges for assembling and fixing of ceiling fan of different sweep ( to be supplied by the department at free of cost ) with necessary interconnection and fixing of fan regulator on the existing board, etc., all complete.
1 | Rmt | 0.5 Sqmm copper twin core flex wire | 914.1 | 100 tmt | 9.141
|  | Labour Charges |  |  | 556.6
|  | Sundries |  |  | 5.26
|  | Labour charges for 5 Nos | Rate for Each |  | 571.001
1 | No | Wiremen Grade I | 783 | No | 783
1 | No | Wiremen Grade II | 778 | No | 778
2 | No | Helpers | 611 | No | 1222
|  | Total for 5 Nos |  |  | 2783
|  | Rate for Each |  |  | 556.6
Paver Block Data from SE Office
Supplying and Laying of inter locking paver block stone 63 mm tk over base layer sand filling including cost of materials laying and hammering charges etc.
| Sqm | Inter locking paver block stone 63mm thick (pwd -p 41/19 | 459 | Sqm | 4590
| Nos. | MASON I | 994.35 | NO | 497.18
| Nos. | MASON II | 928.2 | NO | 464.1
| Nos. | MAZDOOR I | 648.9 | NO | 648.9
| cum | Sand filling for pointing | 1558.47 | cum | 124.68
|  | TOTAL FOR 10 SQM |  |  | 6324.86
|  | Rate for 1 SQM |  |  | 632.49
4' 18w crystal glass LED tube light
1 | No | 4' tube light fitting with \electronic ballast p-112 it-5 | 391 | No | 391
|  |  |  | No | 0
|  | Charges for fixing (as per Data 22 ) |  |  | 298.8
|  | Sundries |  |  | 0.2
|  | Rate for each |  |  | 690
Supply of ceiling fan 1200mm
1 | No | 1200mm A.C ceiling fan (without regulator)( Part- B 1 a p-117 | 1366 | No | 1366
1 | No | Cost of electronic regulator( Part- B 1 d p-117 | 185.9 | No | 185.9
|  | Rate for each |  |  | 1552.7
| d. | Form work for Vertical walls | 1038.11
| ** | PARTITION WALL OF 110 mm thick
-
1.1 | CUM | PARATITION B.W IN C.M(1:4) | 6963.08 | CUM | 7659.39
1 | NO | MASON I | 994.35 | NO. | 994.35
| L.S | SUNDRIES |  | L.S | 0
-
|  | TOTAL FOR 10 SQM |  |  | 8653.74
-
|  | RATE PER SQM |  |  | 865.37
=
|  | G.F |  | 8.64 | 874.01
OBSERVED DATA
| * | PAINTING ONE COAT OVER NEW (as per PWD Standard Data)
PLASTERED SURFACE WITH
OBD
-
0.67 | Kg | OBD p-50 sl.129 | 73.8 | Kg | 49.446
0.25 | NO | PAINTER I | 793.8 | NO | 198.45
0.25 | NO | MAZDOOR I | 648.9 | NO | 162.225
0.4 | NO | MAZDOOR II | 532.35 | NO | 212.94
10 |  | thorough scrapping | 4 |  | 40
| L.S | SUNDRIES FOR BRUSHES,ETC |  | L.S
-
|  | TOTAL FOR 10 SQM |  |  | 663.061
-
|  | RATE PER SQM |  |  | 66.3061
|  | LIGHT POINT WITH CEILING ROSE FOR ADMINISTRATIVE BLOCKS AND COMMUNITY CENTRE Open wiring |  |  | 0
Light point with bakelite batern type holder for flats/ houses(Open wiring)
Wirng with 1.5 sqmm copper PVC insulated unsheathed single core 1.1 KV grade cable with continuous earth by means of 1.5 sqmm copper PVC insulated unsheathed single core 1.1 KV grade cable for LIGHT POINT WITH BAKELITE BATTERN TYPE HOLDER FOR FLATS/ HOUSES , etc., all complete,
|  | Total for Data 1 excluding sundries |  |  | 8905.74
|  | Deduct cost of ceiling rose 10 Nos |  |  | 138
|  | 0 |  |  | 166.5
|  | Sundries |  |  | 35.76
|  | Total for 10 points |  |  | 8970 | 0
|  | Rate for 1 points |  |  | 897 | 8970
0