## pile data ( M30 grade) (2) (hidden)
TAMILNADU POLICE HOUSING CORPORATION LIMITED
TRICHY DIVISION
Name of Work : Providing Bored cast-in-situ pile Pile Foundation
DATA 2018-2019
|  | Setting of Bored cast-in-situ pile equipments with all accessories and tools at each of locations based on the 500 mm dia pile |  |  |  | Cum
| Volume of Concrete = 3.14 /x *0.5 x 0.5 x 8 = 4.02 /4= 1.57 m3 |  |  |  |  | 1.57
500mm Dia pipe
1.57 | Cum | Standardised concrete mix using M 30 Grade concrete in (F&B) |  | #REF! | #REF!
0.157 | MT | Bentonite (10% concrete volume) |  | 4000 | 628
8 | Rmt | Labour charges |  | 960 | 7680
|  | Total for 8 Rmt |  |  | #REF!
|  | Total for 1 Rmt |  |  | #REF!
|  | Moving and placing of piling equipment (1000/8) |  |  | 125
|  | Total for 1 Rmt |  |  | #REF!
Rate for 1 Cum
Chipping of pile to the required cut off level and cleaning away the debris with an average lead of 5 km entirely with city limits
| Volume of Concrete = 3.14/4 x 0.5 x 0.5 x 1 km =0.196 m3 |  |  |  |  | 0.196
500mm Dia pipe DATA for 1 Rmt
0.196 | Cum | Dismantling of RCC works it-35/38 p-24 |  | 3820 | 748.72
0.196 | Cum | Conveyance of dismantled materials p-35 |  | 48.1 | 9.43 |  |  | 1.09
0.196 | Cum | Loading or unloading charges p-35 |  | 30.1 | 5.9 |  |  | 3.29
8.86
|  | Total for 1 Rmt |  |  | 764.05
Removing of clay and conveyance charges,loading and unloading charges with an average lead of 3km entirely with city limits
26.07
Km | 3 | Rough stone, Bond stone, cut stone, HBG, Sand, gravel, surkhi, earth, crushed stone etc.Initial Lead (0-10 km) |  | 9.16 |  | 27.48
Km | 3 | Loading or unloading charges |  | 30.1 |  | 90.3 |  |  | 9.16*10
|  | For 1cum |  |  |  | 117.78
| 4.2 | Standardised concrete Mix M30 Grade Concrete
5 | cum | 20mm HBG Machine crushed stone jelly (7730 Kg) | #REF! |  | #REF!
3.3 | cum | 10-12mm HBG Machine crushed stone jelly (5156 Kg) | #REF! |  | #REF!
4.79 | cum | Sand (7670 Kg) | #REF! |  | #REF!
4 | MT | Cement | #REF! |  | #REF!
40 | Kg | Plasticiser /Super plasticiser @ 1% of cement | #REF! |  | #REF!
3.5 | Nos | Mason II | #REF! |  | #REF!
21.2 | Nos | Maz I | #REF! |  | #REF!
35.3 | Nos | Maz II | #REF! |  | #REF!
|  | Total for 10 cum | #REF! |  | #REF!
|  | for 1 cum | #REF! |  | #REF! | #REF!
1 | cum | Vibrating charges | #REF! |  | #REF!
|  | Sub Total |  |  | #REF! | #REF!
LS |  | Add for water charges & other sundries (0.5 % of sub total | LS |  | #REF! | #REF!
|  | Foundation & Basement |  |  | #REF! | #REF! | For RCC Door Frame
-
|  | G.F |  |  | #REF!
F.F
|  | S.F |  |  | #REF!
T.F
|  | Fourth Floor |  |  | #REF!
TAMILNADU POLICE HOUSING CORPORATION LIMITED
TRICHY DIVISION
Name of Work : Providing Bored cast-in-situ pile Pile Foundation
DATA
|  | Setting of Bored cast-in-situ pile equipments with all accessories and tools at each of locations based on the 450 mm dia pile |  |  |  | Cum
| Volume of Concrete = 3.14 /x *0.45 x 0.45 x 8 = 4.02 /4= 1.272 m3 |  |  |  |  | 1.272
450mm Dia pipe
1.272 | Cum | Standardised concrete mix using M 30 Grade concrete in (F&B) |  | #REF! | #REF!
0.1272 | MT | Bentonite (10% concrete volume) |  | 4000 | 508.8
8 | Rmt | Labour charges |  | 960 | 7680
|  | Total for 8 Rmt |  |  | #REF!
|  | Total for 1 Rmt |  |  | #REF!
|  | Moving and placing of piling equipment (1000/8) |  |  | 125
|  | Total for 1 Rmt |  |  | #REF!
Rate for 1 Cum
Chipping of pile to the required cut off level and cleaning away the debris with an average lead of 5 km entirely with city limits
| Volume of Concrete = 3.14/4 x 0.45 x 0.45 x 1 km =0.159 m3 |  |  |  |  | 0.159
500mm Dia pipe DATA for 1 Rmt
0.159 | Cum | Dismantling of RCC works |  | 3820 | 607.38
0.159 | Cum | Conveyance of dismantled materials p-35 |  | 48.1 | 7.65
0.159 | Cum | Loading or unloading charges p-35 |  | 30.1 | 4.79
|  | Total for 1 Rmt |  |  | 619.82
Removing of clay and conveyance charges,loading and unloading charges with an average lead of 3km entirely with city limits
Km | 3 | Rough stone, Bond stone, cut stone, HBG, Sand, gravel, surkhi, earth, crushed stone etc.Initial Lead (0-10 km) |  | 9.62 | cum | 28.86
Km | 3 | Loading or unloading charges |  | 30.1 | cum | 90.3
|  | For 1cum |  |  |  | 119.16
| 4.2 | Standardised concrete Mix M30 Grade Concrete
5 | cum | 20mm HBG Machine crushed stone jelly (7730 Kg) | #REF! |  | #REF!
3.3 | cum | 10-12mm HBG Machine crushed stone jelly (5156 Kg) | #REF! |  | #REF!
4.79 | cum | Sand (7670 Kg) | #REF! |  | #REF!
4 | MT | Cement | #REF! |  | #REF!
40 | Kg | Plasticiser /Super plasticiser @ 1% of cement | #REF! |  | #REF!
3.5 | Nos | Mason II | #REF! |  | #REF!
21.2 | Nos | Maz I | #REF! |  | #REF!
35.3 | Nos | Maz II | #REF! |  | #REF!
|  | Total for 10 cum | #REF! |  | #REF!
|  | for 1 cum | #REF! |  | #REF! | #REF!
1 | cum | Vibrating charges | #REF! |  | #REF!
|  | Sub Total | 0 |  | #REF! | #REF!
LS |  | Add for water charges & other sundries (0.5 % of sub total | LS |  | #REF! | #REF!
|  | Foundation & Basement |  |  | #REF! | #REF!
TAMILNADU POLICE HOUSING CORPORATION LIMITED
TRICHY DIVISION
Name of Work : Providing Bored cast-in-situ pile Pile Foundation
DATA
|  | Setting of Bored cast-in-situ pile equipments with all accessories and tools at each of locations based on the 400 mm dia pile |  |  |  | Cum
| Volume of Concrete = 3.14 /x *0.40 x 0.40 x 8 = 4.02 /4= 1.272 m3 |  |  |  |  | 1.005
400mm Dia pipe
1.005 | Cum | RCC 1:1.5:3 (F&B) |  | #REF! | #REF!
0.1005 | MT | Bentonite (10% concrete volume) |  | 4000 | 402
8 | Rmt | Labour charges |  | 960 | 7680
|  | Total for 8 Rmt |  |  | #REF!
|  | Total for 1 Rmt |  |  | #REF!
|  | Moving and placing of piling equipment (1000/8) |  |  | 125
|  | Total for 1 Rmt |  |  | #REF!
Rate for 1 Cum
Chipping of pile to the required cut off level and cleaning away the debris with an average lead of 5 km entirely with city limits
| Volume of Concrete = 3.14/4 x 0.40 x 0.40 x 1 km =0.129 m3 |  |  |  |  | 0.126
400mm Dia pipe DATA for 1 Rmt
0.126 | Cum | Dismantling of RCC works |  | 3820 | 481.32
0.126 | Cum | Conveyance of dismantled materials |  | 48.1 | 6.06
0.126 | Cum | Loading or unloading charges |  | 30.1 | 3.79
|  | Total for 1 Rmt |  |  | 491.17
Removing of clay and conveyance charges,loading and unloading charges with an average lead of 3km entirely with city limits
Km | 3 | Rough stone, Bond stone, cut stone, HBG, Sand, gravel, surkhi, earth, crushed stone etc.Initial Lead (0-10 km) |  | 9.62 | cum | 28.86
Km | 3 | Loading or unloading charges |  | 30.1 | cum | 90.3
|  | For 1cum |  |  |  | 119.16

## Sliding and french window (hidden)
TW Panelled Door 1500 X 2100MM (Double leaves)
With Brass fittings
0.0228 | CUM | T.W SCANTLING above 2m | 121800 | CUM | 2777.04
0.0354 | CUM | T.W SCANTLING below 2m | 108400 | CUM | 3837.36
0.0323 | CUM | T.W PLANKS (30.45 CM) (12 TO 25CM THICK) | 116700 | CUM | 3769.41
2.835 | SQM | LABOUR CHARGES FOR WROUGHT AND PUT UP | 843 | SQM | 2389.91
2 | NOS | DOOR HANDLE Mejastic | 450 | Each | 900
6 | NOS | 6" Brass HINGES | 79 | Each | 474
4 | NOS | 8" BRASS TOWER BOLTS | 130 | Each | 520
1 | NOS | Mortice lock with handle | 985 | Each | 985
2 | NOS | RUBBER BUSH | 24.6 | Each | 49.2
2 | NOS | DOOR STOPPER | 51.3 | Each | 102.6
118 |  | Brass screw | 2.45 |  | 289.1
16093.62
============
|  | RATE FOR 2.835 SQM |  |  | 5676.76
============
Aluminium window openable 1.20x1.35m =1.62m2
11.61 | kg | Aluminium section | #REF! | kg | #REF!
7.8 | Rmt | Rubber beeding | #REF! | Rmt | #REF!
1.62 | sqm | Glass 4mm pin headed | 208.8 | sqm | 338.26
2 | NO | Handle | 48 | NO | 96
2 | NO | 10" I Max hinges (304 grade) qtn | 350 | NO | 700
4 | NO | Holdfast | 15 | NO | 60
1.62 | Sqm | Labbour charges | #REF! | Sqm | #REF!
Sundries
|  | TOTAL |  |  | #REF! | Each
|  | RATE FOR 1.620 SQM |  |  | #REF! | Sqm
Aluminium window openable 1.35x1.35m
Two leaves
12.08 | kg | Aluminium section | #REF! | kg | #REF! |  |  | #REF! | #REF! | #REF!
8.1 | sqm | Rubber beeding | 27.1 | sqm | 219.51 |  |  | #REF! | #REF!
1.823 | Rmt | Glass 4mm pin headed | 208.8 | Rmt | 380.64 |  |  | #REF! | #REF!
2 | sets | Handle | 48 | NO | 96 |  |  | #REF! | #REF!
2 | NO | 10" I Max hinges (304 grade) qtn | 350 | NO | 700 |  |  | #REF! | #REF!
4 | NO | Holdfast | 15 | NO | 60 |  |  | #REF! | #REF!
1.823 | Sqm | Labbour charges | #REF! | Sqm | #REF! |  |  | #REF! | #REF!
Sundries
|  | TOTAL |  |  | #REF! | Each
|  | RATE FOR 1.823 SQM |  |  | #REF! | Sqm
1 | NO. | FITTER Ist CLASS | #REF! | NO. | #REF!
1 | NO. | MAZDOOR Ist CLASS | #REF! | NO. | #REF!
0.5 | NO. | CARPENTER II CLASS | #REF! | NO. | #REF!
-
|  | LABOUR RATE |  |  | #REF!
-
Aluminium window openable 1.50 x 1.65 m =2.48m2
FRENCH WINDOW
17.51 | kg | Clip Beading | #REF! | kg | #REF!
2.48 | sqm | Glass 4mm pin headed | 208.8 | sqm | 517.82
14.7 | Rmt | Rubber beeding it-64 p-39 | 27.1 | Rmt | 398.37
3 | sets | 10" I Max hinges (304 grade) qtn | 175 | NO | 525
3 | NO | Handle | 60 | NO | 180
6 | NO | Holdfast | 15 | NO | 90
2.48 | Sqm | Labbour charges | #REF! | Sqm | #REF!
Sundries
|  | TOTAL |  |  | #REF! | Each
[5 empty] | #REF! | Sqm
1 | NO. | FITTER Ist CLASS | #REF! | NO. | #REF!
1 | NO. | MAZDOOR Ist CLASS | #REF! | NO. | #REF!
0.5 | NO. | CARPENTER II CLASS | #REF! | NO. | #REF!
| L.S | SUNDRIES FOR BRUSH ETC |  | L.S
-
|  | LABOUR RATE |  |  | #REF!
-
Aluminium window openable 1.80x1.35m =2.43m2
Three leaves
4.88 | kg | Aluminium section 'H' Section | #REF! | kg | #REF!
7.76 | kg | Aluminium section 'Z' Section | #REF! | kg | #REF!
3.03 | kg | Intermediate section | #REF! | kg | #REF!
1.45 | kg | Clip Beading | #REF! | kg | #REF!
2.43 | sqm | Glass 4mm pin headed | 209.9 | sqm | 510.06
11.7 | Rmt | Rubber beeding | 27.1 | Rmt | 317.07
3 | sets | Max hinges (10") | 175 | NO | 525
3 | NO | Handle | 60 | NO | 180
4 | NO | Holdfast | 15 | NO | 60
2.43 | Sqm | Labbour charges | #REF! | Sqm | #REF!
|  | Sundries |  |  | 11.26 | 0
|  | TOTAL |  |  | #REF! | Each
[5 empty] | #REF! | Sqm
1 | NO. | FITTER Ist CLASS | #REF! | NO. | #REF!
1 | NO. | MAZDOOR Ist CLASS | #REF! | NO. | #REF!
0.5 | NO. | CARPENTER II CLASS | #REF! | NO. | #REF!
|  | LABOUR RATE |  |  | #REF!
-
Aluminium window openable 1.35x1.05m 2
10.33 | kg | Clip Beading | #REF! | kg | #REF!
1.42 | sqm | Glass 4mm pin headed | 208.8 | sqm | 296.5
6.9 | Rmt | Rubber beeding | 27.1 | Rmt | 186.99
2 | sets | Aluminium section | 350 | NO | 700
2 | NO | Handle | 48 | NO | 96
4 | NO | Holdfast | 15 | NO | 60
1.42 | Sqm | Labbour charges | #REF! | Sqm | #REF!
|  | Sundries |  |  | 3.06
|  | TOTAL RS. |  |  | #REF! | Each | #REF!
1 | NO. | FITTER Ist CLASS | #REF! | NO. | #REF!
1 | NO. | MAZDOOR Ist CLASS | #REF! | NO. | #REF!
0.5 | NO. | CARPENTER II CLASS | #REF! | NO. | #REF!
-
|  | LABOUR RATE |  |  | #REF!
-
Aluminium window openable 1.50x1.35m =2.03m2
Three leaves
4.42 | kg | Aluminium section 'H' Section | #REF! | kg | #REF!
7.36 | kg | Aluminium section 'Z' Section | #REF! | kg | #REF!
3.03 | kg | Intermediate section | #REF! | kg | #REF!
1.38 | kg | Clip Beading | #REF! | kg | #REF!
2.025 | sqm | glass 4mm pin headed | 208.8 | sqm | 422.82
11.1 | Rmt | rubber beeding | 27.1 | Rmt | 300.81
3 | sets | 10" I Max hinges (304 grade) qtn | 350 | NO | 1050
3 | NO | Aluminium handle with screws | 48 | NO | 144
4 | NO | Aluminium holdfast 6"/4mm thick | 15 | NO | 60
2.025 | Sqm | labbour charges | #REF! | Sqm | #REF!
sundries
|  | TOTAL |  |  | #REF! | Each
|  | RATE FOR 2.025 SQM |  |  | #REF! | Sqm
1 | NO. | FITTER Ist CLASS | #REF! | NO. | #REF!
1 | NO. | MAZDOOR Ist CLASS | #REF! | NO. | #REF!
0.5 | NO. | CARPENTER II CLASS | #REF! | NO. | #REF!
-
|  | LABOUR RATE |  |  | #REF!
-
Aluminium window openable 0.75x1.35m 2=1.013 m2
6.56 | kg | Clip Beading | #REF! | kg | #REF!
1.013 | sqm | Glass 4mm pin headed | 208.8 | sqm | 211.51
4.2 | Rmt | Rubber beeding | 27.1 | Rmt | 113.82
1 | sets | 10" I Max hinges (304 grade) qtn | 350 | NO | 350
1 | NO | Handle | 48 | NO | 48
4 | NO | Holdfast | 15 | NO | 60
1.013 | Sqm | Labbour charges | #REF! | Sqm | #REF!
Sundries
|  | TOTAL RS. |  |  | #REF!
|  | RATE FOR 1.013 SQM |  |  | #REF! | Sqm
1 | NO. | FITTER Ist CLASS | #REF! | NO. | #REF!
1 | NO. | MAZDOOR Ist CLASS | #REF! | NO. | #REF!
0.5 | NO. | CARPENTER II CLASS | #REF! | NO. | #REF!
-
|  | LABOUR RATE |  |  | #REF!
-
#REF!
| * | T.W.DOUBLE LEAF PANELLED
DOOR SHUTTER WITH FRENCH WINDOW FOR DOOR OF SIZE
2400 X 2400MM
-
FRAMES
TW WROUGHT&PUTUP UP TO 2 to 3mt
FOR DOOR OF SIZE 3.0 X2.0m
|  | TOP & BOTTOM (2 X2 ) 3.X 0.15X 0.15 | = | 0.27 | Cum
|  | VERTICALS (4 X 2 ) 0.15 X 0.15 X2.4 | = | 0.432 | Cum
-
|  |  |  | 0.702 | Cum
Styles 2 to 3 mt long
For shutters middle
0.1208 | CUM | HORIZONTAL RAILS = (3x 1) 1.8 x0.15x 0.05 = 0.0405 | 0.0405 | 106376 | CUM | 12850.22
|  | Styles - verticals = ( 6x 1) 0.1x 0.05x 2.15=0.0645 | 0.0645
|  | For side rails french window =(2x 3) 0.35x 0.15x 0.05=0.0158 | 0.0158
0.1208
0.04597 | CUM | TW PLANKS 30 TO 45 cm WIDE 12 TO 25MM Thk MIDDLE SHUTTERS = ( 8 x10 0.815 x 0.35x 0.01875 m3 | 0.04279 | 101921 | CUM | 4685.31
3.98 | CUM | LABOUR CHARGES FOR DOOR SHUUTERS=1.85 x2.15=3.98 m2 | 3.98 | #REF! | Sqm | #REF!
17.4 | RMT | ORNAMENTAL GROOVES v =(6X2+3X1.8)=17.4 m | 17.4 | 30 | RMT | 522
0
Supply of 5.5 MM THICK PLAIN GLASS
1.26 | SQM | 5.5 MM THICK PLAIN GLASS for French window top = ( 2 x1 ) 0.35 x1.4 =0.98 m2 ( SR 18-19 it- 107 p-45) | 0.98 | 336 | SQM | 423.36
|  | 5.5 MM THICK PLAIN GLASS for French window Bottom = ( 2 x1 ) 0.35 x0.4 =0.28 m2 | 0.28
1.26
9.8 | RMT | T.W. REEPER FOR GLASS WINDOW 50mm x 12 mm(2X2X2+2X4X0.35)=9.8( SR 18-19 it- 126 p-20) | 9.8 | 59 | Rmt | 578.2
1.51 | SQM | LABOUR FOR GLASS PANEL WORKSFOR FRENCH WINDOW GLASS AREA=(2X1)0.35X2.15=1.5 | 1.51 | #REF! | SQM | #REF!
|  | Fittings |  |  |  | 0
8 | NO. | 6 "BRASS HINGS |  | #REF! | NO. | #REF!
3 | NO. | 8"BRASS TOWER BOLT |  | #REF! | NO. | #REF!
1 | NO. | 12" BRASS ALDROP |  | 320 | NO. | 320
2 | NO. | 12" BRASS DOOR HANDLE |  | 650 | NO. | 1300
2 | NO. | 6" BRASS DOOR STOPPER |  | 200 | NO. | 400
2 | NO. | DOOR CATCHER |  | 60 | NO. | 120
|  | ADD LS for Special item for forming etc: |  | LS |  | 400
|  | Add LS for special item for forming etc |  |  | LS | 400
|  | TOTAL |  |  |  | #REF!
|  | RATE PER SQM |  |  | Rs. | 27750 | Each
Aluminium Door ( 1.5 x2.1m thick)
28.49 | kg | Aluminium section ''it-61 a( SR-13-14) | 292 | kg | 8319.08
3.82 | Rmt | Rubber beeding (An-VI -it-63 | 36.3 | Rmt | 501.66
1.52 | sqm | Glass 5.5mm plain it-107 | 387.2 | sqm | 588.54
1.52 | sqm | Novapan Sheet 12mm Thick | 695 | NO | 1056.4
3 | Unit | Power Grapping | 9 | Unit | 27
4.2 | Each | PVC Felt ( It-65) | 8.45 | NO | 35.49
3.15 | Sqm | Labbour charges | 0 | Sqm | 0
1 | NOS | DOOR STOPPER It-82 | 44.4 | Each | 44.4
1 | NOS | DOOR Closer It-67 | 867.3 | Each | 867.3
45 | NOS | SCREWS (75x 10mm)it-108 ii | 1.65 | No | 74.25
2 | NOS | Bolts & Nuts ( 3/4"x 1/4") It-78-b | 76.2 | Each | 152.4
2 | NOS | Bolts & Nuts ( 6"x 1/2") it-78-e | 50.6 | Each | 101.2
|  | TOTAL FOR 3.15 SQM |  |  | 11767.72
|  | RATE PER SQM |  |  | 3735.78 | Each
1 | NO. | FITTER Ist CLASS | 0 | NO. | 0
1 | NO. | MAZDOOR Ist CLASS | 0 | NO. | 0
0.5 | NO. | CARPENTER II CLASS | 0 | NO. | 0
| L.S |  |  | L.S
-
|  | LABOUR RATE |  |  | 0
-
SR16-17
Aluminium Door ( 1.0 x2.1m thick)
29.06 | kg | Aluminium section ''it-61 a( SR-16-17) | 321 | kg | 9328.26
9.24 | Rmt | Rubber beeding (An-VI -it-63 | 38.8 | Rmt | 358.51
1.49 | sqm | Glass 5.5mm plain it-107 | 394 | sqm | 587.06
0.75 | sqm | Novapan Sheet 12mm Thick | 695 | NO | 521.25
2 | Unit | Power Grapping | 9 | Unit | 18
7.08 | Each | PVC Felt ( It-65) | 8.6 | NO | 60.89
2.1 | Sqm | Labbour charges | 0 | Sqm | 0
1 | NOS | DOOR STOPPER It-82 | 48.9 | Each | 48.9
1 | NOS | DOOR Closer It-67 | 884 | Each | 884
6 | NOS | SCREWS (75x 10mm)(An-VI -it-163 | 76.2 | No | 457.2
2 | NOS | Bolts & Nuts ( 3/4"x 1/4") It-78-b | 108.7 | Each | 217.4
2 | NOS | Bolts & Nuts ( 6"x 1/2") it-78-e | 54.1 | Each | 108.2
12589.67
5995.08
Aluminium window openable 1.20x1.05m (Two leaves)
3.488 | kg | Aluminium section H | #REF! | kg | #REF!
4.38 | kg | Aluminium section Z | #REF! | kg | #REF!
1.18 | kg | Aluminium section intermediate | #REF! | kg | #REF!
0.82 | kg | Clip Beeding | #REF! | kg | #REF!
1.26 | sqm | glass 4mm pin headed | 208.8 | sqm | 263.09
6.6 | Rmt | Rubber beeding | 27.1 | Rmt | 178.86
2 | NO | Max hinges 10"/ 1 | 350 | Sets | 700
2 | NO | Aluminium handle with screws | 48 | NO | 96
4 | NO | holdfast | 15 | NO | 60
1.26 | Sqm | labbour charges | #REF! | Sqm | #REF!
|  | sundries |  |  | 9.4
|  | Rate per each |  |  | #REF! | Each
[5 empty] | #REF! | Sqm
PWD SR For the year 2018-19
Aluminium sliding window Two track size 1.20x1.35m
| Die No.1 | 4605 @ 1.558 Kg/m
|  | Frame Horizondal (Top) | = | 1x1x1.20x1.558 | = | 1.87 | Kg
| Die No.2 | 8774 @ 0.695 Kg/m
|  | Frame Vertical (Two side) | = | 1x2x1.35x0.695 | = | 1.88 | Kg
| Die No.3 | 8775 @ 1.088 Kg/m
|  | Frame Horizondal (bottom) | = | 1x1x1.2x1.088 | = | 1.31 | Kg
| Die No.4 | 8790 @ 0.605 Kg/m
|  | Middle shutter vertical frame | = | 1x2x1.25x0.605 | = | 1.51 | Kg
| Die No.5 | 8791 @ 0.488 Kg/m
|  | End shutter vertical frame | = | 1x2x1.25x0.488 | = | 1.22 | Kg
| Die No.5 | 8792 @ 0.355 Kg/m
|  | Shutter top & Bottom | = | 2x2x0.55x0.355 | = | 0.78 | Kg
[6 empty] | 8.57 | Kg
|  |  |  | Wastage 10% | = | 0.86 | Kg
[6 empty] | 9.43 | Kg
| I | 5.5mm thick plain glass
|  | For shutter | = | 1x2x0.55x1.25 | = | 1.375 | m2
| II | Rubber beeding | = | 1x2x2x3.6 | = | 14.4 | Rmt
| III | Total area | = | 1.20x1.35 | = | 1.62 | m2
9.43 | kg | Aluminium 15 microns anodised |  | 287 | kg | 2706.41
1.375 | sqm | Plain 5.5mm thick glass |  | 336 | sqm | 462
14.4 | Rmt | rubber beeding |  | 27.1 | Rmt | 390.24
1 | NO | push botton handle |  | 59.4 | NO | 59.4
1 | NO | PVC Roller for sliding window |  | 13.1 | NO | 13.1
1.62 | Sqm | labbour charges |  | 1110 | Sqm | 1798.2
|  | Sundries |  |  | LS | 2.56
|  | TOTAL FOR 1.62 SQM |  |  |  | 5431.91
|  | Say Rs. Rate Per m2 | = |  |  | 3353.03
SUB DATA
1 | NO. | FITTER Ist CLASS |  | 501 | NO. | 501
1 | NO. | MAZDOOR Ist CLASS |  | 355 | NO. | 355
0.5 | NO. | CARPENTER II CLASS |  | 508 | NO. | 254
|  | LABOUR RATE |  |  |  | 1110
Aluminium sliding window Two track size 2.40x1.05m
| Die No.1 | 4605 @ 1.558 Kg/m
|  | Frame Horizondal (Top) | = | 1x2x2.4x1.558 | = | 7.48 | Kg
| Die No.2 | 8774 @ 0.695 Kg/m
|  | Frame Vertical (Two side) | = | 1x4x1.05x0.695 | = | 2.92 | Kg
| Die No.3 | 8775 @ 1.088 Kg/m
|  | Frame Horizondal (bottom) | = | 1x1x2.4x1.088 | = | 2.61 | Kg
| Die No.4 | 8790 @ 0.605 Kg/m
|  | Middle shutter vertical frame | = | 1x4x0.95x0.605 | = | 2.3 | Kg
| Die No.5 | 8791 @ 0.488 Kg/m
|  | End shutter vertical frame | = | 1x4x0.95x0.488 | = | 1.85 | Kg
| Die No.5 | 8792 @ 0.355 Kg/m
|  | Shutter top & Bottom | = | 2x4x0.55x0.355 | = | 1.56 | Kg
[6 empty] | 18.72 | Kg
|  |  |  | Wastage 10% | = | 1.87 | Kg
[6 empty] | 20.59 | Kg
| I | 5.5mm thick plain glass
|  | For shutter | = | 1x4x0.55x0.95 | = | 2.09 | m2
| II | Rubber beeding | = | 1x2x4x3.3 | = | 26.4 | Rmt
| III | Total area | = | 2.40x1.05 | = | 2.52 | m2
20.59 | kg | Aluminium 15 microns anodised |  | 287 | kg | 5909.33
2.09 | sqm | Plain 5.5mm thick glass |  | 336 | sqm | 702.24
26.4 | Rmt | rubber beeding |  | 27.1 | Rmt | 715.44
1 | NO | push botton handle |  | 59.4 | NO | 59.4
1 | NO | PVC Roller for sliding window |  | 13.1 | NO | 13.1
2.52 | Sqm | labbour charges |  | 1110 | Sqm | 2797.2
|  | Sundries |  |  | LS | 4.26
|  | TOTAL FOR 2.52 SQM |  |  |  | 10200.97
|  | Say Rs. Rate Per m2 | = |  |  | 4048
SUB DATA
1 | NO. | FITTER Ist CLASS |  | 501 | NO. | 501
1 | NO. | MAZDOOR Ist CLASS |  | 355 | NO. | 355
0.5 | NO. | CARPENTER II CLASS |  | 508 | NO. | 254
|  | LABOUR RATE |  |  |  | 1110
Aluminium sliding window Two track size 0.90x1.35m
| Die No.1 | 4605 @ 1.558 Kg/m
|  | Frame Horizondal (Top) | = | 1x1x0.90x1.558 | = | 1.4 | Kg
| Die No.2 | 8774 @ 0.695 Kg/m
|  | Frame Vertical (Two side) | = | 1x2x1.35x0.695 | = | 1.88 | Kg
| Die No.3 | 8775 @ 1.088 Kg/m
|  | Frame Horizondal (bottom) | = | 1x1x0.9x1.088 | = | 0.98 | Kg
| Die No.4 | 8790 @ 0.605 Kg/m
|  | Middle shutter vertical frame | = | 1x2x1.25x0.605 | = | 1.51 | Kg
| Die No.5 | 8791 @ 0.488 Kg/m
|  | End shutter vertical frame | = | 1x2x1.25x0.488 | = | 1.22 | Kg
| Die No.5 | 8792 @ 0.355 Kg/m
|  | Shutter top & Bottom | = | 2x2x0.45x0.355 | = | 0.64 | Kg
[6 empty] | 7.63 | Kg
|  |  |  | Wastage 10% | = | 0.76 | Kg
[6 empty] | 8.39 | Kg
| I | 5.5mm thick plain glass
|  | For shutter | = | 1x2x0.45x1.25 | = | 1.125 | m2
| II | Rubber beeding | = | 1x2x2x3.4 | = | 13.6 | Rmt
| III | Total area | = | 0.90x1.35 | = | 1.22 | m2
8.39 | kg | Aluminium 15 microns anodised |  | 287 | kg | 2407.93
1.125 | sqm | Plain 5.5mm thick glass |  | 336 | sqm | 378
13.6 | Rmt | rubber beeding |  | 27.1 | Rmt | 368.56
1 | NO | push botton handle |  | 59.4 | NO | 59.4
1 | NO | PVC Roller for sliding window |  | 13.1 | NO | 13.1
1.22 | Sqm | labbour charges |  | 1110 | Sqm | 1354.2
|  | Sundries |  |  | LS | 4.7
|  | TOTAL FOR 1.22 SQM |  |  |  | 4585.89
|  | Say Rs. Rate Per m2 | = |  |  | 3758.93
SUB DATA
1 | NO. | FITTER Ist CLASS |  | 501 | NO. | 501
1 | NO. | MAZDOOR Ist CLASS |  | 355 | NO. | 355
0.5 | NO. | CARPENTER II CLASS |  | 508 | NO. | 254
|  | LABOUR RATE |  |  |  | 1110
Aluminium sliding window Two track size 2.4x1.80m
| Die No.1 | 4605 @ 1.558 Kg/m
|  | Frame Horizondal (Top) | = | 1x2x2.4x1.558 | = | 7.48 | Kg
| Die No.2 | 8774 @ 0.695 Kg/m
|  | Frame Vertical (Two side) | = | 1x2x1.80x0.695 | = | 2.5 | Kg
| Die No.3 | 8775 @ 1.088 Kg/m
|  | Frame Horizondal (bottom) | = | 1x1x2.4x1.088 | = | 2.61 | Kg
| Die No.2 | 8774 @ 0.695 Kg/m
|  | Frame Vertical (middle) | = | 1x2x1.2x0.695 | = | 1.67 | Kg
| Die No.4 | 8790 @ 0.605 Kg/m
|  | Middle shutter vertical frame | = | 1x4x1.10x0.605 | = | 2.66 | Kg
| Die No.5 | 8791 @ 0.488 Kg/m
|  | End shutter vertical frame | = | 1x4x1.10x0.488 | = | 2.15 | Kg
| Die No.6 | 8792 @ 0.355 Kg/m
|  | Shutter top & Bottom | = | 2x4x0.55x0.355 | = | 1.56 | Kg
[6 empty] | 20.63 | Kg
|  |  |  | Wastage 10% | = | 2.06 | Kg
[6 empty] | 22.69 | Kg
| I | 5.5mm thick plain glass
|  | For shutter | = | 1x4x0.55x1.10 | = | 2.42 | m2
|  | For portion | = | 1x1x2.3x0.6 | = | 1.38 | m2
[6 empty] | 3.8 | m2
| II | Rubber beeding | = | 1x2x4x3.30 | = | 26.4 | Rmt
|  |  | = | 1x2x1x5.8 | = | 11.6 | Rmt
[6 empty] | 38 | Rmt
| III | Total area | = | 2.4x1.8 | = | 4.32 | m2
22.69 | kg | Aluminium 15 microns anodised |  | 287 | kg | 6512.03
3.8 | sqm | Plain 5.5mm thick glass |  | 336 | sqm | 1276.8
38 | Rmt | rubber beeding |  | 27.1 | Rmt | 1029.8
1 | NO | push botton handle |  | 59.4 | NO | 59.4
1 | NO | PVC Roller for sliding window |  | 13.1 | NO | 13.1
4.32 | Sqm | labbour charges |  | 1110 | Sqm | 4795.2
|  | Sundries |  |  | LS | 4.7
|  | TOTAL FOR 4.32 SQM |  |  |  | 13691.03
|  | Say Rs. Rate Per m2 | = |  |  | 3169.22
SUB DATA
1 | NO. | FITTER Ist CLASS |  | 501 | NO. | 501
1 | NO. | MAZDOOR Ist CLASS |  | 355 | NO. | 355
0.5 | NO. | CARPENTER II CLASS |  | 508 | NO. | 254
|  | LABOUR RATE |  |  |  | 1110
Aluminium Louvered Ventilator 0.90x0.60m
| Die No.1 | 4605 @ 1.558 Kg/m
|  | Frame Vertical | = | 1x2x0.6 | = | 1.2 | Kg
|  | Frame Horizondal | = | 1x2x0.90 | = | 1.8 | Kg
[6 empty] | 3 | Kg
|  |  | = | 3x1.558Kgs | = | 4.67 | Kg
|  | Glass area | = | 0.90x0.6 | = | 0.54 | m2
|  | Labour charges | = | 0.9x0.6 | = | 0.54 | m2
4.67 | kg | Aluminium section |  | 287 | kg | 1340.29
0.54 | sqm | glass 4mm pin headed |  | 208.8 | sqm | 112.75
0.54 | sqm | labbour charges |  | 1110 | kg | 599.4
sundries
|  | TOTAL FOR 0.54 SQM |  |  |  | 2052.44
|  | Say Rs. Rate Per m2 |  |  |  | 3800.81
2 | * | SP PERAMBALUR
FRENCH WINDOW FOR DOOR OF SIZE
1.80 X 2.0M (3 bay openable )
-
SHUTTER
|  | TW scantling styles (upto 2M) -3X2X1.90X0.075 x 0.0375 |  | 0.0321 | Cum
|  | TW scantling rails (above 2 M) -3X2X0.50X0.075 x 0.0375 |  | 0.0084 | Cum
-
|  |  |  | 0.0405 | Cum
-
LABOUR FOR WROUGHT&PUTUP
|  | 3X1.90X0.50 |  | 2.85 | SQM
4 MM THICK PIN HEADED GLASS
|  | 3X1.775X0.375 |  | 1.9969 | SQM
TW Decorative Beeding ( 15 x 12mm )
|  | 3 [ 2 (1.775 + 0.375)] |  | 2.15
|  |  |  | 12.9 | Rmt
Main Data
FOR Shutter
0.0405 | CUM | T.W SCANTLING below 2M LONG | #REF! | CUM | #REF!
2.85 | SQM | LABOUR FOR WROUGHT&PUTUP ( p-31 it -146 | #REF! | SQM | #REF!
1.9969 | SQM | 4 MM THICK PIN HEADED GLASS | #REF! | SQM | #REF!
12.9 | Rmt | TW Beeding ( 15 x 12mm ) | #REF! | Rmt | #REF!
9 | NO. | 5" ALU BUTT HINGES | #REF! | NO. | #REF!
6 | NO. | 200 mm x 12 mm Alu. Towerbolt | #REF! | NO. | #REF!
3 | NO. | 6" Handle | #REF! | NO. | #REF!
3 | NO. | NYLON BUSH | #REF! | NO. | #REF!
120 | NO. | Brass scrwew | #REF! | NO. | #REF!
-
|  | Total For 2.850 Sqm |  |  | #REF!
-
|  | Rate For 1 Sqm |  |  | #REF! | 0
1 |  | FRENCH WINDOW FOR DOOR OF SIZE
2.10 X 2.0M (3 bay openable )
-
|  | SHUTTER |  |  | Cum
|  | TW scantling styles (upto 2M) -3X2X1.90 X 0.075 x 0.0375 |  | 0.0321 | Cum
|  | TW scantling rails(above 2 M) -3X2X0.60X0.075 x 0.0375 |  | 0.0101 | Cum
-
|  |  |  | 0.0422 | Cum
-
LABOUR FOR WROUGHT&PUTUP
|  | 3X1.90X0.60 |  | 3.42 | SQM
4 MM THICK PIN HEADED GLASS
|  | 3X1.775X0.475 |  | 2.5294 | SQM
TW Decorative Beeding ( 15 x 12mm )
|  | 3 [ 2 (1.775 + 0.475)] |  | 2.25
|  |  |  | 13.5 | Rmt
Main Data
FOR Shutter
0.0422 | CUM | T.W SCANTLING upto 2M LONG | #REF! | CUM | #REF!
3.42 | SQM | LABOUR FOR WROUGHT&PUTUP | #REF! | SQM | #REF!
2.5294 | SQM | 4 MM THICK PIN HEADED GLASS | #REF! | SQM | #REF!
13.5 | Rmt | TW Beeding ( 15 x 12mm ) | #REF! | Rmt | #REF!
9 | NO. | 5" ALU BUTT HINGES | #REF! | NO. | #REF!
6 | NO. | 200 mm x 12 mm Alu. Towerbolt | #REF! | NO. | #REF!
3 | NO. | 6" Handle | #REF! | NO. | #REF!
3 | NO. | NYLON BUSH | #REF! | NO. | #REF!
120 | NO. | Brass scrwew | #REF! | NO. | #REF!
-
|  | Total For 3.420 Sqm |  |  | #REF!
-
|  | Rate For 1 Sqm |  |  | #REF!
3 |  | FRENCH WINDOW FOR DOOR OF SIZE
1.20 X 2.0M (2 bay openable )
-
|  | SHUTTER |  |  | Cum
|  | TW scantling styles (upto 2M) -2X2X1.90 X 0.075 x 0.0375 |  | 0.0214 | Cum
|  | TW scantling rails(above 2 M) -2X2x 0.50X0.075 x 0.0375 |  | 0.0056 | Cum
-
|  |  |  | 0.027 | Cum
-
LABOUR FOR WROUGHT&PUTUP
|  | 2X1.90X0.50 |  | 1.9 | SQM
4 MM THICK PIN HEADED GLASS
|  | 2X1.775X0.375 |  | 1.3313 | SQM
TW Beeding ( 15 x 12mm )
|  | 2 [ 2 (1.775 + 0.375)] |  | 2.15
|  |  |  | 8.6 | Rmt
Main Data
FOR Shutter
0.027 | CUM | T.W SCANTLING upto 2M LONG | #REF! | CUM | #REF!
1.9 | SQM | LABOUR FOR WROUGHT&PUTUP | #REF! | SQM | #REF!
1.3313 | SQM | 4 MM THICK PIN HEADED GLASS | #REF! | SQM | #REF!
8.6 | Rmt | TW Beeding ( 15 x 12mm ) | #REF! | Rmt | #REF!
6 | NO. | 5" ALU BUTT HINGES | #REF! | NO. | #REF!
4 | NO. | 200 mm x 12 mm Alu. Towerbolt | #REF! | NO. | #REF!
2 | NO. | 6" Handle | #REF! | NO. | #REF!
2 | NO. | NYLON BUSH | #REF! | NO. | #REF!
80 | NO. | Brass scrwew | #REF! | NO. | #REF!
-
|  | Total For 1.90 Sqm |  |  | #REF!
-
|  | Rate For 1 Sqm |  |  | #REF!
4 |  | FRENCH WINDOW FOR DOOR OF SIZE
0.75 X 2.0M (Single bay openable )
-
|  | SHUTTER |  |  | Cum
|  | TW scantling styles (upto 2M) -1X2X1.90 X 0.075 x 0.0375 |  | 0.0214 | Cum
|  | TW scantling rails(above 2 M) -1X2 x 0.65X0.075 x 0.0375 |  | 0.0037 | Cum
-
|  |  |  | 0.0251 | Cum
-
LABOUR FOR WROUGHT&PUTUP
|  | 1X1.90X0.65 |  | 1.235 | SQM
4 MM THICK PIN HEADED GLASS
|  | 1X1.775X0.525 |  | 0.9319 | SQM
TW Decorative Beeding ( 15 x 12mm )
|  | 1 [ 2 (1.775 + 0.525)] |  | 2.3
|  |  |  | 4.6 | Rmt
Main Data
FOR Shutter
0.0251 | CUM | T.W SCANTLING upto 2M LONG | #REF! | CUM | #REF!
1.235 | SQM | LABOUR FOR WROUGHT&PUTUP | #REF! | SQM | #REF!
0.9319 | SQM | 4 MM THICK PIN HEADED GLASS | #REF! | SQM | #REF!
4.6 | Rmt | TW Beeding ( 15 x 12mm ) | #REF! | Rmt | #REF!
3 | NO. | 5" ALU BUTT HINGES | #REF! | NO. | #REF!
2 | NO. | 200 mm x 12 mm Alu. Towerbolt | #REF! | NO. | #REF!
1 | NO. | 6" Handle | #REF! | NO. | #REF!
1 | NO. | NYLON BUSH | #REF! | NO. | #REF!
40 | NO. | Brass scrwew | #REF! | NO. | #REF!
-
|  | Total For 1.235 Sqm |  |  | #REF!
-
|  | Rate For 1 Sqm |  |  | #REF!
FRENCH WINDOW FOR DOOR OF SIZE
0.57 X 2.0M (Single bay openable )
-
|  | SHUTTER |  |  | Cum
|  | TW scantling styles (upto 2M) -1X2X1.90 X 0.075 x 0.0375 |  | 0.0214 | Cum
|  | TW scantling rails(above 2 M) -1X2 x 0.47X0.075 x 0.0375 |  | 0.0026 | Cum
-
|  |  |  | 0.024 | Cum
-
LABOUR FOR WROUGHT&PUTUP
|  | 1X1.90X0.47 |  | 0.893 | SQM
4 MM THICK PIN HEADED GLASS
|  | 1X1.775X0.345 |  | 0.6124 | SQM
TW Decorative Beeding ( 15 x 12mm )
|  | 1 [ 2 (1.775 + 0.345)] |  | 2.12
|  |  |  | 4.24 | Rmt
Main Data
FOR Shutter
0.024 | CUM | T.W SCANTLING upto 2M LONG | #REF! | CUM | #REF!
0.893 | SQM | LABOUR FOR WROUGHT&PUTUP | #REF! | SQM | #REF!
0.6124 | SQM | 4 MM THICK PIN HEADED GLASS | #REF! | SQM | #REF!
4.24 | Rmt | TW Beeding ( 15 x 12mm ) | #REF! | Rmt | #REF!
3 | NO. | 5" ALU BUTT HINGES | #REF! | NO. | #REF!
2 | NO. | 200 mm x 12 mm Alu. Towerbolt | #REF! | NO. | #REF!
1 | NO. | 6" Handle | #REF! | NO. | #REF!
1 | NO. | NYLON BUSH | #REF! | NO. | #REF!
40 | NO. | Brass scrwew | #REF! | NO. | #REF!
-
|  | Total For 0.893 Sqm |  |  | #REF!
-
|  | Rate For 1 Sqm |  |  | #REF!

## Sub Data (hidden)
TAMIL NADU POLICE HOUSING CORPORATION
======================================
PLACE:- |  | Kadamalaikundu |  | 2021-2022
- | - | - | - | - | -
QTY |  | COST OF MATERIALS | RATE | PER | AMOUNT
| * | CEMENT MORTAR(1:1.5)
0.96 | M.T | CEMENT | 5960 | M.T | 5721.6
1 | CUM | M Sand | 1511.1 | CUM | 1511.1
1 | CUM | MIXING OF MORTAR | 100 | CUM | 100
| L.S | SUNDRIES |  | L.S | 0
|  | TOTAL FOR 1 CUM |  |  | 7332.7
-
| * | CEMENT MORTAR(1:2)
0.72 | M.T | CEMENT | 5960 | M.T | 4291.2
1 | CUM | M Sand | 1511.1 | CUM | 1511.1
1 | CUM | MIXING OF MORTAR | 100 | CUM | 100
| L.S | SUNDRIES |  | L.S | 0
|  | TOTAL FOR 1 CUM |  |  | 5902.3
-
| * | CEMENT MORTAR(1:3)
0.48 | M.T | CEMENT | 5960 | M.T | 2860.8
1 | CUM | M Sand | 1511.1 | CUM | 1511.1
1 | CUM | MIXING OF MORTAR | 100 | CUM | 100
| L.S | SUNDRIES |  | L.S | 0
|  | TOTAL FOR 1 CUM |  |  | 4471.9
-
| * | CEMENT MORTAR(1:4)
0.36 | M.T | CEMENT | 5960 | M.T | 2145.6
1 | CUM | M Sand | 1511.1 | CUM | 1511.1
1 | CUM | MIXING OF MORTAR | 100 | CUM | 100
| L.S | SUNDRIES |  | L.S | 0
|  | TOTAL FOR 1 CUM |  |  | 3756.7
-
| * | CEMENT MORTAR(1:5)
0.288 | M.T | CEMENT | 5960 | M.T | 1716.48
1 | CUM | M Sand | 1511.1 | CUM | 1511.1
1 | CUM | MIXING OF MORTAR | 100 | CUM | 100
| L.S | SUNDRIES |  | L.S | 0
|  | TOTAL FOR 1 CUM |  |  | 3327.58
-
| * | CEMENT MORTAR(1:6)
0.24 | M.T | CEMENT | 5960 | M.T | 1430.4
1 | CUM | M Sand | 1511.1 | CUM | 1511.1
1 | CUM | MIXING OF MORTAR | 100 | CUM | 100
| L.S | SUNDRIES |  | L.S | 0
|  | TOTAL FOR 1 CUM |  |  | 3041.5
| * | CEMENT MORTAR(1:7)
0.206 | M.T | CEMENT | 5960 | M.T | 1227.76
1 | CUM | M Sand | 1511.1 | CUM | 1511.1
1 | CUM | MIXING OF MORTAR | 100 | CUM | 100
| L.S | SUNDRIES |  | L.S | 0
-
|  | TOTAL FOR 1 CUM |  |  | 2838.86
-
| * | CEMENT MORTAR(1:8)
0.18 | M.T | CEMENT | 5960 | M.T | 1072.8
1 | CUM | M Sand | 1511.1 | CUM | 1511.1
1 | CUM | MIXING OF MORTAR | 100 | CUM | 100
| L.S | SUNDRIES |  | L.S | 0
|  | TOTAL FOR 1 CUM |  |  | 2683.9
-
1.5 |  | RATE PER CUM EXCLUDING REFILLING | 0 TO 2M |  | 96.6
2.1 | * | FILLING IN FOUNDATION AND
BASEMENT WITH FILLING M Sand
1 | CUM | COST OF FILLINGM Sand | 1511.1 | CUM | 1511.1
1 | CUM | LABOUR CHARGES FOR FILLING | 29.5 | CUM | 29.5
| L.S | SUNDRIES |  | L.S | 0
|  | TOTAL FOR 1.0 CUM |  |  | 1540.6
| 4.2 | Standardised concrete Mix M30 Grade Concrete
5 | cum | 20mm HBG Machine crushed stone jelly (7730 Kg) | 1679.5 |  | 8397.5
3.3 | cum | 10-12mm HBG Machine crushed stone jelly (5156 Kg) | 1400.5 |  | 4621.65
4.79 | cum | M Sand (7670 Kg) | 1511.1 |  | 7238.17
4 | MT | Cement | 5960 |  | 23840
40 | Kg | Plasticiser /Super plasticiser @ 1% of cement | 42.8 |  | 1712
3.5 | Nos | Mason II | 804 |  | 2814
21.2 | Nos | Maz I | 562 |  | 11914.4
35.3 | Nos | Maz II | 461 |  | 16273.3
|  | Total for 10 cum |  |  | 76811.02
|  | for 1 cum |  |  | 7681.1
1 | cum | Vibrating charges p-28 /103 | 81.3 |  | 81.3
|  | Sub Total |  |  | 7762.4
LS |  | Add for water charges & other sundries (0.5 % of sub total | LS |  | 38.81
|  | Foundation & Basement |  |  | 7801.21
4 Metre Length Single Bracket Pole with Base Plate
(250 x 250 x 6mm)
76.10mm OD x 3.65mm Thick x 4000mm Length
|  | Each |  |  | 7230
SOR 2021-22 Pg.148
|  | S & F of 25 watts LED street light fittings |  |  | 2991
2 X 4 Sq mm in fully concealed PVC conduit (open wiring)
Run off mains with 2 wires of 2.5 Sqmm copper PVC insulated unsheathed single core 1.1KV cable wire contuinuous earth by means of 1.5 Sqmm copper PVC insulated unsheathed single core 1.1 KV grade cable in fully concealed 19 mm / 20 mm dia rigid PVC conduit pipe heavy duty with ISI mark
|  | Total as per Data No. |  |  | 10730.71
180 | Rmt | Add 180 mt 4 Sqmm copper PVC insulated unsheathed S.C. cable p-86 2c | 38.3 | Rmt | 6894
180 | Rmt | Deduct 1.5 Sqmm copper PVC insulated unsheathed S.C. cable | 15.5 | Rmt | 2790
Sundries
|  | Total for 90 metres |  |  | 14834.71
|  | Rate for 1 Rmt |  |  | 164.83
2.7 | * | Supply and filling of 3 to 10 mm HBSJ
-
1 | CUM | COST OF 20mm HBSJ | #REF! | CUM | #REF!
1 | CUM | LABOUR CHARGES FOR FILLING | 33.6 | CUM | 33.6
| L.S | SUNDRIES |  | L.S | 0
-
|  | TOTAL FOR 1.0 CUM |  |  | #REF!
-
Supplying and Laying of inter locking paver block stone 83 mm tk over base layer sand filling including cost of materials laying and hammering charges etc.
10 | Sqm | Inter locking paver block stone 83mm thick (pwd -p 41/19 | 547 | Sqm | 5470
1.8 | Nos. | MASON I | 861 | NO | 1549.8
3.6 | Nos. | MASON II | 804 | NO | 2894.4
2.2 | Nos. | MAZDOOR I | 562 | NO | 1236.4
0.5 | Nos. | Stone cutter I class | 661 | NO | 330.5
0.08 | cum | Sand filling for pointing | #REF! | cum | #REF!
|  | TOTAL FOR 10 SQM |  |  | #REF!
|  | Rate for 1 SQM |  |  | #REF!

## station
Name of work : Construction of Fire and Rescue service station building with development works at Kadamalaikundu in Theni District.
Fire Service Station Detailed Estimate
Sl. No. | Description of works | Nos. |  |  | Measurements |  |  | Qty. | Unit
[5 empty] | L | B | D
1.1 | Earth work excavation for foundation in all soils and sub soils including refilling | [9 empty] | 64.88
a) 0m to 2m depth
Footing
| C1F1 C6F6 | 1 | x | 14 | 1.7 | 1.7 | 2 | 80.92 |  |  | 2.1 | 0.3
| C2F2 | 1 | x | 4 | 2.1 | 2.1 | 2 | 35.28 |  |  |  | 0.15
| C3F3,C4F4,C5F5 | 1 | x | 9 | 2.3 | 2.3 | 2 | 95.22
Grade beam
| station wall allround | 1 | x | 1 | 64.88 | 0.38 | 0.4 | 9.86
| vertical beams on corridor | 1 | x | 1 | 19.97 | 0.38 | 0.4 | 3.04
|  | 1 | x | 1 | 16.44 | 0.38 | 0.4 | 2.5
| beam btwn waiting & watcher | 1 | x | 1 | 3.15 | 0.38 | 0.4 | 0.48
| stair area horizontal beams | 1 | x | 3 | 3.45 | 0.38 | 0.4 | 1.57
| store, SFO horizontal walls | 1 | x | 2 | 5.85 | 0.38 | 0.4 | 1.78
| horiz wall waiting, watcher | 1 | x | 1 | 7.88 | 0.38 | 0.4 | 1.2
| Garage vertical | 1 | x | 2 | 17 | 0.38 | 0.4 | 5.17 |  |  |  | 4.87 | 1.5 | 1.8 | 13.15
| Garage horiz beam | 1 | x | 4 | 4.81 | 0.38 | 0.4 | 2.92
| Garage horiz beam | 1 | x | 4 | 5.63 | 0.38 | 0.4 | 3.42
| Inspection chamber building side | 1 | x | 9 | 1.5 | 1.5 | 0.9 | 18.23
| Inspection chamber to septic tank line | 1 | x | 4 | 1.5 | 1.5 | 0.9 | 8.1
ded:
| C1F1 | -1 | x | 14 | 1.7 | 0.38 | 0.4 | -3.62
| C2F2 | -1 | x | 4 | 2.1 | 0.38 | 0.4 | -1.28
| C3F3 | -1 | x | 9 | 2.3 | 0.38 | 0.4 | -3.15
261.64
[7 empty] | Say | 261.7 | Cum
2.1 | Supplying and filling in foundation and basement with filling sand
| portico | 1 | x | 1 | 3.6 | 5 | 0.15 | 2.7
| entrance verandah | 1 | x | 1 | 3.6 | 2 | 0.15 | 1.08
| lobby and staircase | 1 | x | 1 | 3.6 | 7.55 | 0.15 | 4.08
| toilet block | 1 | x | 1 | 3.72 | 5.94 | 0.15 | 3.31
| bath area | 1 | x | 1 | 1.65 | 2.66 | 0.15 | 0.66
| corridor-1 | 1 | x | 1 | 1.8 | 14.04 | 0.15 | 3.79
| waiting room | 1 | x | 1 | 3.3 | 3.3 | 0.15 | 1.63
| watcher room | 1 | x | 1 | 4.5 | 3.3 | 0.15 | 2.23
| sfo room | 1 | x | 1 | 6 | 6 | 0.15 | 5.4
| corridor 2 | 1 | x | 1 | 5.03 | 2 | 0.15 | 1.51
| rear verandah | 1 | x | 1 | 1.2 | 2 | 0.15 | 0.36
| store/office | 1 | x | 1 | 6 | 8.03 | 0.15 | 7.23
| garage | 1 | x | 1 | 10.97 | 16.54 | 0.15 | 27.22
61.2
[7 empty] | Say | 61.2 | Cum
2.1.1 | Supplying and filling in foundation and basement with Gravel
| portico | 1 | x | 1 | 3.6 | 5 | 1.3 | 23.4
| entrance verandah | 1 | x | 1 | 3.6 | 2 | 1.3 | 9.36
| lobby and staircase | 1 | x | 1 | 3.6 | 7.55 | 1.3 | 35.33
| toilet block | 1 | x | 1 | 3.72 | 5.94 | 1.3 | 28.73 |  |  | 1.23
| bath area | 1 | x | 1 | 1.65 | 2.66 | 1.3 | 5.71
| corridor-1 | 1 | x | 1 | 1.8 | 14.04 | 1.3 | 32.85
| waiting room | 1 | x | 1 | 3.3 | 3.3 | 1.3 | 14.16
| watcher room | 1 | x | 1 | 4.5 | 3.3 | 1.3 | 19.31
| sfo room | 1 | x | 1 | 6 | 6 | 1.3 | 46.8
| corridor 2 | 1 | x | 1 | 5.03 | 2 | 1.3 | 13.08
| rear verandah | 1 | x | 1 | 1.2 | 2 | 1.3 | 3.12
| store/office | 1 | x | 1 | 6 | 8.03 | 1.3 | 62.63
| garage | 1 | x | 1 | 10.97 | 16.54 | 0.95 | 172.37
| Deduction for Service pit | 1 | x | -1 | 4.96 | 1.66 | 0.95 | -7.82
| 3.1 PCC | [6 empty] | -21.17
| 4.1.1RCC | [6 empty] | -56.68
381.18
[7 empty] | say | 381.2 | Cum
3.1 | P C C 1:5:10 for foundation
Footing
| C1F1 C6F6 | 1 | x | 14 | 1.7 | 1.7 | 0.1 | 4.05 |  |  | #VALUE! | 4.05
| C2F2 | 1 | x | 4 | 2.1 | 2.1 | 0.1 | 1.76
| C3F3,C4F4,C5F5 | 1 | x | 9 | 2.3 | 2.3 | 0.1 | 4.76
Grade beam
| station wall allround | 1 | x | 1 | 64.88 | 0.38 | 0.1 | 2.47 |  |  | 2.47
| vertical beams on corridor | 1 | x | 1 | 19.97 | 0.38 | 0.1 | 0.76
|  | 1 | x | 1 | 16.44 | 0.38 | 0.1 | 0.62
| beam btwn waiting & watcher | 1 | x | 1 | 3.15 | 0.38 | 0.1 | 0.12
| stair area horizontal beams | 1 | x | 3 | 3.45 | 0.38 | 0.1 | 0.39
| store, SFO horizontal walls | 1 | x | 2 | 5.85 | 0.38 | 0.1 | 0.44
| horiz wall waiting, watcher | 1 | x | 1 | 7.88 | 0.38 | 0.1 | 0.3
| Garage vertical | 1 | x | 2 | 17 | 0.38 | 0.1 | 1.29
| Garage horiz beam | 1 | x | 4 | 4.81 | 0.38 | 0.1 | 0.73
| Garage horiz beam | 1 | x | 4 | 5.63 | 0.38 | 0.1 | 0.86
| Inspection chamber building side | 1 | x | 9 | 1.5 | 1.5 | 0.1 | 2.03
| Inspection chamber to septic tank line | 1 | x | 4 | 1.5 | 1.5 | 0.1 | 0.9
d/F coloumn
| C1 , | -1 | x | 5 | 0.23 | 0.38 | 0.1 | -0.04
| C2 | -1 | x | 4 | 0.23 | 0.45 | 0.1 | -0.04
| C3, | -1 | x | 3 | 0.23 | 0.6 | 0.1 | -0.04
| C4 | -1 | x | 2 | 0.3 | 0.38 | 0.1 | -0.02
| C5 | -1 | x | 4 | 0.3 | 0.6 | 0.1 | -0.07
| C6 | -1 | x | 9 | 0.3 | 0.38 | 0.1 | -0.1
21.17
[7 empty] | say | 21.2 | Cum
4.1 | Standard Design Mix M20 grade Concrete for RCC Works
a) In foundation and basement
Footing
| C1 ,C6 | 1 | x | 14 | 1.4 | 1.4 | 0.38 | 10.43
| C2 | 1 | x | 4 | 1.8 | 1.8 | 0.45 | 5.83
| C3,C5 | 1 | x | 7 | 2 | 2 | 0.45 | 12.6
| C4 | 1 | x | 2 | 2 | 2 | 0.6 | 4.8
Footing to Grade beam bottom
| C1 , | 1 | x | 5 | 0.23 | 0.38 | 1.12 | 0.49
| C2 | 1 | x | 4 | 0.23 | 0.45 | 1.05 | 0.43
| C3, | 1 | x | 3 | 0.23 | 0.6 | 1.05 | 0.43
| C4 | 1 | x | 2 | 0.3 | 0.38 | 0.9 | 0.21
| C5 | 1 | x | 4 | 0.3 | 0.6 | 1.05 | 0.76
| C6 | 1 | x | 9 | 0.3 | 0.38 | 1.12 | 1.15
Grade beam
| station wall allround | 1 | x | 1 | 64.88 | 0.23 | 0.38 | 5.67
| vertical beams on corridor | 1 | x | 1 | 20.12 | 0.23 | 0.38 | 1.76
|  | 1 | x | 1 | 16.59 | 0.23 | 0.38 | 1.45
| beam btwn waiting & watcher | 1 | x | 1 | 3.3 | 0.23 | 0.38 | 0.29
| stair area horizontal beams | 1 | x | 3 | 3.6 | 0.23 | 0.38 | 0.94
| store, SFO horizontal walls | 1 | x | 2 | 6 | 0.23 | 0.38 | 1.05
| horiz wall waiting, watcher | 1 | x | 1 | 8.03 | 0.23 | 0.38 | 0.7
| Garage vertical | 1 | x | 2 | 17 | 0.23 | 0.38 | 2.97
| Garage horiz beam | 1 | x | 4 | 4.96 | 0.23 | 0.38 | 1.73
| Garage horiz beam | 1 | x | 4 | 5.78 | 0.23 | 0.38 | 2.02
ded: columns
| C1 , | -1 | x | 5 | 0.23 | 0.23 | 0.38 | -0.1
| C2 | -1 | x | 4 | 0.23 | 0.23 | 0.38 | -0.08
| C3, | -1 | x | 3 | 0.23 | 0.23 | 0.38 | -0.06
| C4 | -1 | x | 2 | 0.3 | 0.23 | 0.38 | -0.05
| C5 | -1 | x | 4 | 0.3 | 0.23 | 0.38 | -0.1
| C6 | -1 | x | 9 | 0.3 | 0.23 | 0.38 | -0.24
Column to upto G.B to plinth beam bottom
| C1 , | 1 | x | 5 | 0.23 | 0.38 | 1.33 | 0.58
| C2 | 1 | x | 4 | 0.23 | 0.45 | 1.33 | 0.55
| C3, | 1 | x | 3 | 0.23 | 0.6 | 1.33 | 0.55
| C4 | 1 | x | 2 | 0.3 | 0.38 | 1.33 | 0.3
| C5 | 1 | x | 4 | 0.3 | 0.6 | 1.33 | 0.96
| C6 | 1 | x | 9 | 0.3 | 0.38 | 1.33 | 1.36
Plinth beam
| station wall allround | 1 | x | 1 | 64.88 | 0.23 | 0.1 | 1.49
| vertical beams on corridor | 1 | x | 1 | 20.12 | 0.23 | 0.1 | 0.46
|  | 1 | x | 1 | 16.59 | 0.23 | 0.1 | 0.38
| beam btwn waiting & watcher | 1 | x | 1 | 3.3 | 0.23 | 0.1 | 0.08
| stair area horizontal beams | 1 | x | 3 | 3.6 | 0.23 | 0.1 | 0.25
| store, SFO horizontal walls | 1 | x | 2 | 6 | 0.23 | 0.1 | 0.28
| horiz wall waiting, watcher | 1 | x | 1 | 8.03 | 0.23 | 0.1 | 0.18
| Garage vertical | 1 | x | 2 | 17 | 0.23 | 0.1 | 0.78
| Garage horiz beam | 1 | x | 4 | 4.96 | 0.23 | 0.1 | 0.46 |  |  |  | 2.98
| Garage horiz beam | 1 | x | 4 | 5.78 | 0.23 | 0.1 | 0.53 |  |  |  | 1.49
| for partition walls | 1 | x | 1 | 21.32 | 0.23 | 0.1 | 0.49
| carage floor matt | 1 | x | 1 | 11.2 | 17 | 0.1 | 19.04
| Service pit bott matt | 1 | x | 1 | 5 | 1.5 | 0.1 | 0.75
| Service pit alround | 1 | x | 1 | 11.8 | 0.2 | 1.2 | 2.83
87.38
[7 empty] | say | 87.4 | Cum |  |  | 120
6.5 | Brick work in cm 1:5 using burnt country bricks and size 22x11x7 CM |  |  |  |  | (1.33+0.12 = 1.45 Brick on edge) | [5 empty] | #REF!
| station wall allround | 1 | x | 1 | 64.88 | 0.23 | 1.33 | 19.85
| vertical beams on corridor | 1 | x | 1 | 20.12 | 0.23 | 1.33 | 6.15
|  | 1 | x | 1 | 16.59 | 0.23 | 1.33 | 5.07
| beam btwn waiting & watcher | 1 | x | 1 | 3.3 | 0.23 | 1.33 | 1.01
| stair area horizontal beams | 1 | x | 3 | 3.6 | 0.23 | 1.33 | 3.3 |  |  |  |  | 0.77 | 0.23 | 0.54
| store, SFO horizontal walls | 1 | x | 2 | 6 | 0.23 | 1.33 | 3.67
| horiz wall waiting, watcher | 1 | x | 1 | 8.03 | 0.23 | 1.33 | 2.46
| Garage vertical | 1 | x | 2 | 17 | 0.23 | 1.33 | 10.4
| Garage horiz beam | 1 | x | 4 | 4.96 | 0.23 | 1.17 | 5.34
| Garage horiz beam | 1 | x | 4 | 5.78 | 0.23 | 1.17 | 6.22
| rear side corridor vertical | 1 | x | 1 | 2 | 0.23 | 1.33 | 0.61
| Inspection chamber | 1 | x | 9 | 3.32 | 0.23 | 0.9 | 6.19
| C1 | -1 | x | 5 | 0.23 | 0.38 | 1.33 | -0.58
| C2 | -1 | x | 4 | 0.23 | 0.45 | 1.33 | -0.55
| C3 | -1 | x | 3 | 0.23 | 0.6 | 1.33 | -0.55
| C4 | -1 | x | 2 | 0.3 | 0.38 | 1.33 | -0.3
| C5 | -1 | x | 4 | 0.3 | 0.6 | 1.33 | -0.96
| C6 | -1 | x | 9 | 0.3 | 0.38 | 1.33 | -1.36
65.97
[7 empty] | Say | 66 | Cum
8.1 | Standardised concrete Mix M20 Grade Concrete
a) In Ground Floor
Column upto Roof Beam Bottom
| C1 | 1 | x | 5 | 0.23 | 0.38 | 3.15 | 1.38
| C2 | 1 | x | 2 | 0.23 | 0.45 | 3.15 | 0.65
| C2 | 1 | x | 2 | 0.23 | 0.45 | 3.15 | 0.65
| C3 | 1 | x | 3 | 0.23 | 0.6 | 3.15 | 1.3
| C4 | 1 | x | 2 | 0.3 | 0.38 | 3.15 | 0.72
| C5 | 1 | x | 4 | 0.3 | 0.6 | 3.15 | 2.27
| C6 | 1 | x | 9 | 0.38 | 0.38 | 3.15 | 4.09
LintelBeam
| station wall allround | 1 | x | 1 | 64.88 | 0.23 | 0.15 | 2.24
| vertical beams on corridor | 1 | x | 1 | 20.12 | 0.23 | 0.15 | 0.69
|  | 1 | x | 1 | 16.59 | 0.23 | 0.15 | 0.57
| beam btwn waiting & watcher | 1 | x | 1 | 3.3 | 0.23 | 0.15 | 0.11
| stair area horizontal beams | 1 | x | 3 | 3.6 | 0.23 | 0.15 | 0.37
| store, SFO horizontal walls | 1 | x | 2 | 6 | 0.23 | 0.15 | 0.41
| horiz wall waiting, watcher | 1 | x | 1 | 8.03 | 0.23 | 0.15 | 0.28
| rear side corridor vertical | 1 | x | 1 | 2 | 0.23 | 0.15 | 0.07
| for partition walls | 1 | x | 1 | 21.32 | 0.12 | 0.1 | 0.26
Roof Slab
| office area | 1 | x | 1 | 12.32 | 20.58 | 0.12 | 30.43
| add projection front | 1 | x | 1 | 4.06 | 1.2 | 0.12 | 0.58
Roof Beam
| station wall allround | 1 | x | 1 | 64.88 | 0.23 | 0.45 | 6.72
| vertical beams on corridor | 1 | x | 1 | 20.12 | 0.23 | 0.45 | 2.08
|  | 1 | x | 1 | 16.59 | 0.23 | 0.45 | 1.72
| beam btwn waiting & watcher | 1 | x | 1 | 3.3 | 0.23 | 0.45 | 0.34
| stair area horizontal beams | 1 | x | 3 | 3.6 | 0.23 | 0.45 | 1.12
| store, SFO horizontal walls | 1 | x | 2 | 6 | 0.23 | 0.45 | 1.24
| rear side corridor vertical | 1 | x | 1 | 2 | 0.23 | 0.45 | 0.21
| portico beam front | 1 | x | 1 | 3.6 | 0.23 | 0.45 | 0.37
Loft
| watch room | 1 | x | 1 | 4.5 | 0.45 | 0.05 | 0.1
| sfo room | 1 | x | 1 | 6.46 | 0.6 | 0.05 | 0.19
| Store | 1 | x | 2 | 6 | 0.6 | 0.05 | 0.36
| Sill slab window w1 | 1 | x | 7 | 1.96 | 0.23 | 0.05 | 0.16
| w2 | 1 | x | 1 | 1.81 | 0.23 | 0.05 | 0.02
| w3 | 1 | x | 3 | 1.36 | 0.23 | 0.05 | 0.05
| fw1 | 1 | x | 1 | 1.21 | 0.23 | 0.05 | 0.01
| ws | 1 | x | 1 | 1.66 | 0.23 | 0.05 | 0.02
| sw | 1 | x | 1 | 1.96 | 0.23 | 0.05 | 0.02
| sw1 | 1 | x | 2 | 1.51 | 0.23 | 0.05 | 0.03
| fw/rw | 1 | x | 1 | 2.11 | 0.23 | 0.05 | 0.02
| self for boots and dresses | 1 | x | 2 | 16.2 | 0.6 | 0.05 | 0.97
SunShade Slab
| w1 | 1 | x | 7 | 1.96 | 0.6 | 0.063 | 0.52
| Window2 | 1 | x | 1 | 1.81 | 0.6 | 0.063 | 0.07
| w3 | 1 | x | 3 | 1.36 | 0.6 | 0.063 | 0.15
| ws | 1 | x | 1 | 1.66 | 0.6 | 0.063 | 0.06
| fw/rw | 1 | x | 1 | 2.11 | 0.23 | 0.05 | 0.02
| s/c first flight | 1 | x | 1 | 3.75 | 1.5 | 0.13 | 0.73
| mid landing | 1 | x | 1 | 4.11 | 1.5 | 0.13 | 0.8
| 2nd flight | 1 | x | 1 | 3.45 | 1.5 | 0.13 | 0.67
| steps | 1 | 23 | 0.5 | 0.3 | 0.15 | 1.5 | 0.78
| toe beam and mid beam | 1 | x | 2 | 4.11 | 0.23 | 0.3 | 0.57
67.19
[7 empty] | Say | 67.2 | Cum
b) In First Floor
Column upto Roof Beam Bottom
| C1 | 1 | x | 5 | 0.23 | 0.38 | 3.15 | 1.38
| C2 | 1 | x | 1 | 0.23 | 0.45 | 3 | 0.31
| C2 | 1 | x | 3 | 0.23 | 0.45 | 3.15 | 0.98
| C3 | 1 | x | 1 | 0.23 | 0.6 | 3 | 0.41
| C3 | 1 | x | 2 | 0.23 | 0.6 | 3.15 | 0.87
| C4 | 1 | x | 2 | 0.3 | 0.38 | 3.15 | 0.72
| C5 | 1 | x | 4 | 0.3 | 0.6 | 3 | 2.16
| C6 | 1 | x | 9 | 0.38 | 0.38 | 3.15 | 4.09
LintelBeam
| station wall allround | 1 | x | 1 | 64.88 | 0.23 | 0.15 | 2.24
| vertical beams on corridor | 1 | x | 1 | 20.12 | 0.23 | 0.15 | 0.69
|  | 1 | x | 1 | 16.59 | 0.23 | 0.15 | 0.57
| stair area horizontal beams | 1 | x | 3 | 3.6 | 0.23 | 0.15 | 0.37
| rest room horiz walls | 1 | x | 2 | 6 | 0.23 | 0.15 | 0.41
| horiz wall driver/mechanic | 1 | x | 1 | 8.03 | 0.23 | 0.15 | 0.28
| for partition walls | 1 | x | 1 | 21.32 | 0.12 | 0.15 | 0.38
Roof Slab
| office area | 1 | x | 1 | 12.32 | 20.58 | 0.12 | 30.43
| add projection front | 1 | x | 1 | 4.06 | 1.2 | 0.12 | 0.58
| garage | 1 | x | 1 | 11.2 | 17 | 0.15 | 28.56
|  | 2 | x | 1 | 11.2 | 1.2 | 0.15 | 4.03
Roof beam
| station wall allround | 1 | x | 1 | 64.88 | 0.23 | 0.45 | 6.72
| ded: garage beam | -1 | x | 1 | 17 | 0.23 | 0.45 | -1.76
| vertical beams on corridor | 1 | x | 1 | 20.12 | 0.23 | 0.45 | 2.08
|  | 1 | x | 1 | 16.59 | 0.23 | 0.45 | 1.72
| stair area horizontal beams | 1 | x | 3 | 3.6 | 0.23 | 0.45 | 1.12
| rest room horiz walls | 1 | x | 2 | 6 | 0.23 | 0.45 | 1.24
| horiz wall driver/mechanic | 1 | x | 1 | 8.03 | 0.23 | 0.45 | 0.83
| sot balcony beam | 1 | x | 1 | 4.06 | 0.23 | 0.45 | 0.42
| garage vertical beams | 1 | x | 3 | 19.4 | 0.23 | 0.6 | 8.03
| garage horiz beams | 1 | x | 4 | 11.2 | 0.23 | 0.6 | 6.18
| LOFT sot room | 1 | x | 1 | 3.81 | 0.6 | 0.05 | 0.11
| restroom | 1 | x | 1 | 6.46 | 0.6 | 0.05 | 0.19
| restroom2 | 1 | x | 2 | 6 | 0.6 | 0.05 | 0.36
| driver | 1 | x | 1 | 3.3 | 0.6 | 0.05 | 0.1
| Sill slab window w | 1 | x | 2 | 2.26 | 0.23 | 0.05 | 0.05
| w1 | 1 | x | 6 | 1.96 | 0.23 | 0.05 | 0.14
| w3 | 1 | x | 6 | 1.36 | 0.23 | 0.05 | 0.09
| w4 | 1 | x | 4 | 1.66 | 0.23 | 0.05 | 0.08
| ws | 1 | x | 1 | 1.66 | 0.23 | 0.05 | 0.02
| sw | 1 | x | 1 | 1.96 | 0.23 | 0.05 | 0.02
| sw1 | 1 | x | 2 | 1.51 | 0.23 | 0.05 | 0.03
| fw/rb | 1 | x | 1 | 2.26 | 0.23 | 0.05 | 0.03
| sunshade w | 1 | x | 2 | 2.26 | 0.6 | 0.063 | 0.17
| w1 | 1 | x | 6 | 1.96 | 0.6 | 0.063 | 0.44
| w3 | 1 | x | 6 | 1.36 | 0.6 | 0.063 | 0.31
| w4 | 1 | x | 4 | 1.66 | 0.6 | 0.063 | 0.25
| ws | 1 | x | 1 | 1.66 | 0.6 | 0.063 | 0.06
| sw | 1 | x | 1 | 1.96 | 0.6 | 0.063 | 0.07
| sw1 | 1 | x | 2 | 1.51 | 0.6 | 0.063 | 0.11
| fw/rb | 1 | x | 1 | 2.26 | 0.6 | 0.063 | 0.09
| parapet column c1 | 1 | x | 4 | 0.23 | 0.38 | 1.2 | 0.42
| c2 | 1 | x | 1 | 0.23 | 0.45 | 1.2 | 0.12
| c3 | 1 | x | 1 | 0.23 | 0.6 | 1.2 | 0.17
| c4 | 1 | x | 2 | 0.3 | 0.38 | 1.2 | 0.27
| c5 | 1 | x | 2 | 0.3 | 0.6 | 1.2 | 0.43
| c6 | 1 | x | 1 | 0.38 | 0.38 | 1.2 | 0.17
| s/c 3rd flight | 1 | x | 1 | 3.75 | 1.5 | 0.13 | 0.73
| mid landing | 1 | x | 1 | 4.11 | 1.5 | 0.13 | 0.8
| 4th flight | 1 | x | 1 | 3.45 | 1.5 | 0.13 | 0.67
| steps | 1 | 23 | 0.5 | 0.3 | 0.15 | 1.5 | 0.78
| mid beam | 1 | x | 1 | 4.11 | 0.23 | 0.3 | 0.28
[8 empty] | 113.6 |  | 0.03
[7 empty] | Say | 113.6 | Cum
| c)second floor s/c col c2 | 1 | x | 1 | 0.23 | 0.45 | 3.3 | 0.34
| c3 | 1 | x | 1 | 0.23 | 0.6 | 3.3 | 0.46
| c5 | 1 | x | 2 | 0.3 | 0.6 | 3.3 | 1.19
| beam alround | 1 | x | 1 | 21.82 | 0.23 | 0.175 | 0.88
| slab | 1 | x | 1 | 7.26 | 4.11 | 0.125 | 3.73
| sunshade | 1 | x | 1 | 1.36 | 0.6 | 0.063 | 0.05
| water tank base slab | 1 | x | 1 | 5.26 | 1.66 | 0.15 | 1.31
7.96
[7 empty] | Say | 8 | Cum
9.5 | Brick work in cm 1:6 using burnt country bricks and size 22x11x7 CM
a)Ground floor
| station wall allround | 1 | x | 1 | 64.88 | 0.23 | 3.15 | 47.01
| vertical beams on corridor | 1 | x | 1 | 20.12 | 0.23 | 3.15 | 14.58
|  | 1 | x | 1 | 16.59 | 0.23 | 3.15 | 12.02
| beam btwn waiting & watcher | 1 | x | 1 | 3.3 | 0.23 | 3.15 | 2.39
| stair area horizontal beams | 1 | x | 3 | 3.6 | 0.23 | 3.15 | 7.82 | [7 empty] | 0.64
| store, SFO horizontal walls | 1 | x | 2 | 6 | 0.23 | 3.15 | 8.69
| horiz wall waiting, watcher | 1 | x | 1 | 8.03 | 0.23 | 3.15 | 5.82
| rear side corridor vertical | 1 | x | 1 | 2 | 0.23 | 3.15 | 1.45
| Garage side wall | 1 | x | 1 | 15.97 | 0.23 | 3.15 | 11.57
| d/f m.door | -1 | x | 1 | 1.8 | 0.23 | 2.4 | -0.99
| fw1 | -1 | x | 1 | 0.75 | 0.23 | 2.1 | -0.36
| fw | -1 | x | 1 | 1.8 | 0.23 | 2.1 | -0.87
| rv | -1 | x | 1 | 1.8 | 0.23 | 0.6 | -0.25
| d1 | -1 | x | 2 | 0.75 | 0.23 | 2.4 | -0.83
| rv | -1 | x | 2 | 1.2 | 0.23 | 0.6 | -0.33
| d | -1 | x | 1 | 1 | 0.23 | 2.4 | -0.55
| rv | -1 | x | 1 | 1.8 | 0.23 | 0.6 | -0.25
| d1a | -1 | x | 3 | 1.2 | 0.23 | 2.4 | -1.99
| rv | -1 | x | 3 | 1.2 | 0.23 | 0.6 | -0.5
| d2 | -1 | x | 1 | 1.2 | 0.23 | 2.4 | -0.66
| rv | -1 | x | 1 | 2.1 | 0.23 | 0.6 | -0.29
| do | -1 | x | 1 | 1.8 | 0.23 | 2.4 | -0.99
| rv | -1 | x | 1 | 1.8 | 0.23 | 0.6 | -0.25
| td1 | -1 | x | 2 | 0.9 | 0.23 | 2.4 | -0.99
| w1 | -1 | x | 7 | 1.5 | 0.23 | 1.65 | -3.98
| w2 | -1 | x | 1 | 0.9 | 0.23 | 1.65 | -0.34
| w3 | -1 | x | 3 | 1.2 | 0.23 | 1.65 | -1.37
| fw1 | -1 | x | 1 | 1.8 | 0.23 | 2.4 | -0.99
| ws | -1 | x | 1 | 1.2 | 0.23 | 1.65 | -0.46
| sw | -1 | x | 1 | 1.5 | 0.23 | 1.65 | -0.57
| sw1 | -1 | x | 2 | 1.05 | 0.23 | 1.65 | -0.8
d/f lintel
| station wall allround | -1 | x | 1 | 64.88 | 0.23 | 0.15 | -2.24
| vertical beams on corridor | -1 | x | 1 | 20.12 | 0.23 | 0.15 | -0.69
|  | -1 | x | 1 | 16.59 | 0.23 | 0.15 | -0.57
| beam btwn waiting & watcher | -1 | x | 1 | 3.3 | 0.23 | 0.15 | -0.11
| stair area horizontal beams | -1 | x | 3 | 3.6 | 0.23 | 0.15 | -0.37
| store, SFO horizontal walls | -1 | x | 2 | 6 | 0.23 | 0.15 | -0.41
| horiz wall waiting, watcher | -1 | x | 1 | 8.03 | 0.23 | 0.15 | -0.28
| rear side corridor vertical | -1 | x | 1 | 2 | 0.23 | 0.15 | -0.07
| Sill slab window w1 | -1 | x | 7 | 1.96 | 0.23 | 0.05 | -0.16
| w2 | -1 | x | 1 | 1.81 | 0.23 | 0.05 | -0.02
| w3 | -1 | x | 3 | 1.36 | 0.23 | 0.05 | -0.05
| fw1 | -1 | x | 1 | 1.21 | 0.23 | 0.05 | -0.01
| ws | -1 | x | 1 | 1.66 | 0.23 | 0.05 | -0.02
| sw | -1 | x | 1 | 1.96 | 0.23 | 0.05 | -0.02
| sw1 | -1 | x | 2 | 1.51 | 0.23 | 0.05 | -0.03
| fw/rw | -1 | x | 1 | 2.11 | 0.23 | 0.05 | -0.02
| C1 | -1 | x | 5 | 0.23 | 0.38 | 3.15 | -1.38
| C2 | -1 | x | 1 | 0.23 | 0.45 | 3 | -0.31
| C2 | -1 | x | 3 | 0.23 | 0.45 | 3.15 | -0.98
| C3 | -1 | x | 1 | 0.23 | 0.6 | 3 | -0.41
| C3 | -1 | x | 2 | 0.23 | 0.6 | 3.15 | -0.87
| C4 | -1 | x | 2 | 0.3 | 0.38 | 3.15 | -0.72
| C5 | -1 | x | 4 | 0.3 | 0.6 | 3 | -2.16
| C6 | -1 | x | 9 | 0.38 | 0.38 | 3.15 | -4.09
[8 empty] | 76.75 |  | 0.06
[7 empty] | Say | 76.8 | Cum
b)first floor
| Wall allround | 1 | x | 1 | 64.88 | 0.23 | 3.3 | 49.24
| staircase & SOT vertical wall near corridor | 1 | x | 1 | 14.18 | 0.23 | 3.3 | 10.76
| rest room vertical wall | 1 | x | 1 | 16.81 | 0.23 | 3.3 | 12.76
| rest room horiz wall | 1 | x | 2 | 6 | 0.23 | 3.3 | 9.11
| toilet, stair & SOT horiz wall | 1 | x | 3 | 3.6 | 0.23 | 3.3 | 8.2
| office area parapet | 1 | x | 1 | 64.88 | 0.23 | 1.2 | 17.91
| ded: head room wall | -1 | x | 1 | 8 | 0.23 | 1.2 | -2.21
| garage parapet 3 side | 1 | x | 1 | 39.4 | 0.23 | 1.2 | 10.87
| d/f d1 | -1 | x | 7 | 1.2 | 0.23 | 2.4 | -4.64
| rv | -1 | x | 7 | 1.2 | 0.23 | 0.6 | -1.16
| fw | -1 | x | 2 | 0.75 | 0.23 | 2.4 | -0.83
| td1 | -1 | x | 2 | 0.9 | 0.23 | 2.4 | -0.99
| w | -1 | x | 2 | 1.8 | 0.23 | 1.65 | -1.37
| w1 | -1 | x | 6 | 1.5 | 0.23 | 1.65 | -3.42
| w3 | -1 | x | 6 | 0.9 | 0.23 | 1.65 | -2.05
| w4 | -1 | x | 4 | 1.2 | 0.23 | 1.65 | -1.82
| ws | -1 | x | 1 | 1.2 | 0.23 | 1.65 | -0.46
| sw | -1 | x | 1 | 1.5 | 0.23 | 1.65 | -0.57
| sw1 | -1 | x | 2 | 1.05 | 0.23 | 1.65 | -0.8
| d/f coloumn c1 | -1 | x | 5 | 0.23 | 0.38 | 3.15 | -1.38
| C2 | -1 | x | 1 | 0.23 | 0.45 | 3 | -0.31
| C2 | -1 | x | 3 | 0.23 | 0.45 | 3.15 | -0.98
| C3 | -1 | x | 1 | 0.23 | 0.6 | 3 | -0.41
| C3 | -1 | x | 2 | 0.23 | 0.6 | 3.15 | -0.87
| C4 | -1 | x | 2 | 0.3 | 0.38 | 3.15 | -0.72
| C5 | -1 | x | 4 | 0.3 | 0.6 | 3 | -2.16
| C6 | -1 | x | 9 | 0.38 | 0.38 | 3.15 | -4.09
| station wall allround | -1 | x | 1 | 64.88 | 0.23 | 0.15 | -2.24
| vertical beams on corridor | -1 | x | 1 | 20.12 | 0.23 | 0.15 | -0.69
|  | -1 | x | 1 | 16.59 | 0.23 | 0.15 | -0.57
| stair area horizontal beams | -1 | x | 3 | 3.6 | 0.23 | 0.15 | -0.37
| rest room horiz walls | -1 | x | 2 | 6 | 0.23 | 0.15 | -0.41
| horiz wall driver/mechanic | -1 | x | 1 | 8.03 | 0.23 | 0.15 | -0.28
| Sill slab window w | -1 | x | 2 | 2.26 | 0.23 | 0.05 | -0.05
| w1 | -1 | x | 6 | 1.96 | 0.23 | 0.05 | -0.14
| w3 | -1 | x | 6 | 1.36 | 0.23 | 0.05 | -0.09
| w4 | -1 | x | 4 | 1.66 | 0.23 | 0.05 | -0.08
| ws | -1 | x | 1 | 1.66 | 0.23 | 0.05 | -0.02
| sw | -1 | x | 1 | 1.96 | 0.23 | 0.05 | -0.02
| sw1 | -1 | x | 2 | 1.51 | 0.23 | 0.05 | -0.03
| fw/rb | -1 | x | 1 | 2.26 | 0.23 | 0.05 | -0.03
| Garage side wall | 1 | x | 1 | 15.97 | 0.23 | 3.15 | 11.57
[8 empty] | 94.16 |  | 0.04
[7 empty] | Say | 94.2 | Cum
| c)second floor headroom alround | 1 | x | 1 | 23.2 | 0.23 | 3.3 | 17.61
| parapet | 1 | x | 1 | 23.2 | 0.23 | 0.45 | 2.4
| d/f s/c col c2 | -1 | x | 1 | 0.23 | 0.45 | 3.3 | -0.34
| c3 | -1 | x | 1 | 0.23 | 0.6 | 3.3 | -0.46
| c5 | -1 | x | 2 | 0.3 | 0.6 | 3.3 | -1.19
| door open | -1 | x | 1 | 0.9 | 0.23 | 2.1 | -0.43
OHT
| support wall | 1 | x | 2 | 1.2 | 0.23 | 0.75 | 0.41
18
[7 empty] | Say | 18 | Cum
10.5 | Brick work in cm 1:4 using burnt country bricks and size 22x11x7 CM 110 mm thick
b)ground floor
| sfo room | 1 | x | 1 | 3.42 |  | 3.15 | 10.77
| ladies toilet hori | 1 | x | 1 | 3.08 |  | 3.15 | 9.7
| in b/w bath & wc | 1 | x | 1 | 1.5 |  | 3.15 | 4.73
| vert.cross wall | 1 | x | 1 | 2.6 |  | 3.15 | 8.19
| gents toilet hori wall for bath | 1 | x | 2 | 1.5 |  | 3.15 | 9.45
| hori cross wall for wc | 1 | x | 1 | 1.5 |  | 3.15 | 4.73
| in b/w ladies and gents toil wash basin | 1 | x | 1 | 1.45 |  | 3.15 | 4.57
| vert.cross wall b/w gents toilt bath | 1 | x | 1 | 1.51 |  | 3.15 | 4.76
| vert.cross wall b/w gents toilt bath | 1 | x | 1 | 2.81 |  | 3.15 | 8.85
| vert.cross wall b/w behind wash basin | 1 | x | 1 | 0.45 |  | 3.15 | 1.42
| d/f td | -1 | x | 7 | 0.75 |  | 2.1 | -11.03
[8 empty] | 56.14 |  | 0.01
[7 empty] | Say | 56.2 | Sqm
c)first floor
| ladies toilet hori | 1 | x | 2 | 1.58 |  | 3.15 | 9.95
| wash basin wall | 1 | x | 1 | 0.75 |  | 1 | 0.75
| gents toilet hori wall for bath | 1 | x | 2 | 1.65 |  | 3.15 | 10.4
| gents toilet hori wall for wc | 1 | x | 2 | 1.5 |  | 3.15 | 9.45
| vertical wall gents toi | 1 | x | 2 | 4.24 |  | 3.15 | 26.71
| urinal wall | 1 | x | 1 | 1.2 |  | 2.1 | 2.52
| d/f td | -1 | x | 7 | 0.75 |  | 2.1 | -11.03
[8 empty] | 48.75 |  | 0
[7 empty] | Say | 48.8 | Sqm
11.5 | B.W Partition wall 70mm tk
a) Ground floor
| watch room | 1 | x | 3 | 0.45 |  | 2.4 | 3.24
| sfo | 1 | x | 5 | 0.6 |  | 2.4 | 7.2
| Store | 1 | x | 18 | 0.6 |  | 2.4 | 25.92
| Store | 1 | x | 2 | 0.6 |  | 2.4 | 2.88
[8 empty] | 39.24 |  | 0.01
[7 empty] | Say | 39.3 | Sqm
b)first floor
| sot | 1 | x | 3 | 0.6 |  | 2.4 | 4.32
| rest room 1,2,3 | 3 | x | 5 | 0.6 |  | 2.4 | 21.6
[8 empty] | 25.92 |  | 0.03
[7 empty] | Say | 26 | Sqm
12.1 | B.W Partition wall 50mm tk
a) Ground floor
| s/c hand rails | 1 | x | 1 | 8.5 |  | 0.9 | 7.65
[7 empty] | Say | 7.7 | Sqm
b)first floor
| s/c hand rails | 1 | x | 1 | 10 |  | 0.9 | 9
[7 empty] | Say | 9 | Sqm
13.1 | Filling with Excavated Earth
| C1F1 C6F6 | 1 | x | 14 | 1.7 | 1.7 | 0.1 | 4.05 |  |  | #VALUE! | 4.05
| C2F2 | 1 | x | 4 | 2.1 | 2.1 | 0.1 | 1.76
| C3F3,C4F4,C5F5 | 1 | x | 9 | 2.3 | 2.3 | 0.1 | 4.76
| Inspection chamber | 1 | x | 9 | 1.36 | 1.36 | 0.1 | 1.66
Grade beam
| station wall allround | 1 | x | 1 | 64.88 | 0.38 | 0.1 | 2.47 |  |  | 4.13
| vertical beams on corridor | 1 | x | 1 | 20.12 | 0.38 | 0.1 | 0.76
|  | 1 | x | 1 | 16.59 | 0.38 | 0.1 | 0.63
| beam btwn waiting & watcher | 1 | x | 1 | 3.3 | 0.38 | 0.1 | 0.13
| stair area horizontal beams | 1 | x | 3 | 3.6 | 0.38 | 0.1 | 0.41
| store, SFO horizontal walls | 1 | x | 2 | 6 | 0.38 | 0.1 | 0.46
| horiz wall waiting, watcher | 1 | x | 1 | 8.03 | 0.38 | 0.1 | 0.31
| Garage vertical | 1 | x | 2 | 17 | 0.38 | 0.1 | 1.29
| Garage horiz beam | 1 | x | 4 | 10.97 | 0.38 | 0.1 | 1.67
Column footing
| C1 ,C6 | 1 | x | 14 | 1.4 | 1.4 | 0.38 | 10.43
| C2 | 1 | x | 4 | 1.8 | 1.8 | 0.45 | 5.83
| C3,C5 | 1 | x | 7 | 2 | 2 | 0.45 | 12.6
| C4 | 1 | x | 2 | 2 | 2 | 0.6 | 4.8
Column up to grade beam
| C1 , | 1 | x | 5 | 0.23 | 0.38 | 1.12 | 0.49
| C2 | 1 | x | 4 | 0.23 | 0.45 | 1.05 | 0.43
| C3, | 1 | x | 3 | 0.23 | 0.6 | 1.05 | 0.43
| C4 | 1 | x | 2 | 0.3 | 0.38 | 0.9 | 0.21
| C5 | 1 | x | 4 | 0.3 | 0.6 | 1.05 | 0.76
| C6 | 1 | x | 9 | 0.3 | 0.38 | 1.12 | 1.15
Grade beam
| station wall allround | 1 | x | 1 | 64.88 | 0.23 | 0.38 | 5.67
| vertical beams on corridor | 1 | x | 1 | 20.12 | 0.23 | 0.38 | 1.76
|  | 1 | x | 1 | 16.59 | 0.23 | 0.38 | 1.45
| beam btwn waiting & watcher | 1 | x | 1 | 3.3 | 0.23 | 0.38 | 0.29
| stair area horizontal beams | 1 | x | 3 | 3.6 | 0.23 | 0.38 | 0.94
| store, SFO horizontal walls | 1 | x | 2 | 6 | 0.23 | 0.38 | 1.05
| horiz wall waiting, watcher | 1 | x | 1 | 8.03 | 0.23 | 0.38 | 0.7
| Garage vertical | 1 | x | 2 | 17 | 0.23 | 0.38 | 2.97
| Garage horiz beam | 1 | x | 4 | 10.97 | 0.23 | 0.38 | 3.84
76.16
[7 empty] | Say | 76.2 | Sqm
16.1 | Precast jally ventilator 50mm thick
Ground floor
| ventilator rv | 1 |  | 3 | 1.8 |  | 0.6 | 3.24
| rv | 1 |  | 4 | 1.2 |  | 0.6 | 2.88
| vo | 1 |  | 2 | 0.9 |  | 0.9 | 1.62
| ventilator v | 1 |  | 2 | 0.9 |  | 0.9 | 1.62
9.36
[7 empty] | Say | 9.4 | Sqm
First floor
| ventilator v | 1 |  | 5 | 0.9 |  | 0.9 | 4.05
| vo | 1 |  | 2 | 0.9 |  | 0.9 | 1.62
| rv | 2 |  | 2 | 0.9 |  | 0.9 | 3.24
8.91
[7 empty] | Say | 9 | Sqm
21.2 | Teak Wood Wrought & Put Up
A) Tea Wood Over 2M & Below 3M
| For Entrance Door Frame | 2 |  | 2 | 0.1 | 0.075 | 2.4 | 0.072
| sfo,sot | 2 |  | 14 | 0.1 | 0.075 | 2.4 | 0.504
0.576
[7 empty] | Say | 0.6 | Cum
B) Teak Wood Below 2M Length
| For Entrance Door Frame | 1 |  | 3 | 0.1 | 0.075 | 1.8 | 0.041
| sot,sfo | 2 |  | 14 | 0.1 | 0.075 | 1.8 | 0.378
0.419
[7 empty] | Say | 0.5 | Cum
23.3 | S & F Magnetic Door Catches
| Entrance Door & Store,sot,sfo,watcroom | 1 |  | 13 |  |  |  | 13
[7 empty] | Say | 13 | Each
25 | MS Hold Fast GF
| Entrance Door & Store,sot,sfo,watcroom | 14 |  | 6 |  |  |  | 84
[7 empty] | say | 84 | Each
26 | P.C.C 1:5:10 Ground floor
| portico | 1 | x | 1 | 3.6 | 5 | 0.1 | 1.8
| entrance verandah | 1 | x | 1 | 3.6 | 2 | 0.1 | 0.72
| lobby and staircase | 1 | x | 1 | 3.6 | 7.55 | 0.1 | 2.72
| toilet block | 1 | x | 1 | 3.72 | 5.94 | 0.1 | 2.21
| bath area | 1 | x | 1 | 1.65 | 2.66 | 0.1 | 0.44
| corridor-1 | 1 | x | 1 | 1.8 | 14.04 | 0.1 | 2.53
| waiting room | 1 | x | 1 | 3.3 | 3.3 | 0.1 | 1.09
| watcher room | 1 | x | 1 | 4.5 | 3.3 | 0.1 | 1.49
| sfo room | 1 | x | 1 | 6 | 6 | 0.1 | 3.6
| corridor 2 | 1 | x | 1 | 5.03 | 2 | 0.1 | 1.01
| rear verandah | 1 | x | 1 | 1.2 | 2 | 0.1 | 0.24
| store/office | 1 | x | 1 | 6 | 8.03 | 0.1 | 4.82
| garage | 1 | x | 1 | 10.97 | 16.54 | 0.15 | 27.22
|  | 1 | x | 1 | 11.2 | 1.2 | 0.15 | 2.02
|  | 1 | x | 1 | 11.2 | 5.4 | 0.15 | 9.07
[8 empty] | 60.98 |  | 0.01
[7 empty] | Say | 61 | Cum
28 | Floor Plastering In Cm 1:4, 20Mm Thick
| garage | 1 | x | 1 | 10.97 | 16.54 |  | 181.44
|  | 1 | x | 1 | 11.2 | 1.2 |  | 13.44
|  | 1 | x | 1 | 11.2 | 5.4 |  | 60.48
| Ramp | 1 | x | 1 | 11.2 | 5.4 |  | 60.48
| For chamber | 1 | x | 9 | 0.6 | 0.6 |  | 3.24
| midlanding | 1 | x | 2 | 3.65 | 1.5 |  | 10.95
| steps | 1 | x | 46 | 1.5 | 0.45 |  | 31.05
| LOBBY | 1 | x | 2 | 3.65 | 2 |  | 14.6
[8 empty] | 375.68 |  | 0.04
[7 empty] | say | 375.7 | sqm
30 | Ellispattern
| Store room | 1 |  | 1 | 6 | 8.03 |  | 48.18
48.18
[7 empty] | Say | 48.2 | Sqm
31 | Weathering Course
| bath depression - IWC | 1 | x | 6 | 1.5 | 1.2 | 0.3 | 3.24
| Sundries | [6 empty] | 0.01
[8 empty] | 3.25 | sqm
33 | Plastering 1 : 5 12 Mm Tk
Outer plastering
| basement outer wall inner plastering | 1 | x | 1 | 63.96 |  | 1.45 | 92.74
| office area all round + basement outer | 1 | x | 1 | 65.8 |  | 8.65 | 569.17
| office area parapet allround | 1 | x | 2 | 65.8 |  | 1.2 | 157.92
| parapet top | 1 | x | 1 | 64.88 |  | 0.23 | 14.92
| garage parapet outer wall | 1 | x | 1 | 44.3 |  | 1.2 | 53.16
| parapet top | 1 | x | 1 | 43.38 |  | 0.23 | 9.98
| parapet inner | 1 | x | 1 | 42.46 |  | 1.2 | 50.95
| head room outer | 1 | x | 1 | 22.74 |  | 4.05 | 92.1
| parapet top | 1 | x | 1 | 21.82 |  | 0.23 | 5.02
| parapet inner | 1 | x | 1 | 20.9 |  | 0.45 | 9.41
Deductions
| D1A | -1 | x | 1 | 1.2 |  | 2.4 | -2.88
| FW | -1 | x | 2 | 0.8 |  | 2.1 | -3.36
| RV | -1 | x | 2 | 1.8 |  | 0.6 | -2.16
| W | -2 | x | 1 | 1.8 |  | 1.65 | -5.94
| W1 | -1 | x | 8 | 1.5 |  | 1.65 | -19.8
| W3 | -1 | x | 8 | 0.9 |  | 1.65 | -11.88
| W4 | -1 | x | 4 | 1.2 |  | 1.65 | -7.92
| V | -1 | x | 13 | 0.9 |  | 0.9 | -10.53
| VO | -2 | x | 2 | 0.9 |  | 0.9 | -3.24
| RV | -2 | x | 2 | 0.9 |  | 0.9 | -3.24
| Head room door | -1 | x | 1 | 0.9 |  | 2.1 | -1.89
A/F jams
| FW | 1 | x | 2 | 5.8 |  | 0.18 | 2.09
| RV | 1 | x | 2 | 4.8 |  | 0.18 | 1.73
| W | 2 | x | 1 | 6.9 |  | 0.18 | 2.48
| W1 | 1 | x | 8 | 6.3 |  | 0.18 | 9.07
| W3 | 1 | x | 8 | 5.1 |  | 0.18 | 7.34
| W4 | 1 | x | 4 | 5.7 |  | 0.18 | 4.1
| V | 1 | x | 13 | 3.6 |  | 0.18 | 8.42
| VO | 2 | x | 2 | 3.6 |  | 0.18 | 2.59
| RV | 2 | x | 2 | 3.6 |  | 0.18 | 2.59
| Head room door | 1 | x | 1 | 6 |  | 0.18 | 1.08
| Garage outer wall | 1 | x | 1 | 16.2 |  | 7.05 | 114.21
OHT
| water tank base slab top | 1 | x | 1 | 5.26 | 1.66 |  | 8.73
[8 empty] | 1146.96 |  | 0.17
[7 empty] | Say | 1147 | Sqm
Inner plastering
Ground floor
| watch room | 1 | x | 1 | 15.6 |  | 3.48 | 54.29
| waiting room | 1 | x | 1 | 13.2 |  | 3.48 | 45.94
| ded: open | -1 | x | 1 | 1.8 |  | 3.48 | -6.26
| portico | 1 | x | 1 | 13.55 |  | 3.48 | 47.15
| entrance 3 side wall | 1 | x | 1 | 7.6 |  | 3.48 | 26.45
| sfo room | 1 | x | 1 | 24 |  | 3.48 | 83.52
| SFO toilet inner | 1 | x | 1 | 7.8 |  | 3.48 | 27.14
| corrider 1 side wall | 1 | x | 1 | 29.88 |  | 3.48 | 103.98
| corrider 2 | 1 | x | 1 | 12.06 |  | 3.48 | 41.97
| rear side corridor 3 side wall | 1 | x | 1 | 4.4 |  | 3.48 | 15.31
| store 1 | 1 | x | 1 | 28.06 |  | 3.48 | 97.65
| stair room inner area | 1 | x | 1 | 22.3 |  | 3.48 | 77.6
| ladies toilet inner area | 1 | x | 1 | 10.51 |  | 3.48 | 36.57
| wash bashin side wall | 1 | x | 2 | 0.75 |  | 1 | 1.5
| wc | 1 | x | 1 | 5.7 |  | 3.48 | 19.84
| ladies toilet | 1 | x | 1 | 6.16 |  | 3.48 | 21.44
| gents toilet inner area | 1 | x | 1 | 9.82 |  | 3.48 | 34.17
| urinal wall | 1 | x | 2 | 0.9 |  | 2.1 | 3.78
| bath | 1 | x | 2 | 6 |  | 3.48 | 41.76
| WC | 1 | x | 2 | 5.7 |  | 3.48 | 39.67
First floor
| stair room inner area | 1 | x | 1 | 22.3 |  | 3.48 | 77.6
| sot room | 1 | x | 1 | 19.54 |  | 3.48 | 68
| SOT balcony wall | 1 | x | 2 | 6 |  | 1.2 | 14.4
| driver mechanic | 1 | x | 1 | 22.66 |  | 3.48 | 78.86
| rest room | 1 | x | 1 | 32.72 |  | 3.48 | 113.87
| rest room 1 | 1 | x | 1 | 24 |  | 3.48 | 83.52
| corrider 1 | 1 | x | 1 | 27.34 |  | 3.48 | 95.14
| ladies toilet inner area | 1 | x | 1 | 5.56 |  | 3.48 | 19.35
| wash bashin side wall | 1 | x | 2 | 0.75 |  | 1 | 1.5
| ladies toilet | 1 | x | 1 | 6.16 |  | 3.48 | 21.44
| gents toilet center area | 1 | x | 1 | 12.98 |  | 3.48 | 45.17
| urinal wall | 1 | x | 2 | 0.9 |  | 2.1 | 3.78
| gents toilet bath | 1 | x | 2 | 6 |  | 3.48 | 41.76
| gents WC | 1 | x | 3 | 5.7 |  | 3.48 | 59.51
| garage side wall | 1 | x | 1 | 16.2 |  | 6.75 | 109.35
| C6 | 1 | x | 8 | 1.52 |  | 6.75 | 82.08
Cupboard walls
| watch room | 2 | x | 3 | 0.45 |  | 2.4 | 6.48
| sfo | 2 | x | 5 | 0.6 |  | 2.4 | 14.4
| Store | 2 | x | 18 | 0.6 |  | 2.4 | 51.84
| Store | 2 | x | 2 | 0.6 |  | 2.4 | 5.76
| sot | 2 | x | 3 | 0.6 |  | 2.4 | 8.64
| rest room 1,2,3 | 6 | x | 5 | 0.6 |  | 2.4 | 43.2
Deductions
| M.D | -1 | x | 1 | 1.8 |  | 2.4 | -4.32
| FW1 | -1 | x | 1 | 0.75 |  | 2.1 | -1.58
| FW | -1 | x | 2 | 0.8 |  | 2.4 | -3.84
| RV | -1 | x | 2 | 1.8 |  | 0.6 | -2.16
| D1 | -1 | x | 2 | 0.75 |  | 2.4 | -3.6
| D | -1 | x | 1 | 1 |  | 2.4 | -2.4
| RV | -1 | x | 2 | 1.2 |  | 0.6 | -1.44
| RV | -1 | x | 1 | 1.8 |  | 0.6 | -1.08
| D1A | -1 | x | 3 | 1.2 |  | 2.4 | -8.64
| RV | -1 | x | 3 | 1.2 |  | 0.6 | -2.16
| D2 | -1 | x | 1 | 1.2 |  | 2.4 | -2.88
| RV | -1 | x | 1 | 2.1 |  | 0.6 | -1.26
| DO | -1 | x | 2 | 1.8 |  | 2.4 | -8.64
| RV | -1 | x | 2 | 1.8 |  | 0.6 | -2.16
| TD1 | -1 | x | 4 | 0.9 |  | 2.4 | -8.64
| D1 | -1 | x | 7 | 1.2 |  | 2.4 | -20.16
| RV | -1 | x | 7 | 1.2 |  | 0.6 | -5.04
| FW | -1 | x | 2 | 0.75 |  | 2.4 | -3.6
| TD | -2 | x | 6 | 0.75 |  | 2.1 | -18.9
| W | -1 | x | 2 | 1.8 |  | 1.65 | -5.94
| W1 | -1 | x | 13 | 1.5 |  | 1.65 | -32.18
| W2 | -1 | x | 1 | 1.35 |  | 1.65 | -2.23
| W3 | -1 | x | 10 | 0.9 |  | 1.65 | -14.85
| W4 | -1 | x | 4 | 1.2 |  | 1.65 | -7.92
| WS | -1 | x | 2 | 1.2 |  | 1.65 | -3.96
| SW | -1 | x | 2 | 1.5 |  | 1.65 | -4.95
| SW1 | -1 | x | 4 | 1.05 |  | 1.65 | -6.93
| V.VO,RV | -1 | x | 21 | 0.9 |  | 0.9 | -17.01
Add Jams
| FW1 | 1 | x | 1 | 5.7 |  | 0.18 | 1.03
| FW | 1 | x | 2 | 6.4 |  | 0.18 | 2.3
| RV | 1 | x | 2 | 2.16 |  | 0.18 | 0.78
| D1 | 1 | x | 2 | 6.3 |  | 0.18 | 2.27
| D | 1 | x | 1 | 6.8 |  | 0.18 | 1.22
| RV | 1 | x | 2 | 3.6 |  | 0.18 | 1.3
| RV | 1 | x | 1 | 4.8 |  | 0.18 | 0.86
| D1A | 1 | x | 3 | 7.2 |  | 0.18 | 3.89
| RV | 1 | x | 3 | 3.6 |  | 0.18 | 1.94
| D2 | 1 | x | 1 | 7.2 |  | 0.18 | 1.3
| RV | 1 | x | 1 | 5.4 |  | 0.18 | 0.97
| DO | 1 | x | 2 | 8.4 |  | 0.18 | 3.02
| RV | 1 | x | 2 | 4.8 |  | 0.18 | 1.73
| TD1 | 1 | x | 4 | 6.6 |  | 0.18 | 4.75
| D1 | 1 | x | 7 | 7.2 |  | 0.18 | 9.07
| RV | 1 | x | 7 | 3.6 |  | 0.18 | 4.54
| FW | 1 | x | 2 | 6.3 |  | 0.18 | 2.27
| TD | 2 | x | 6 | 5.7 |  | 0.18 | 12.31
| W | 1 | x | 2 | 6.9 |  | 0.18 | 2.48
| W1 | 1 | x | 13 | 6.3 |  | 0.18 | 14.74
| W2 | 1 | x | 1 | 6 |  | 0.18 | 1.08
| W3 | 1 | x | 10 | 5.1 |  | 0.18 | 9.18
| W4 | 1 | x | 4 | 5.7 |  | 0.18 | 4.1
| WS | 1 | x | 2 | 5.7 |  | 0.18 | 2.05
| SW | 1 | x | 2 | 6.3 |  | 0.18 | 2.27
| SW1 | 1 | x | 4 | 5.4 |  | 0.18 | 3.89
| V.VO,RV | 1 | x | 21 | 3.6 |  | 0.18 | 13.61
| Garage outer wall | 1 | x | 1 | 16.2 |  | 6.75 | 109.35
[8 empty] | 1878.95 |  | 0.01
[7 empty] | Say | 1879 | Sqm
| Inner plastering | [6 empty] | 1879
| outer plastering | [6 empty] | 1147
| Total | [6 empty] | 3026 | sqm
34 | Plastering in CM 1 : 4 12 mm
| For Service station | 1 |  | 1 | 11 |  | 1.5 | 16.5
|  | 1 |  | 1 | 11.92 | 0.2 |  | 2.38
| For chamber | 1 | 9 |  | 2.4 | 1 |  | 21.6
40.48
[7 empty] | Say | 40.5 | Sqm
35 | Special Ceiling Plastering in cm 1:3,10mm tk.
ground floor
| Watch Room | 1 | x | 1 | 4.5 | 3.3 |  | 14.85
| Waiting room | 1 | x | 1 | 3.3 | 3.3 |  | 10.89
| portico | 1 | x | 1 | 3.6 | 5 |  | 18
| Entrance / verandha | 1 | x | 1 | 3.6 | 2 |  | 7.2
| Sfo room | 1 | x | 1 | 6 | 6 |  | 36
| stair slab | 1 | x | 1 | 3.6 | 2.75 |  | 9.9
| corrider 2 | 1 | x | 1 | 1.8 | 14.04 |  | 25.27
|  | 1 | x | 1 | 5.03 | 2 |  | 10.06
| rear verandha | 1 | x | 1 | 1.2 | 2.1 |  | 2.52
| Store 1 | 1 | x | 1 | 6 | 8.03 |  | 48.18
| Gents /Ladies Toilet | 1 | x | 1 | 3.715 | 5.94 |  | 22.07
| bath area | 1 | x | 1 | 1.65 | 2.66 |  | 4.39
| S/C 1st flight | 1 | x | 1 | 3.75 | 1.5 |  | 5.63
| midlanding | 1 | x | 1 | 3.65 | 1.5 |  | 5.48
| S/C 2nd flight | 1 | x | 1 | 3.45 | 1.5 |  | 5.18
| s/c lobby | 1 | x | 1 | 3.65 | 2 |  | 7.3
| Watch Room loft | 1 | x | 2 | 4.5 | 0.45 |  | 4.05
| Sfo room loft | 1 | x | 2 | 6 | 0.6 |  | 7.2
| store loft | 1 | x | 2 | 25.78 | 0.6 |  | 30.94
| G.f.garage side shelf | 2 | x | 2 | 16.2 | 0.6 |  | 38.88
First floor
| sot room | 1 | x | 1 | 3.6 | 6.17 |  | 22.21
| SOT balcony | 1 | x | 1 | 3.35 | 1.2 |  | 4.02
| sitout | 1 | x | 1 | 3.6 | 2.75 |  | 9.9
| driver mechanic | 1 | x | 1 | 8.03 | 3.3 |  | 26.5
|  | 1 | x | 1 | 1.8 | 1.15 |  | 2.07
| corrider | 1 | x | 1 | 12.77 | 1.8 |  | 22.99
| rest room 1 | 1 | x | 1 | 6 | 6 |  | 36
| rest room 2 | 1 | x | 1 | 6 | 10.36 |  | 62.16
| Gents /Ladies Toilet | 1 | x | 1 | 3.715 | 5.94 |  | 22.07
|  | 1 | x | 1 | 1.65 | 2.66 |  | 4.39
| sot laft | 1 | x | 2 | 3.35 | 0.6 |  | 4.02
| rest room laft 1 | 1 | x | 2 | 6 | 0.6 |  | 7.2
| rest room laft 2 | 1 | x | 2 | 6 | 0.6 |  | 7.2
|  | 1 | x | 2 | 9.76 | 0.6 |  | 11.71
| s/c 3rd flight | 1 | x | 1 | 3.75 | 1.5 |  | 5.63
| midlanding | 1 | x | 1 | 3.65 | 1.5 |  | 5.48
| s/c 4th flight | 1 | x | 1 | 3.45 | 1.5 |  | 5.18
| s/c lobby | 1 | x | 1 | 3.65 | 2 |  | 7.3
| rear sitout | 1 | x | 1 | 0.9 | 1.8 |  | 1.62
| garage ceiling | 1 | x | 1 | 11.2 | 19.4 |  | 217.28
| head room ceiling | 1 | x | 1 | 7.55 | 3.65 |  | 27.56
| sunshade w | 2 | x | 2 | 2.26 | 0.6 |  | 5.42
| w1 | 2 | x | 13 | 1.96 | 0.6 |  | 30.58
| w2 | 2 | x | 1 | 1.81 | 0.6 |  | 2.17
| w3 | 2 | x | 10 | 1.36 | 0.6 |  | 16.32
| w4 | 2 | x | 4 | 1.66 | 0.6 |  | 7.97
| ws | 2 | x | 2 | 1.66 | 0.6 |  | 3.98
| sw | 2 | x | 2 | 1.96 | 0.6 |  | 4.7
| sw1 | 2 | x | 2 | 1.51 | 0.6 |  | 3.62
| SF : water tank base slab ceiling | 1 | x | 1 | 5.26 | 1.66 |  | 8.73
[8 empty] | 909.97 |  | 0.04
[7 empty] | Say | 910 | Sqm
36.1 | Plastering in CM 1 : 5 12mm Borders
a) 150mm Wide
| For fire station +office area | 1 |  | 1 | 94.96 |  |  | 94.96
| For L/S building area only | 1 |  | 1 | 48.97 |  |  | 48.97
143.93
[7 empty] | Say | 144 | Rmt
b) 75 mm Wide
| For fire station +office area | 1 |  | 1 | 94.96 |  |  | 94.96
| For L/S | 1 |  | 1 | 48.97 |  |  | 48.97
143.93
[7 empty] | Say | 144 | Rmt
c) 50mm Wide
| For fire station | 1 |  | 1 | 94.96 |  |  | 94.96
| For L/S | 1 |  | 1 | 48.97 |  |  | 48.97
143.93
[7 empty] | Say | 144 | Rmt
37.1 | White Washing 3 Coats
Qty as per Ceiling Plastering
| Item No: 35 | 1 |  | 1 | 910 |  |  | 910 | Sqm
39 | Supplying and fixing of Ms Grills for varandah encloser
| Ladder 1 | 1 |  | 3 | 7 |  | 0.6 | 12.6
| Ladder 2 | 1 |  | 4 | 4 |  | 0.6 | 9.6
| head room door | 1 |  | 1 | 1 |  | 2.1 | 2.1
| pump room door | 1 |  | 1 | 0.9 |  | 2.1 | 1.89
| flag post | 1 |  | 1 | 3.14 | 0.03 | 10 | 0.94
27.13
27.2
| 35Kg/ sq.m |  |  |  |  | 27.2 | 35 | 952 | Kg
[7 empty] | say | 952 | Kg
24 | S & F of steel windows
| window | 1 |  | 2 | 1.8 |  | 1.65 | 5.94
| w1 | 1 |  | 13 | 1.5 |  | 1.65 | 32.18
| w2 | 1 |  | 1 | 1.35 |  | 1.65 | 2.23
| w3 | 1 |  | 10 | 0.9 |  | 1.65 | 14.85
| w4 | 1 |  | 4 | 1.2 |  | 1.65 | 7.92
| ws | 1 |  | 2 | 1.2 |  | 1.65 | 3.96
| sw | 1 |  | 2 | 1.5 |  | 1.65 | 4.95
| sw1 | 1 |  | 4 | 1.05 |  | 1.65 | 6.93
| fw | 1 |  | 2 | 0.75 |  | 2.4 | 3.6
| fw | 1 |  | 1 | 0.8 |  | 2.1 | 1.68
| fw1 | 1 |  | 1 | 0.75 |  | 2.1 | 1.58
| ventilator rv | 1 |  | 3 | 1.8 |  | 0.6 | 3.24
| rv | 1 |  | 12 | 1.2 |  | 0.6 | 8.64
| rv | 1 |  | 1 | 2.1 |  | 0.6 | 1.26
| ventilator v | 1 |  | 13 | 0.9 |  | 0.9 | 10.53
| vo | 2 |  | 2 | 0.9 |  | 0.9 | 3.24
| rv | 2 |  | 2 | 0.9 |  | 0.9 | 3.24
115.97
116
[6 empty] | 116 | 35 | 4060 | Kg
40 | Painting New Wood work
| flush door | 1 |  | 8 | 1.2 |  | 2.4 | 12.6
| flush door | 1 |  | 7 | 0.9 |  | 2.4 | 11.3
[5 empty] | Co-Efficient=2.6 |  |  | 23.9
[7 empty] | Say | 62.15 | Sqm
41 | Painting New Iron Work
| window | 1 |  | 2 | 1.8 |  | 1.65 | 5.94
| w1 | 1 |  | 13 | 1.5 |  | 1.65 | 32.18
| w2 | 1 |  | 1 | 1.35 |  | 1.65 | 2.23
| w3 | 1 |  | 10 | 0.9 |  | 1.65 | 14.85
| w4 | 1 |  | 4 | 1.2 |  | 1.65 | 7.92
| ws | 1 |  | 2 | 1.2 |  | 1.65 | 3.96
| sw | 1 |  | 2 | 1.5 |  | 1.65 | 4.95
| sw1 | 1 |  | 4 | 1.05 |  | 1.65 | 6.93
| fw | 1 |  | 2 | 0.75 |  | 2.4 | 3.6
| fw | 1 |  | 1 | 0.8 |  | 2.1 | 1.68
| fw1 | 1 |  | 1 | 0.75 |  | 2.1 | 1.58
| ventilator rv | 1 |  | 3 | 1.8 |  | 0.6 | 3.24
| rv | 1 |  | 12 | 1.2 |  | 0.6 | 8.64
| rv | 1 |  | 1 | 2.1 |  | 0.6 | 1.26
| ventilator v | 1 |  | 13 | 0.9 |  | 0.9 | 10.53
| vo | 2 |  | 2 | 0.9 |  | 0.9 | 3.24
| rv | 2 |  | 2 | 0.9 |  | 0.9 | 3.24
| Ladder 1 | 1 |  | 3 | 7 |  | 0.6 | 12.6
| Ladder 2 | 1 |  | 4 | 4 |  | 0.6 | 9.6
| Astm Pipe 32Mm Dia | 1 |  | 1 | 3.14 | 0.03 | 50 | 4.71
| Astm Pipe 25Mm Dia | 1 |  | 1 | 3.14 | 0.025 | 60 | 4.71
147.59
[7 empty] | Say | 147.6 | Sqm
46 | S & F 20mm Aluminium Hanger rod | 1 |  | 4 | 2 |  |  | 8 | Rmt
47 | Aluminium Towel Rail | 1 |  | 8 |  |  |  | 8 | Each
48 | 5 pin Coat Stand | 1 |  | 10 |  |  |  | 10 | Each
49 | S & F of Chromium Plated 8 Guage Picture Hooks
| In Ground Floor & first floor | 20 |  | 5 |  |  |  | 100 | Each
50.3 | Supply and Planting avenue Trees | 1 |  | 15 |  |  |  | 15 | Each
50.4 | Providing Tree Guard | 1 |  | 15 |  |  |  | 15 | Each
50.5.1 | Supplying. Fabricating and erection of M.S Scheme Name board | 1 |  | 1 |  |  |  | 1 | Each
52.2 | PVC water supply ASTM Pipe
a)32mm Dia
| Sump to Over Head Tank | 1 |  | 1 | 50 |  |  | 50
[7 empty] | Say | 50 | Rmt
b)25mm Dia
| Over Head Tank To Buildings | 1 |  | 1 | 60 |  |  | 60
[7 empty] | Say | 60 | Rmt
c) 20 mm dia
| Ground Floor Toilet+ First floor | 2 |  | 3 | 10 |  |  | 60
[7 empty] | Say | 60 | Rmt
52.1 | 20mm dia Hot water GI pipe
| SFO Room Attached Toilet | 1 |  | 2 | 3 |  |  | 6 | Rmt
60.1 | PVC Nahani Trap(4way/2way)
| Ground Floor | 2 |  | 11 |  |  |  | 22 | Each
Electrical Arrangements
64.1.1 | Wiring with 1.5 sqmm PVC insulated single core multi strand fire retardant flexible copper cable with ISI mark confirming IS: 694:1990.
a) Light point with ceiling rose
| Carage | 2 |  | 3 |  |  |  | 6
| Spot light | 2 |  | 3 |  |  |  | 6
| portico | 1 |  | 2 |  |  |  | 2
| entrance | 1 |  | 1 |  |  |  | 1
| staircase | 2 |  | 1 |  |  |  | 2
| store | 2 |  | 3 |  |  |  | 6
| Name board focus light | 1 |  | 2 |  |  |  | 2
| corridor | 2 |  | 3 |  |  |  | 6
| watch room | 1 |  | 1 |  |  |  | 1
| sfo room | 1 |  | 2 |  |  |  | 2
| waiting room | 1 |  | 1 |  |  |  | 1
| gents and ladies toilet gf +ff | 2 |  | 3 |  |  |  | 6
| sot room | 1 |  | 1 |  |  |  | 1
| rest room | 2 |  | 2 |  |  |  | 4
| driver mech.room | 1 |  | 2 |  |  |  | 2
| head room | 1 |  | 2 |  |  |  | 2
[7 empty] | Say | 50 | Each
b) Light point without ceiling rose
| Carage | 2 |  | 2 |  |  |  | 4
| portico | 1 |  | 2 |  |  |  | 2
| entrance | 1 |  | 1 |  |  |  | 1
| store | 2 |  | 3 |  |  |  | 6
| corridor | 2 |  | 5 |  |  |  | 10
| watch room | 1 |  | 1 |  |  |  | 1
| sfo room | 1 |  | 1 |  |  |  | 1
| waiting room | 1 |  | 1 |  |  |  | 1
| gents and ladies toilet gf +ff | 2 |  | 5 |  |  |  | 10
| sot room | 1 |  | 1 |  |  |  | 1
| rest room | 1 |  | 3 |  |  |  | 3
| driver mech.room | 1 |  | 1 |  |  |  | 1
[7 empty] | say | 41 | each
| c) Calling bell Point | 1 |  | 1 |  |  |  | 2 | Each
65.1.1 | Wiring with 1.5 sqmm PVC insulated single core multi strand fire retardant flexible copper cable with ISI mark confirming IS: 694:1990 for Fan point.
| watch room G.F. | 1 |  | 1 |  |  |  | 1
| sfo room | 1 |  | 2 |  |  |  | 2
| Store | 1 |  | 2 |  |  |  | 2
| Store | 1 |  | 1 |  |  |  | 1
| lobby | 1 |  | 1 |  |  |  | 1
| sot room F.F | 1 |  | 1 |  |  |  | 1
| driver mechanic | 1 |  | 1 |  |  |  | 1
| lobby | 1 |  | 1 |  |  |  | 1
| rest room | 3 |  | 2 |  |  |  | 6
[7 empty] | say | 16 | each
66 | Staircase light point
| mid landing | 1 | x | 2 | 1 |  |  | 2 | Nos
67.1.2 | Wiring with 1.5 sqmm PVC insulated single core multi strand fire retardant flexible copper cable with ISI mark confirming IS: 694:1990 for 5 amps 5 pin plug socket point @ Switch Board Itself.
| watch room G.F. | 1 |  | 1 |  |  |  | 1
| sfo room | 1 |  | 2 |  |  |  | 2
| Store | 1 |  | 2 |  |  |  | 2
| Store | 1 |  | 1 |  |  |  | 1
| lobby | 1 |  | 1 |  |  |  | 1
| sot room F.F | 1 |  | 1 |  |  |  | 1
| driver mechanic | 1 |  | 1 |  |  |  | 1
| lobby | 1 |  | 1 |  |  |  | 1
| rest room | 3 |  | 2 |  |  |  | 6
[7 empty] | say | 16 | each
68.2.1 | Wiring with 1.5 sqmm PVC insulated single core multi strand fire retardant flexible copper cable with ISI mark confirming IS: 694:1990 for 5 amps 5 pin plug socket point @ Convenient Places.
| watch room G.F. | 1 |  | 1 |  |  |  | 1
| sfo room | 1 |  | 2 |  |  |  | 2
| Store | 1 |  | 1 |  |  |  | 2
| Store | 1 |  | 1 |  |  |  | 1
| sot room F.F | 1 |  | 1 |  |  |  | 1
| driver mechanic | 1 |  | 1 |  |  |  | 1
| rest room | 3 |  | 2 |  |  |  | 6
[7 empty] | say | 14
69.1 | 15 Amps 3 pin Plug
| sfo | 1 |  | 1 |  |  |  | 1
| ladies and gents toilets | 2 |  | 3 |  |  |  | 6
| Rest room | 2 |  | 1 |  |  |  | 2
| carage | 1 |  | 4 |  |  |  | 4
| Rest room | 3 |  | 2 |  |  |  | 6
| sot | 1 |  | 1 |  |  |  | 1
[7 empty] | say | 20 | each
70.1 | Bulk head fitting | 2 | x | 3 | 1 |  |  | 6 | Nos
70.2 | S & F tube light fitting
| Garage | 1 | x | 10 |  |  |  | 10
| watcher | 1 | x | 2 |  |  |  | 2
| waiting | 1 | x | 2 |  |  |  | 2
| corridor | 1 | x | 10 |  |  |  | 10
| portico | 1 | x | 2 |  |  |  | 2
| entrance & stair area | 1 | x | 2 |  |  |  | 2
| SFO room | 1 | x | 4 |  |  |  | 4
| store | 2 | x | 4 |  |  |  | 8
| FF-driver | 1 | x | 4 |  |  |  | 4
| rest room | 1 | x | 4 |  |  |  | 4
| sot room | 1 | x | 2 |  |  |  | 2
| cooridor | 1 | x | 5 |  |  |  | 5
| entrance & stair area | 1 | x | 2 |  |  |  | 2
| rest room | 2 | x | 4 |  |  |  | 8
| in toilet blocks | 2 | x | 4 |  |  |  | 8
[8 empty] | 73 | Nos
71.2 | Supplying and fixing of 32 AMPS double pole main switch
|  | 1 |  | 2 |  |  | Say | 2 | Each
72 | S & F Fibre Box with Fan Hook
| watch room G.F. | 1 |  | 1 |  |  |  | 1
| sfo room | 1 |  | 2 |  |  |  | 2
| Store | 1 |  | 2 |  |  |  | 2
| Store | 1 |  | 1 |  |  |  | 1
| lobby | 1 |  | 1 |  |  |  | 1
| sot room F.F | 1 |  | 1 |  |  |  | 1
| driver mechanic | 1 |  | 1 |  |  |  | 1
| lobby | 1 |  | 1 |  |  |  | 1
| rest room | 3 |  | 2 |  |  |  | 6
[7 empty] | say | 16 | each
73.1 | S & F OF 4 way DB | 1 |  | 2 |  |  | Say | 2 | Each
74 | Charges for Fixing Fan
| watch room G.F. | 1 |  | 1 |  |  |  | 1
| sfo room | 1 |  | 2 |  |  |  | 2
| Store | 1 |  | 2 |  |  |  | 2
| Store | 1 |  | 1 |  |  |  | 1
| lobby | 1 |  | 1 |  |  |  | 1
| sot room F.F | 1 |  | 1 |  |  |  | 1
| driver mechanic | 1 |  | 1 |  |  |  | 1
| lobby | 1 |  | 1 |  |  |  | 1
| rest room | 3 |  | 2 |  |  |  | 6
[7 empty] | say | 16 | each
76 | S & Laying 8 SWG GI wire | 1 |  | 1 | 23 |  |  | 23 | Rmt
77.3 | S&F of TV/Telephone line socket
| sfo & sot | 2 |  | 1 |  |  |  | 2
| rest room | 3 |  | 1 |  |  |  | 3
[8 empty] | 5 | Nos
77.4 | S & Laying 20mmDia PVC pipe for TV/ Telephone line
| In Ground Floor | 1 |  | 1 | 6 |  |  | 6
| first floor | 4 |  | 1 | 6 |  |  | 24
[7 empty] | say | 30 | Rmt
78 | Earthing Station | 1 |  | 2 |  |  |  | 2 | Each
81 | S & F Country Wood Metre C/B | 1 |  | 1 | 1 |  | 0.75 | 0.75 | Sqm
86 | Antitermite Treatment
| Plinth Area | 1 |  | 1 | 239.23 |  |  | 239.23
[7 empty] | Say | 239.3 | Sqm
87.1 | S & F Three Phase ELCB | 1 |  | 2 |  |  |  | 2 | Each
112.1 | S & F of Exhaust Fan 225mm dia
| G.F. LADIES AND GENTS TOILET | 1 | 3 |  |  |  |  | 3
| SFO | 1 | 1 |  |  |  |  | 1
| F.F. LADIES AND GENTS TOILET | 1 | 3 |  |  |  |  | 3
[8 empty] | 7 | NO'S
Annexure
14.1 | Precast Slab 20mm Tk
a) In Ground Floor
| watch room | 1 | x | 4 | 4.5 | 0.45 |  | 8.1
| sfo | 1 | x | 4 | 6 | 0.6 |  | 14.4
| Store | 1 | x | 4 | 6 | 0.6 |  | 14.4
| Store | 1 | x | 4 | 7.43 | 0.6 |  | 17.83
| Rest Room ( 2.00 x 3.00 x 4.00) | 2 |  | 12 | 1.5 | 0.6 |  | 21.6
| Office | 3 |  | 4 | 1.2 | 0.45 |  | 6.48
82.81
[7 empty] | Say | 82.9 | Sqm
b)first floor
| rest room 1 | 1 | x | 4 | 6 | 0.6 |  | 14.4
| sot room | 1 | x | 4 | 3.35 | 0.6 |  | 8.04
| rest room 2 | 1 | x | 4 | 5.7 | 0.6 |  | 13.68
36.12
[7 empty] | Say | 36.2 | Sqm |  |  | 5.6 | 11.2
14.II | Precast Slab 40mm Tk | [10 empty] | 7.2 | 14.4
a) | In foundation & basement | [10 empty] | 8 | 16
| IC | 1 | x | 9 | 1.06 | 1.06 |  | 10.11 |  |  |  | 8 | 16
[7 empty] | Say | 10.2 | Sqm
b) | In ground floor shelf top slab
| watch room | 1 | x | 4 | 4.5 | 0.45 |  | 8.1
| sfo | 1 | x | 4 | 6 | 0.6 |  | 14.4
| Store | 1 | x | 4 | 6 | 0.6 |  | 14.4
| Store | 1 | x | 4 | 7.43 | 0.6 |  | 17.83
| Rest Room ( 2.00 x 3.00 x 4.00) | 2 |  | 12 | 1.5 | 0.6 |  | 21.6
| Office | 3 |  | 4 | 1.2 | 0.45 |  | 6.48
82.81
[7 empty] | Say | 82.9 | Sqm
b)first floor
| rest room 1 | 1 | x | 4 | 6 | 0.6 |  | 14.4
| sot room | 1 | x | 4 | 3.35 | 0.6 |  | 8.04
| rest room 2 | 1 | x | 4 | 5.7 | 0.6 |  | 13.68
36.12
[7 empty] | Say | 36.2 | Sqm
Formwork using M.S.Sheet
18.1 | a) For Column footings,plinth beam,Grade beam,Raftbeam,Raft slab etc.,
Footing
| C1F1,C6f6 | 1 | x | 14 | 5.6 |  | 0.38 | 29.79
| C2F2 | 1 | x | 4 | 7.2 |  | 0.45 | 12.96
| C3F3,C5F5 | 1 | x | 7 | 8 |  | 0.45 | 25.2
| C4F4 | 1 | x | 2 | 8 |  | 0.6 | 9.6
Grade beam
| station outer alround | 1 | x | 1 | 65.8 |  | 0.38 | 25
| toilet inner | 1 | x | 1 | 19.68 |  | 0.38 | 7.48
| stair area | 1 | x | 1 | 17.56 |  | 0.38 | 6.67
| stair front area | 1 | x | 1 | 10.74 |  | 0.38 | 4.08
| entrace and portico | 1 | x | 1 | 19.54 |  | 0.38 | 7.43
| cooridor 1 | 1 | x | 1 | 36.78 |  | 0.38 | 13.98
| rest room | 1 | x | 1 | 28.06 |  | 0.38 | 10.66
| corridor 2 | 1 | x | 1 | 16 |  | 0.38 | 6.08
| SFO | 1 | x | 1 | 24 |  | 0.38 | 9.12
| Watcher room | 1 | x | 1 | 15.6 |  | 0.38 | 5.93
| waiting room | 1 | x | 1 | 13.2 |  | 0.38 | 5.02
| garage outer beam outer | 1 | x | 1 | 39.4 |  | 0.38 | 14.97
| garage inner area | 1 | x | 1 | 23.52 |  | 0.38 | 8.94
|  | 1 | x | 1 | 25.36 |  | 0.38 | 9.64
|  | 1 | x | 1 | 181 |  | 0.38 | 68.78
|  | 1 | x | 1 | 19.72 |  | 0.38 | 7.49
|  | 1 | x | 1 | 20.32 |  | 0.38 | 7.72
|  | 1 | x | 1 | 22 |  | 0.38 | 8.36
Plinth beam
| station wall allround | 1 | x | 1 | 64.88 |  | 0.1 | 6.49
| vertical beams on corridor | 2 | x | 1 | 20.12 |  | 0.1 | 4.02
|  | 2 | x | 1 | 16.59 |  | 0.1 | 3.32
| beam btwn waiting & watcher | 2 | x | 1 | 3.3 |  | 0.1 | 0.66
| stair area horizontal beams | 2 | x | 3 | 3.6 |  | 0.1 | 2.16
| store, SFO horizontal walls | 2 | x | 2 | 6 |  | 0.1 | 2.4
| horiz wall waiting, watcher | 2 | x | 1 | 8.03 |  | 0.1 | 1.61
| Garage vertical | 2 | x | 2 | 17 |  | 0.1 | 6.8
| Garage horiz beam | 2 | x | 4 | 10.97 |  | 0.1 | 8.78
| rear side corridor vertical | 2 | x | 1 | 2 |  | 0.1 | 0.4
| for partition walls | 2 | x | 1 | 21.32 |  | 0.1 | 4.26
345.8
[7 empty] | Say | 345.8 | Sqm
b) Plain surfaces such as Roof slab,floorslab,Beams,lintels,lofts,sill slab,staircase,portico slab and other similar works
LintelBeam
Ground floor
| station wall allround | 2 | x | 1 | 64.88 |  | 0.15 | 19.46
| vertical beams on corridor | 2 | x | 1 | 20.12 |  | 0.15 | 6.04
|  | 2 | x | 1 | 16.59 |  | 0.15 | 4.98
| beam btwn waiting & watcher | 2 | x | 1 | 3.3 |  | 0.15 | 0.99
| stair area horizontal beams | 2 | x | 3 | 3.6 |  | 0.15 | 3.24
| store, SFO horizontal walls | 2 | x | 2 | 6 |  | 0.15 | 3.6
| horiz wall waiting, watcher | 2 | x | 1 | 8.03 |  | 0.15 | 2.41
| rear side corridor vertical | 2 | x | 1 | 2 |  | 0.15 | 0.6
| for partition walls | 2 | x | 1 | 21.32 |  | 0.1 | 4.26
Loft
| watch room | 1 | x | 2 | 4.96 |  | 0.05 | 0.5
| sfo room | 1 | x | 2 | 6.46 |  | 0.05 | 0.65
| Store | 2 | x | 2 | 5.56 |  | 0.05 | 1.11
| store long | 2 | x | 2 | 7.19 |  | 0.05 | 1.44
| Sill slab window w1 | 1 | x | 7 | 4.38 |  | 0.05 | 1.53
| w2 | 1 | x | 1 | 4.08 |  | 0.05 | 0.2
| w3 | 1 | x | 3 | 3.18 |  | 0.05 | 0.48
| fw1 | 1 | x | 1 | 2.88 |  | 0.05 | 0.14
| ws | 1 | x | 1 | 3.78 |  | 0.05 | 0.19
| sw | 1 | x | 1 | 4.38 |  | 0.05 | 0.22
| sw1 | 1 | x | 2 | 3.48 |  | 0.05 | 0.35
| fw/rw | 1 | x | 1 | 4.68 |  | 0.05 | 0.23
| shelf for boots and dresses | 2 | x | 2 | 16.2 |  | 0.05 | 3.24
| s/c first flight | 2 | x | 1 | 3.75 |  | 1.5 | 11.25
| mid landing | 2 | x | 1 | 4.11 |  | 1.5 | 12.33
| 2nd flight | 2 | x | 1 | 3.45 |  | 1.5 | 10.35
| steps | 2 | x | 23 | 0.45 |  | 1.5 | 31.05
| toe beam and mid beam | 2 | x | 2 | 4.11 |  | 0.3 | 4.93
First floor
| station wall allround | 2 | x | 1 | 64.88 |  | 0.15 | 19.46
| vertical beams on corridor | 2 | x | 1 | 20.12 |  | 0.15 | 6.04
|  | 2 | x | 1 | 16.59 |  | 0.15 | 4.98
| stair area horizontal beams | 2 | x | 3 | 3.6 |  | 0.15 | 3.24
| rest room horiz walls | 2 | x | 2 | 6 |  | 0.15 | 3.6
| horiz wall driver/mechanic | 2 | x | 1 | 8.03 |  | 0.15 | 2.41
| for partition walls | 2 | x | 1 | 21.32 |  | 0.15 | 6.4
| LOFT sot room | 2 | x | 1 | 3.81 |  | 0.05 | 0.38
| restroom | 2 | x | 1 | 6.46 |  | 0.05 | 0.65
| restroom | 2 | x | 1 | 6.16 |  | 0.05 | 0.62
| restroom | 2 | x | 1 | 5.56 |  | 0.05 | 0.56
| Sill slab window w | 1 | x | 2 | 4.98 |  | 0.05 | 0.5
| w1 | 1 | x | 6 | 4.38 |  | 0.05 | 1.31
| w3 | 1 | x | 6 | 3.18 |  | 0.05 | 0.95
| w4 | 1 | x | 4 | 3.78 |  | 0.05 | 0.76
| ws | 1 | x | 1 | 3.78 |  | 0.05 | 0.19
| sw | 1 | x | 1 | 4.38 |  | 0.05 | 0.22
| sw1 | 1 | x | 2 | 3.48 |  | 0.05 | 0.35
| fw/rb | 1 | x | 1 | 4.98 |  | 0.05 | 0.25
| parapet column c1 | 1 | x | 4 | 1.22 |  | 1.2 | 5.86
| c2 | 1 | x | 1 | 1.36 |  | 1.2 | 1.63
| c3 | 1 | x | 1 | 1.66 |  | 1.2 | 1.99
| c4 | 1 | x | 2 | 1.36 |  | 1.2 | 3.26
| c5 | 1 | x | 2 | 1.8 |  | 1.2 | 4.32
| c6 | 1 | x | 1 | 1.52 |  | 1.2 | 1.82
| s/c 3rd flight | 1 | x | 1 | 3.75 |  | 1.5 | 5.63
| mid landing | 1 | x | 1 | 4.11 |  | 1.5 | 6.17
| 4th flight | 1 | x | 1 | 3.45 |  | 1.5 | 5.18
| steps | 1 | x | 23 | 0.45 |  | 1.5 | 15.53
| mid beam | 1 | x | 2 | 4.11 |  | 0.3 | 2.47
G.F. Roof Beam
| station wall allround | 2 | x | 1 | 64.88 |  | 0.45 | 58.39
| vertical beams on corridor | 2 | x | 1 | 20.12 |  | 0.45 | 18.11
|  | 2 | x | 1 | 16.59 |  | 0.45 | 14.93
| beam btwn waiting & watcher | 2 | x | 1 | 3.3 |  | 0.45 | 2.97
| stair area horizontal beams | 2 | x | 3 | 3.6 |  | 0.45 | 9.72
| store, SFO horizontal walls | 2 | x | 2 | 6 |  | 0.45 | 10.8
| rear side corridor vertical | 2 | x | 1 | 2 |  | 0.45 | 1.8
| portico beam front | 2 | x | 1 | 3.6 |  | 0.45 | 3.24
First floor roof beam
| station wall allround | 1 | x | 1 | 64.88 |  | 0.45 | 29.2
| ded: garage beam | -1 | x | 1 | 17 |  | 0.45 | -7.65
| vertical beams on corridor | 1 | x | 1 | 20.12 |  | 0.45 | 9.05
|  | 1 | x | 1 | 16.59 |  | 0.45 | 7.47
| stair area horizontal beams | 1 | x | 3 | 3.6 |  | 0.45 | 4.86
| rest room horiz walls | 1 | x | 2 | 6 |  | 0.45 | 5.4
| horiz wall driver/mechanic | 1 | x | 1 | 8.03 |  | 0.45 | 3.61 |  |  | Footing to Grade beam bottom
| sot balcony beam | 1 | x | 1 | 4.06 |  | 0.45 | 1.83 |  |  | C1F1 | 1 | x | 2 | 0.23 | 0.38 | 1.02 | 0.18
| garage vertical beams | 1 | x | 3 | 19.4 |  | 0.6 | 34.92 |  |  | C2F2 | 1 | x | 6 | 0.23 | 0.3 | 1.02 | 0.42
| garage horiz beams | 1 | x | 4 | 11.2 |  | 0.6 | 26.88 |  |  | C3F3 | 1 | x | 4 | 0.38 | 0.38 | 0.97 | 0.56
| SF roof beam outer | 1 | x | 1 | 24.12 |  | 0.3 | 7.24 |  |  | C4F4 | 1 | x | 6 | 0.23 | 0.38 | 0.97 | 0.51
| beam inner | 1 | x | 1 | 223 |  | 0.3 | 66.9 |  |  | C5F5 | 1 | x | 1 | 0.23 | 0.23 | 1.12 | 0.06
Roof Slab and beam bottom GF + FF
| GF office area | 1 | x | 1 | 12.32 | 20.58 |  | 253.55
| FF area | 1 | x | 1 | 12.32 | 20.58 |  | 253.55
| portico projection | 1 | x | 1 | 4.06 | 1.2 |  | 4.87
| balcony projection | 1 | x | 1 | 4.06 | 1.2 |  | 4.87
| Garage | 1 | x | 1 | 11.2 | 17 |  | 190.4
| add projection rear side | 2 | x | 1 | 1.96 |  | 1.05 | 4.12
| Head room roof | 1 | x | 1 | 4.06 | 8 |  | 32.48
OHT
| For Base slab Bottom | 1 | x | 1 | 5.23 | 1.66 | - | 8.68 |  | 6.92
| cross beam bottom | 1 | x | 2 | 4.8 | 0.23 |  | 2.21 |  | 13.84
| cross beam side outer | 1 | x | 2 | 5.23 |  | 0.15 | 1.57
| Base slab alround sides | 1 | x | 1 | 13.84 | - | 0.15 | 2.08
1300.55
[7 empty] | Say | 1300.6 | Sqm
c) For Square and rectangular columns and small quantities
Column to upto grade bott
| C1 | 1 | x | 5 | 1.22 |  | 1.12 | 6.83
| C2 | 1 | x | 4 | 1.36 |  | 1.05 | 5.71
| C3 | 1 | x | 3 | 1.66 |  | 1.05 | 5.23
| C4 | 1 | x | 2 | 1.36 |  | 0.9 | 2.45
| C5 | 1 | x | 4 | 1.8 |  | 1.05 | 7.56
| C6 | 1 | x | 9 | 1.52 |  | 1.12 | 15.32
Column to upto Plinth bott
| C1 | 1 | x | 5 | 1.22 |  | 1.45 | 8.85
| C2 | 1 | x | 4 | 1.36 |  | 1.45 | 7.89
| C3 | 1 | x | 3 | 1.66 |  | 1.45 | 7.22
| C4 | 1 | x | 2 | 1.36 |  | 1.45 | 3.94
| C5 | 1 | x | 4 | 1.8 |  | 1.45 | 10.44
| C6 | 1 | x | 9 | 1.52 |  | 1.45 | 19.84
Column upto G.F.Roof Beam Bottom
| C1 | 1 | x | 5 | 1.22 |  | 3.15 | 19.22
| C2 | 1 | x | 1 | 1.36 |  | 3 | 4.08
| C2 | 1 | x | 3 | 1.36 |  | 3.15 | 12.85
| C3 | 1 | x | 3 | 1.66 |  | 3 | 14.94
| C4 | 1 | x | 2 | 1.36 |  | 3 | 8.16
| C5 | 1 | x | 4 | 1.8 |  | 3.15 | 22.68
| C6 | 1 | x | 9 | 1.52 |  | 3.15 | 43.09
Column upto F.F.Roof Beam Bottom
| C1 | 1 | x | 5 | 1.22 |  | 3.15 | 19.22
| C2 | 1 | x | 1 | 1.36 |  | 3 | 4.08
| C2 | 1 | x | 3 | 1.36 |  | 3.15 | 12.85
| C3 | 1 | x | 1 | 1.66 |  | 3 | 4.98
| C3 | 1 | x | 2 | 1.66 |  | 3.15 | 10.46
| C4 | 1 | x | 2 | 1.36 |  | 3.15 | 8.57
| C5 | 1 | x | 4 | 1.8 |  | 3 | 21.6
| C6 | 1 | x | 9 | 1.52 |  | 3.15 | 43.09
| parapet column c1 | 1 | x | 4 | 1.22 |  | 1.2 | 5.86
| c2 | 1 | x | 1 | 1.36 |  | 1.2 | 1.63
| c3 | 1 | x | 1 | 1.66 |  | 1.2 | 1.99
| c4 | 1 | x | 2 | 1.36 |  | 1.2 | 3.26
| c5 | 1 | x | 2 | 1.8 |  | 1.2 | 4.32 |  | 0.04
| c6 | 1 | x | 1 | 1.52 |  | 1.2 | 1.82
S/C HEAD ROOM COL
| c2 | 1 | x | 1 | 1.36 |  | 3.3 | 4.49
| c3 | 1 | x | 1 | 1.66 |  | 3.3 | 5.48
| c5 | 1 | x | 2 | 1.8 |  | 3.3 | 11.88
Sunshades
| Window W bottom | 1 | x | 2 | 2.26 |  | 0.6 | 2.71 |  | 0.03
| W1 | 1 | x | 13 | 1.96 |  | 0.6 | 15.29
| W2 | 1 | x | 1 | 1.81 |  | 0.6 | 1.09
| W3 | 1 | x | 10 | 1.36 |  | 0.6 | 8.16
| W4 | 1 | x | 4 | 1.66 |  | 0.6 | 3.98
| WS | 1 | x | 2 | 1.66 |  | 0.6 | 1.99
| SW | 1 | x | 2 | 1.96 |  | 0.6 | 2.35
| SW1 | 1 | x | 4 | 1.51 |  | 0.6 | 3.62
| SIDES FOR WINDOWS | 38 | x | 2 | 0.6 |  | 0.063 | 2.87
0.01
433.95
[7 empty] | Say | 434 | Sqm
g) DOUBLE Stage centering
| Garage bottom upto 3.6 m height | 1 |  | 1 | 11.2 | 19.4 |  | 217.28
| Garage bottom upto 6.75 m height | 1 |  | 1 | 11.2 | 19.4 |  | 217.28
434.56
[7 empty] | Say | 434.6 | Sqm
22.3.3 | T.W Double Leaf Door shutters for c/b GF
| sfo | 1 |  | 1 | 1.2 |  | 2.1 | 2.52
| For store | 1 |  | 1 | 1.2 |  | 2.1 | 2.52
| sot | 1 |  | 1 | 1.2 |  | 2.1 | 2.52
| rest room 1,2,3 | 3 |  | 1 | 1.2 |  | 2.1 | 7.56
15.12
[7 empty] | Say | 15.15 | Sqm
99.1 | TW panelled door shutter with brass fittings.
| a. 1200X2400mm.(Single leaf) D | 1 |  | 2 | 1.2 |  | 2.4 | 5.76
[7 empty] | Say | 5.8 | Sqm
| b)1800X2400MM | 1 |  | 2 | 1.8 |  | 2.4 | 8.64 | Sqm
[7 empty] | Say | 8.7 | Sqm
21.5.2 | S & F solid uPVC door shutter with frame | 1 |  | 13 | 0.75 |  | 2.1 | 20.48
[7 empty] | Say | 20.5 | Sqm
22.9 | Supplying and Fixing of Solid Core Flush Door
a) T.W Flush door
| Door | 1 |  | 8 | 1.2 |  | 2.4 | 23.04
[8 empty] | 0.01 | [10 empty] | #REF! | #REF! | #REF! | #REF! | #REF! | #REF! | #REF! | #REF! | #REF! | #REF! | #REF! | #REF! | #REF! | #REF! | #REF! | #REF! | #REF! | #REF! | #REF! | #REF! | #REF! | #REF! | #REF! | #REF! | #REF! | #REF! | #REF! | #REF! | #REF! | #REF! | #REF! | #REF! | #REF! | #REF! | #REF! | #REF! | #REF! | #REF! | #REF! | #REF! | #REF! | #REF! | #REF! | #REF! | #REF! | #REF! | #REF! | #REF! | #REF! | #REF! | #REF! | #REF! | #REF! | #REF! | #REF! | #REF! | #REF! | #REF! | #REF! | #REF! | #REF! | #REF! | #REF! | #REF! | #REF! | #REF! | #REF! | #REF! | #REF! | #REF! | #REF! | #REF! | #REF! | #REF! | #REF! | #REF! | #REF! | #REF! | #REF! | #REF! | #REF! | #REF! | #REF! | #REF! | #REF! | #REF! | #REF! | #REF! | #REF! | #REF! | #REF! | #REF! | #REF! | #REF! | #REF! | #REF! | #REF! | #REF! | #REF! | #REF! | #REF! | #REF! | #REF! | #REF! | #REF! | #REF! | #REF! | #REF! | #REF! | #REF! | #REF! | #REF! | #REF! | #REF! | #REF! | #REF! | #REF! | #REF! | #REF! | #REF! | #REF! | #REF! | #REF! | #REF! | #REF! | #REF! | #REF! | #REF! | #REF! | #REF! | #REF! | #REF! | #REF! | #REF! | #REF! | #REF! | #REF! | #REF! | #REF! | #REF! | #REF! | #REF! | #REF! | #REF! | #REF! | #REF! | #REF! | #REF! | #REF! | #REF! | #REF! | #REF! | #REF! | #REF! | #REF! | #REF! | #REF! | #REF! | #REF! | #REF! | #REF! | #REF! | #REF! | #REF! | #REF! | #REF! | #REF! | #REF! | #REF! | #REF! | #REF! | #REF! | #REF! | #REF! | #REF! | #REF! | #REF! | #REF! | #REF! | #REF! | #REF! | #REF! | #REF! | #REF! | #REF! | #REF! | #REF! | #REF! | #REF! | #REF! | #REF! | #REF! | #REF! | #REF! | #REF! | #REF! | #REF! | #REF! | #REF! | #REF! | #REF! | #REF! | #REF! | #REF! | #REF! | #REF! | #REF! | #REF! | #REF! | #REF! | #REF! | #REF! | #REF! | #REF!
23.05
[7 empty] | Say | 23.1 | Sqm | 0.03
| b) Door 2 | 1 |  | 7 | 0.9 |  | 2.4 | 15.12
0.03
[8 empty] | 15.15 | sqm
[7 empty] | Say | 15.2 | Sqm
23.2.1 | 4mm thick pin headed glass panels with Alu.beedings
| window | 1 |  | 2 | 1.8 |  | 1.65 | 5.94
| w1 | 1 |  | 13 | 1.5 |  | 1.65 | 32.18
| w2 | 1 |  | 1 | 1.35 |  | 1.65 | 2.23
| w3 | 1 |  | 10 | 0.9 |  | 1.65 | 14.85
| w4 | 1 |  | 4 | 1.2 |  | 1.65 | 7.92
| ws | 1 |  | 2 | 1.2 |  | 1.65 | 3.96
| sw | 1 |  | 2 | 1.5 |  | 1.65 | 4.95
| sw1 | 1 |  | 4 | 1.05 |  | 1.65 | 6.93
| fw | 1 |  | 2 | 0.75 |  | 2.4 | 3.6
| fw | 1 |  | 1 | 0.8 |  | 2.1 | 1.68
| fw1 | 1 |  | 1 | 0.75 |  | 2.1 | 1.58 |  | 0.07
85.82
[7 empty] | Say | 85.85 | Sqm
378.2 | Supplying and Fixing of vitrified tiles
Ground floor
| Watch Room | 1 | x | 1 | 4.5 | 3.3 |  | 14.85 |  | 0.06
| Waiting room | 1 | x | 1 | 3.3 | 3.3 |  | 10.89
| Entrance / verandha | 1 | x | 1 | 3.6 | 2 |  | 7.2
| Sfo room | 1 | x | 1 | 6 | 6 |  | 36
| stair area | 1 | x | 1 | 3.6 | 7.55 |  | 27.18
| corrider 2 | 1 | x | 1 | 1.8 | 14.04 |  | 25.27
| corridor | 1 | x | 1 | 5.03 | 2 |  | 10.06
| rear verandha | 1 | x | 1 | 1.2 | 2 |  | 2.4
| door openings | 1 | x | 7 | 1 | 0.23 |  | 1.61
| skirting | 1 | x | 1 | 150 |  | 0.1 | 15
First Floor
| sot room | 1 | x | 1 | 3.6 | 6.17 |  | 22.21
| SOT balcony | 1 | x | 1 | 3.35 | 1.2 |  | 4.02
| sitout | 1 | x | 1 | 3.6 | 2.75 |  | 9.9
| driver mechanic | 1 | x | 1 | 8.03 | 3.3 |  | 26.5
|  | 1 | x | 1 | 1.8 | 1.15 |  | 2.07
| corrider | 1 | x | 1 | 12.77 | 1.8 |  | 22.99
| rest room 1 | 1 | x | 1 | 6 | 6 |  | 36
| rest room 2 | 1 | x | 1 | 6 | 10.36 |  | 62.16
| skirting | 1 | x | 1 | 150 |  | 0.1 | 15
351.31
[7 empty] | Say | 351.4 | Sqm | 0.01
29.8.1 | Supplying and fixing of glazed tiles
Ground floor
| ladies toilet inner area | 1 | x | 1 | 10.51 |  | 1.5 | 15.77
| wc | 1 | x | 1 | 5.7 |  | 1.5 | 8.55
| ladies toilet | 1 | x | 1 | 6.16 |  | 1.5 | 9.24
| gents toilet inner area | 1 | x | 1 | 9.82 |  | 1.5 | 14.73
| bath | 1 | x | 2 | 6 |  | 1.5 | 18
| WC | 1 | x | 2 | 5.7 |  | 1.5 | 17.1
| First floor | [6 empty] | 0
| ladies toilet inner area | 1 | x | 1 | 5.56 |  | 1.5 | 8.34
| ladies toilet | 1 | x | 1 | 6.16 |  | 1.5 | 9.24
| gents toilet center area | 1 | x | 1 | 12.98 |  | 1.5 | 19.47
| gents toilet bath | 1 | x | 2 | 6 |  | 1.5 | 18
| gents WC | 1 | x | 3 | 5.7 |  | 1.5 | 25.65
164.09
[7 empty] | Say | 164.1 | Sqm
29.9.1 | Floor Ceramics Anti skid
Ground floor
| Gents /Ladies Toilet | 1 | x | 1 | 3.715 | 5.94 |  | 22.07
| bath area | 1 | x | 1 | 1.65 | 2.66 |  | 4.39
First floor
| Gents /Ladies Toilet | 1 | x | 1 | 3.715 | 5.94 |  | 22.07
| bath area | 1 | x | 1 | 1.65 | 2.66 |  | 4.39
52.92
[7 empty] | Say | 53 | Sqm
38.6 | One coat white cement for new walls and other similar works.
| Qty as per item No: 33 (Inner only) | 1 |  | 1 | 1879 |  |  | 1879
1879
[7 empty] | Say | 1879 | Sqm
Wall putty for inner walls
| Qty as per item No: 33 (Inner only) | 1 |  | 1 | 1879 |  |  | 1879
1879
[7 empty] | Say | 1879 | Sqm
796 | Emulsion paint
| As per outer plastering area | [6 empty] | 1147 | Sqm
43.1.1 | Fabrication of Mild steel / RTS grills (with cement slurry wash) for all sizes of rods.
| As per Item 4.2.1 | [6 empty] | 87.4
| As per Item 8.2.1 (a) | [6 empty] | 67.2
| As per Item 8.2.1 (b) | [6 empty] | 113.6
8
| Precast slab |  |  |  |  | 6.2 | 0.04 | 0.25
276.45
[5 empty] | 276.45 | 120 |  | 33174
[8 empty] | 33.174 | M.T
44.6.1 | PVC Rain water Pipe type A
| Garage top to Ground Floor Top | 1 |  | 6 | 8 |  |  | 48
| G.F to G.L | 1 |  | 6 | 4.3 |  |  | 25.8
73.8
[7 empty] | Say | 73.8 | Rmt
53.5 | Wash hand basin of size 550mmx 400mm
| GF | 1 |  | 6 |  |  |  | 6 | Each
| FF | 1 |  | 4 |  |  |  | 4 | Each
10
58.3 | PVC SWR Pipe type 'B'
| a) 110 mm pipe | 1 |  | 3 | 8 |  |  | 24 | Rmt
b) 75mm pipe
| Bath outlet | 1 |  | 3 | 9 |  |  | 27
| passage wash basin | 1 |  | 4 | 13.1 |  |  | 52.4
79.4
[7 empty] | Say | 79.4 | Rmt
58.4 | Supplying , Laying & Concealing the 50 mm dia PVC (SWR) pipe with ISI maek type - 'B' with relevant.
| For waste water line | 1 |  | 4 | 7 |  |  | 28 | Rmt
Endura/Eurocon tiles for staircase
| front area | 1 | x | 1 | 3.6 | 2.75 |  | 9.9
| GF-FF sstair | 1 | x | 21 | 1.5 |  | 0.45 | 14.18
| midlanding | 1 | x | 1 | 3.6 | 1.5 |  | 5.4
| FF-SF stair | 1 | x | 21 | 1.5 |  | 0.45 | 14.18
| midlanding | 1 | x | 1 | 3.6 | 1.5 |  | 5.4
| headroom landing | 1 | x | 1 | 3.6 | 2.75 |  | 9.9
| portico | 1 | x | 1 | 3.6 | 5 |  | 18
76.96
[7 empty] | say | 77 | sqm
75.1.2 | Supply and delivery of Fan with ISI mark with Eletronic Dimmer
a. 48" (1200 mm)
| watch room G.F. | 1 |  | 1 |  |  |  | 1
| sfo room | 1 |  | 2 |  |  |  | 2
| Store | 1 |  | 2 |  |  |  | 2
| Store | 1 |  | 1 |  |  |  | 1
| lobby | 1 |  | 1 |  |  |  | 1
| sot room F.F | 1 |  | 1 |  |  |  | 1
| driver mechanic | 1 |  | 1 |  |  |  | 1
| lobby | 1 |  | 1 |  |  |  | 1
| rest room | 3 |  | 2 |  |  |  | 6
[7 empty] | say | 16 | each
77.7 | Run of 2 Wires of 2.5 sqmm PVC insulated single core multi strand fire retardant flexible copper cable with ISI mark confirming IS: 694:1990. | 1 |  | 1 | 50 |  |  | 50 | Rmt
44.2.1 | Rain water harvestying using defunt bore well and providing slab
| a. providind pit | 1 |  | 4 |  |  | Say | 4 | Nos
| b. Augaring 30 cm Dia | 1 |  | 5 | 3 |  | Say | 15 | Rmt
| Providing Rain water Harvesting well ring of Circular shape of 90mm dia, 60cm depth using Standardised Mix design M20 | 1 |  | 4 |  |  | Say | 4 | Nos
344.2 | S&F of Bevelled edge mirror 500 x 400 x 5.5mm | 4 |  | 2 |  |  | Say | 8 | Nos
71.2 | S & F of tripe pole main switch | 1 |  | 2 |  |  | Say | 2 | Nos
| 3 Nos.of 32Amps - Fuse Unit | 1 |  | 2 |  |  | Say | 2 | Nos
| 1 Nos.of 32Amps - Fuse Unit | 1 |  | 3 |  |  | Say | 3 | Nos
448.2 | Providing PVC Tee with end cap
| Wash basin | 4 |  | 2 |  |  |  | 8 | Nos
367 | Melamen polish for main door | 1 | x | 1 | 1.8 | 2.25 | 2.4 | 9.72
| Entrance door, SFO,SOT | 1 | x | 2 | 1.2 | 2.25 | 2.4 | 12.96
0.02
[8 empty] | 22.7 | Sqm
| Street lights | 1 | x | 5 | 1 |  |  | 5 | Nos
54.1.2 | Supplying and Fixing of CP long body tap
| Attach & Common toilet | 2 |  | 6 |  |  |  | 12 | Nos
54.2.2 | Supplying and Fixing of CP Short body tap
| Attach & Common toilet | 2 |  | 6 |  |  |  | 12 | Nos
55.2 | Flat back urinal | 2 |  | 2 |  |  |  | 4 | Nos
61.1.1 | SN 8 pipe
a) 110 mm Dia
| For chamber line | 1 |  | 1 | 30 |  |  | 30 | Rmt
b) 160 mm
| For chamber line and building to septic tank | 1 |  | 1 | 45 |  |  | 45 | Rmt
62.1.1 | PVC Bend
| a) 110 mm dia | 1 |  | 6 |  |  |  | 6 | Each
| b) 160 mm dia | 1 |  | 4 |  |  |  | 4 | Each
62.2.1 | PVC Tee
| a. 110 mm dia | 1 |  | 2 |  |  |  | 2 | Each
| a. 160 mm dia | 1 |  | 2 |  |  |  | 2 | Each
56.3.2 | S & F of Indian Water closet white glazed (Oriya type) of size 580 x 440mm - in G.F.
| Toilet | 1 |  | 3 |  |  |  | 3 | No
| b)other than G.F | 1 |  | 3 |  |  |  | 3 | No
57.2 | S & F EWC White ground floor sfo room | 1 |  | 1 |  |  |  | 1 | Each
12watts LED bulb
| for toilets | 2 | x | 9 | 1 |  |  | 18 | Nos
296.49
38.4.1 | Painting two coats over new plasterd surface with OBD
| follw as agt item no 33(Building inner plastering) | 1 |  | 1 | 1879 |  |  | 1879
1879
[7 empty] | Say | 1879 | Sqm
32.1.3 | Supplying and laying of Cooling tiles
| office area | 1 | x | 1 | 21.93 | 13.52 |  | 296.49
| skirting | 1 | x | 1 | 70.9 |  | 0.1 | 7.09
| d/f duct | 1 | x | -1 | 13.08 | 1.15 |  | -15.04
| d/f duct | 1 | x | -1 | 6.05 | 0.6 |  | -3.63
| d/f duct | 1 | x | -1 | 6.23 | 0.45 |  | -2.8
| add projection front | 1 | x | 1 | 5.54 | 1.05 |  | 5.82
| add projection rear side | 1 | x | 1 | 1.96 | 1.05 |  | 2.06
| carage | 1 | x | 1 | 19.2 | 12.03 |  | 230.98
| skirting | 1 | x | 1 | 62.46 |  | 0.1 | 6.25
| staircase head room slab | 1 | x | 1 | 7.26 | 4.11 |  | 29.84
| skirting | 1 | x | 1 | 22.74 |  | 0.1 | 2.27
559.33
[7 empty] | Say | 559.4 | Sqm
147 | s&F of rcc precast exhaust fan collor
| G.F. LADIES AND GENTS TOILET | 1 | 3 |  |  |  |  | 3
| SFO | 1 | 1 |  |  |  |  | 1
| F.F. LADIES AND GENTS TOILET | 1 | 3 |  |  |  |  | 3
[8 empty] | 7 | NO'S
| 1500 liters capacity of HDPE Water Tank | 1 | 2 |  | 1 |  |  | 2 | Nos

## main abst (hidden)
Name of work : Construction of Fire and Rescue service station building with development works at Kadamalaikundu in Theni District.
ABSTRACT ESTIMATE (FIRE STATION)
Sl. No. | Description | Rate | Unit | Qty | Amount
1.1 | Earth work excavation in all soils (including refilling)
| a. 0 to 2 mt. | #REF! | Cum. | 261.7 | #REF!
| b. 2 to 3 mt. | #REF! | Cum. |  | #REF!
1.5 | Earth work excavation for Open foundation (excluding refilling) |  |  |  | 0
| a. 0 to 2 mt. | #REF! | Cum. |  | #REF!
| b. 2 to 3 mt. | #REF! | Cum. |  | #REF!
2.1 | Filling sand | #REF! | Cum. | 61.2 | #REF!
2.1.1 | Filling gravel | 249.9 | Cum. | 381.2 | 95261.88
3.1 | C.C.1:5:10 for Foundation & Basement | #REF! | Cum. | 21.2 | #REF!
4.1 | Standardised concrete mix M20 grade in F & B | 7263.8 | Cum. | 87.4 | 634856.12
6.5 | Brick work in C.M. 1:5 (F& B) using Kiln Burnt Country bricks of size 22 x 11 x 7 cm (8 3/4" x 4 1/4" x 2 3/4") | #REF! | Cum. | 66 | #REF!
8.1 | Standardised concrete mix M20 grade |  |  |  | 0
| a) In GF | 7372.27 | Cum. | 67.2 | 495416.54
| b) In FF | 7585.95 | Cum. | 113.6 | 861763.92
| c) In SF | 7799.63 | Cum. | 8 | 62397.04
9.5 | Brick work in C.M. 1:6 using Kiln Burnt Country bricks of size 22 x 11 x 7 cm ( 8 3/4" x 4 1/4" x 2 3/4") |  |  |  | 0
| a. In Ground Floor | #REF! | Cum. | 76.8 | #REF!
| b. In First Floor | #REF! | Cum. | 94.2 | #REF!
| c. In Second Floor | #REF! | Cum. | 18 | #REF!
10.5 | Brick partition work in C.M. 1:4 Kiln Burnt Country bricks of size 22 x 11 x 7 cm (8 3/4" x 4 1/4" x 2 3/4") 110 mm tk (B.P.) |  |  |  | 0
| a. In Foundation and basement | #REF! | Sqm. |  | #REF!
| b. In Ground Floor | #REF! | Sqm. | 56.2 | #REF!
| c. In First Floor | #REF! | Sqm. | 48.8 | #REF!
| d.in second floor | #REF! | Sqm. | #REF! | #REF!
11.5 | Brick work in C.M. 1:4 Chamber Burnt brick of size 23 x 11.2 x 7 cm (9" x 4 3/8" x 2 3/4")70 mm tk (B.P.) |  |  |  | 0
| a. In Ground Floor | #REF! | Sqm. | 39.3 | #REF!
| b. In First Floor | #REF! | Sqm. | 26 | #REF!
12.5 | Brick partition in C.M. 1:4 using country bricks of size 22 x11x5cm 50 mm thick |  |  |  | 0
| a. In Ground Floor | #REF! | Sqm. | 7.7 | #REF!
| b. In First Floor | #REF! | Sqm. | 9 | #REF!
13.1 | Filling with Excavated Earth | #REF! | Cum. | 76.2 | #REF!
16.1 | Precast Jally ventilator 50mm tk.using standardised concrete mix M20 (annexure) without vibrating charges |  |  |  | 0
| In GF | #REF! | Sqm | 9.4 | #REF!
| In FF | #REF! | Sqm | 9 | #REF!
21.2 | Teak wood Wrought & Put up |  |  |  | 0
| a. T.W. over 2 m & below 3 m | #REF! | Cum. | 0.6 | #REF!
| b. T.W. below 2 m length. | #REF! | Cum. | 0.5 | #REF!
23.3 | S&F of Magnetic door catches | #REF! | Each | 13 | #REF!
25 | M.S.Holdfast | #REF! | Each | 84 | #REF!
26 | Flooring in C.C.1:5:10 | #REF! | Cum. | 61 | #REF!
28 | Floor plastering in C.M. 1:4, 20 mm tk. | #REF! | Sqm. | 375.7 | #REF!
30 | Ellispattern | #REF! | Sqm. | 48.2 | #REF!
31 | Weathering course | #REF! | Cum. | 3.25 | #REF!
33 | Plastering in C.M. 1:5, 12 mm tk. | #REF! | Sqm. | 3026 | #REF!
34 | Plastering in C.M. 1:4, 12 mm tk. | #REF! | Sqm. | 40.5 | #REF!
35 | Spl. Ceiling plastering in C.M. 1:3, 10 mm tk. | #REF! | Sqm. | 910 | #REF!
35.1 | #REF! | #REF! | Sqm | #REF! | #REF!
0
36 | Cement mortar Border in C.M. 1:5, 12 mm tk. |  |  |  | 0
| a. 150 mm wide | #REF! | Rmt | 144 | #REF!
| b. 75 mm wide | #REF! | Rmt | 144 | #REF!
| c. 50 mm wide | #REF! | Rmt | 144 | #REF!
37.1 | White washing 3 coats (slaked) | #REF! | Sqm. | 910 | #REF!
39 | M.s Grills | #REF! | Kg. | 952 | #REF!
24 | S & F of steel windows | 62.1 | Kg. | 4060 | 252126
40 | Painting - New "wood work" | #REF! | Sqm. | 62.15 | #REF!
41 | Painting - New "iron work" | #REF! | Sqm. | 147.6 | #REF!
46 | S & F 20 mm dia Alu. Hanger Rod | #REF! | Rmt | 8 | #REF!
47 | S & F Alu Towel rail 75 cm long | 95 | Each | 8 | 760
48 | S & F 5 pin Coat stand | 55 | Each | 10 | 550
49 | S & F chromium plated 8 guage Picture Hook | 1.5 | Each | 100 | 150
50.2 | Providing precast Kerb stone in C.C. 1:3:6, 450 x 300 x 150 mm | 244.49 | Rmt |  | 0
50.3 | Supply and planting avenue trees | 341.76 | Each | 15 | 5126.4
50.4 | Providing Tree guard | 807.7 | Each | 15 | 12115.5
50.5 | Supplying. Fabricating and erection of M.S Scheme Name board | 17220.29 | Each | 1 | 17220.29
51 | HDPE water tank 700 lit capacity with ISI mark | 6720 | Each |  | 0
52 | PVC Water supply (ASTM) |  |  |  | 0
| a. 32 mm dia | 227.81 | Rmt | 50 | 11390.5
| b. 25 mm dia | 208.73 | Rmt | 60 | 12523.8
| c.20mm dia | #REF! | Rmt | 60 | #REF!
52.1 | G.I Pipe 20mm dia for Hot water line (Fully Concealed in walls) | 286.08 | Rmt | 6 | 1716.48
53.3 | C.I. Steps ( 5 kg) | 30 | Each | 0 | 0
59.5 | Gully Trap using Kiln burnt country bricks 22 x 11 x 7 cm. | 1747.74 | Each |  | 0
60 | PVC Nahani trap (4way/2way) | 152.6 | Each | 22 | 3357.2
| Electrical arrangements |  |  |  | 0
64 | a. Light point with ceiling rose | #REF! | Each | 50 | #REF!
| b. Light point without ceiling rose | 1503.34 | Each | 41 | 61636.94
| c. Calling bell point with Buzzer/Calling bell | 1538.57 | Each | 2 | 3077.14
65 | Fan point | #REF! | Each | 16 | #REF!
66 | Staircase light point | #REF! | Each | 2 | #REF!
67 | 5 amps 5 pin Plug point (Switch board itself) | #REF! | Each | 16 | #REF!
68 | 5 amps 5 pin Plug point (Convenient places) | #REF! | Each | 14 | #REF!
69 | 15 Amp. Power plug | #REF! | Each | 20 | #REF!
70.1 | Bulk head fitting | #REF! | Each | 6 | #REF!
70.2 | LED tube light 18watts | 642 | Each | 73 | 46866
71.2 | Supplying and fixing of 32 AMPS double pole main switch | #REF! | Each | 2 | #REF!
72 | Fibre box MS fan hook | #REF! | Each | 16 | #REF!
73.1 | S & F OF 4 way DB | #REF! | Each | 2 | #REF!
74 | Charges for fixing of "Fan" | #REF! | Each | 16 | #REF!
76 | 8 SWG wire | #REF! | Rmt | 23 | #REF!
77.3 | S&F of TV/Telephone line Socket | #REF! | Each | 5 | #REF!
77.4 | S&F of 20mm dia PVC pipe for TV/Telephone line | #REF! | Rmt | 30 | #REF!
78 | Earthing Station IS3043 (Type I) | #REF! | Each | 2 | #REF!
81 | Meter cupboard | #REF! | Sqm | 0.75 | #REF!
86 | Anti termite treatment | #REF! | Sqm. | 239.3 | #REF!
87.1 | S & F Three Phase ELCB | 449.93 | Each | 2 | 899.86
112 | S & F of Exsaust Fan 300 mm dia | #REF! | Each | 7 | #REF!
ANNEXURE
14.I | P.C.C,R.C.C SLAB OF20mm THICK using standardised concrete mix M20
| a. In Ground floor | 1284.18 | Sqm. | 82.9 | 106458.52
| b. In First floor | 1288.49 | Sqm. | 36.2 | 46643.34
14.II | P.C.C,R.C.C SLAB OF40mm THICK using standardised concrete mix of M20 grade |  |  |  | 0
| a. In F & B | 1417.27 | Sqm. | 10.2 | 14456.15
| b. In GF | 1421.65 | Sqm. | 82.9 | 117854.79
| c.In ff | 1430.28 | Sqm | 36.2 | 51776.14
18.1 | Formwork using M.S.Sheet |  |  |  | 0
| a.For Column footings,plinth beam,Grade beam,Raftbeam,Raft slab etc., | 739.38 | Sqm | 345.8 | 255677.6
| b.Plain surfaces such as Roof slab,floorslab,Beams,lintels,lofts,sill slab,staircase,portico slab and other similar works | 831.23 | Sqm | 1300.6 | 1081097.74
| c.For Square and rectangular columns and small quantities | 997.48 | Sqm | 434 | 432906.32
| d.Vertical wall | 914.35 | Sqm | #REF! | #REF!
| f.Curved surface | 1246.85 | Sqm |  | 0
| g.Double centering portico area | 1662.46 | Sqm | 434.6 | 722505.12
22.3.3 | Providing T.W double leaf shutter with 18mm thick BWR Plywood for Cupboard / ward robes shutters (Rest room) 4000x2100mm | 6981.88 | Sqm | 15.15 | 105775.48
99.1 | a. 1200X2100mm.(Single leaf) | 5777.7 | Sqm | 5.8 | 33510.66
| TW double leaves shutter of size with brass fittings a.1800 x 2100mm For PS | 5533.07 | Sqm | 8.7 | 48137.71
21.5.2 | Supply and Fixing Soild UPVC door Shutter with frame | 3167 | Sqm | 20.5 | 64923.5
22.9 | a. Flush door shutter size 1200x2400 (Double leaf) | 3198.2 | Sqm | 23.1 | 73878.42
| b.Flush door shutter size 1800x2400 (Double leaf) | #REF! | Sqm | 15.2 | #REF!
23.2.1 | Glass panels with Alu.beedings | 708.1 | Sqm | 85.85 | 60790.39
| Vitrified tiles flooring | 1361.71 | Sqm | 351.4 | 478504.89
29.8 | Glazed tiles using Grout (Tile Joint Filler) | 1236.28 | Sqm | 164.1 | 202873.55
29.9 | Floor ceramic tiles (Anti-skid) using Grout (Tile Joint Filler). | 1092.05 | Sqm | 53 | 57878.65
38.4 | Two coat of cement paint over one coat white cement | 114.39 | Sqm | 0 | 0
38.6 | One coat white cement for new walls and other similar works. | 53.72 | Sqm | 1879 | 100939.88
796 | Exterior emulsion | 206.91 | Sqm | 1147 | 237325.77
43 | Fabrication of Mild steel / RTS grills (without cement slurry) for all sizes of rods. | 77593 | MT | 33.17 | 2573759.81
44.6 | PVC SWR 110 mm dia with ISI mark type- A for Rain water down fall pipe | 321.74 | Rmt | 73.8 | 23744.41
50.6 | Precast slab 50 mm tk.in C.C. 1:3:6 with fibre | 373.41 | Sqm | 0 | 0
52.4 | 20mm dia PVC water supply ASTM pipe (fully consealed in walls) | 205.94 | Rmt | 60 | 12356.4
53.4 | S&F of C.I Manhole cover 60 x 60 cm (50kg weight ) | 1846 | Each |  | 0
0 | Wash Hand Basin of size 550 x 400 mm (White with Pedestal) | 3105.82 | Each | 10 | 31058.2
58.3 | PVC SWR pipe (Soil line) with ISI mark - type 'B'. |  |  |  | 0
| a. 110 mm dia. | 657.29 | Rmt | 24 | 15774.96
| b. 75 mm dia. | 541.42 | Rmt | 79.4 | 42988.75
58.4 | Supplying, Laying & Concealing the 50mm dia PVC ( SWR) pipe with ISI mark type - 'B' with relevant specials. | 114.45 | Rmt | 28 | 3204.6
58.5 | PVC(SWR) pipe with ISI mark - type 'A' for Ventilating shaft with cowl | 450.1 | Each | 0 | 0
| Eurocon tiles | 1354.89 | Sqm | 77 | 104326.53
0 | Supply and delivery of 48" (1200 mm) Fan with ISI mark with Eletronic Dimmer | 1437.4 | Each | 16 | 22998.4
0 | Run of 2 Wires of 2.5 sqmm PVC insulated single core multi strand fire retardant flexible copper cable with ISI mark confirming IS: 694:1990. | 209.78 | Rmt | 50 | 10489
44.2 | Providing Rain Water Harvesting Perculation pit a) Providing pit |  |  |  | 0
| a). Providing pit (M30) | 1896.6 | Each | 4 | 7586.4
| b) Augering 30cm dia | 434.61 | Rmt | 15 | 6519.15
| Providing Rain water Harvesting well ring of Circular shape of 90mm dia, 60cm depth using Standardised Mix design M20 | 1315.68 | Each | 4 | 5262.72
344.2 | S&F of Bevelled edge mirror 500 x 400 x 5.5mm | 379.4 | Each | 8 | 3035.2
71.2 | Supplying and fixing of 32 AMPS Triple pole main switch | 2084 | Each | 2 | 4168
| 3 Nos.of 32Amps - Fuse Unit | 778 | Each | 2 | 1556
| 1 Nos.of 32Amps - Fuse Unit | 508.26 | Each | 3 | 1524.78
448.2 | Providing PVC Tee with end cap | 122.25 | Each | 8 | 978
| Providing wooden Melamine polish for new wood work | 1298.51 | Sqm | 22.7 | 29476.18
| S & F of CFL road way lighting luminaries suitable for fixing 36w CFL lamp | 3190.14 | Each | 5 | 15950.7
147 | s&F of rcc precast exhaust fan collor |  | Each | 7 | 0
0
| CP long body | 467 | Each | 12 | 5604
| CP short body | 419 | Each | 12 | 5028
| Flat back urinal | 2016.25 | Each | 4 | 8065
| UPVC Non Pressure pipe of SN8 SDR 34 ( S 16.5) as per IS 15328/2003 |  |  |  | 0
| a. 110 mm UPVC Non Pressure pipe | 366.07 | Rmt | 30 | 10982.1
| b. 160 mm UPVC Non Pressure pipe | 593.33 | Rmt | 45 | 26699.85
| PVC Specials as per IS 10124/1982 Part II |  |  |  | 0
| a. 110 mm dia PVC bend (TWAD SR 19-20 P-19 S.No-4 ) | 156 | Each | 6 | 936
| b. 160 mm dia PVC bend (TWAD SR 19-20 P-19 it-1.5, S.No-4 ) | 497 | Each | 4 | 1988
| PVC Equal Tee as per BIS 7834/1975 |  |  |  | 0
| a. 110 mm dia PVC Equal tee(TWAD SR 19-20 P-19 S.No-9 ) | 186 | Each | 2 | 372
| b. 160 mm dia PVC Equal tee(TWAD SR 19-20 P-19 S.No-9 ) | 328 | Each | 2 | 656
| S & F of Indian Water closet white glazed (Oriya type) of size 580 x 440mm with PVC SWR grade ' P' or "S' trap - in G.F. | 3030.06 | Each | 3 | 9090.18
| S & F of Indian Water closet white glazed (Oriya type) of size 580 x 440mm with PVC SWR grade ' P' or "S' trap- Other than G.F. | 4768.38 | Each | 3 | 14305.14
| S & F of E.W.C.(White) 500 mm with PVC SWR grade "P" or "S" TRAP | 6501.3 | Each | 1 | 6501.3
| Supply and fixing of 12 watts LED bulb (qtn) | 170 | Each | 18 | 3060
38.4.1 | Painting two coats over new plasterd surface with OBD | #REF! | Sqm | 1879 | #REF!
32.1.3 | Supplying and laying of Cooling tiles | #REF! | Sqm | 559.4 | #REF!
53.4 | Supplying and Fixing of C.I manhole Cover slab etc all complete | #REF! | Each | #REF! | #REF!
| Total |  |  |  | #REF!

## paver block (2)
Name of work : Construction of Fire and Rescue service station building with development works at Kadamalaikundu in Theni District.
DETAILED ESTIMATE
FORMATION OF PAVER BLOCK ROAD
Detailed estimate for Paver block road
Sl .no | Description | Nos |  | l | b | d | Qty
from main road to fire station site 63.60Mx 7.0M
fire station front 16.5x10.0M
1.5 | Earthwork excavation for foundation
| from main road to fire station | 1 | 1 | 72.4 | 4.5 | 0.38 | 123.8
| fire station front | 1 | 1 | 16.5 | 10 | 0.38 | 62.7
186.5
[5 empty] | Say | Cum | 186.5
2 | Supplying and filling with 3 to 10mm HBG Metal
| from main road to fire station | 1 | 1 | 72.4 | 4.5 | 0.15 | 48.87
| fire station front | 1 | 1 | 16.5 | 10 | 0.15 | 24.75
73.62
[5 empty] | Say | Cum | 73.7
3 | Supplying and filling with stone dust
| from main road to fire station | 1 | 1 | 72.4 | 4.5 | 0.15 | 48.87
| fire station front | 1 | 1 | 16.5 | 10 | 0.15 | 24.75
73.62
[5 empty] | Say | Cum | 73.7
4 | Supplying and Laying of inter locking paver block stone 83 mm tk over base layer sand filling including cost of materials laying and hammering charges etc.
| from main road to fire station | 1 | 1 | 72.4 | 4.5 |  | 325.8
| fire station front | 1 | 1 | 16.5 | 10 |  | 165
490.8
[5 empty] | Say | Sqm | 490.8
50.2 | Providing kerb stone
| from main road to fire station | 1 | 2 | 72.4 |  |  | 144.8
| fire station front | 1 | 1 | 20 |  |  | 20
164.8
[5 empty] | Say | Rmt | 164.8
41 | Painting the new wall with 2 coat of synthetic paint etc…
For kerb stone
| from main road to fire station | 1 | 2 | 72.4 |  | 0.45 | 65.16
| fire station front | 1 | 1 | 20 |  | 0.45 | 9
74.16
[5 empty] | Say | Sqm | 74.2

## S.T (hidden)
TAMILNADU POLICE HOUSING CORPORATION LIMITED
MADURAI DIVISION
Septic tank (detail for 1 No)
Name of work : Construction of Fire and Rescue service station building with development works at Kadamalaikundu in Theni District.
SI. No | Description of work | Nos |  | Length | Breath | Depth | Qty
1.5 | Earth work excavation for open foundation (excluding refilling)
a)0 to 2m depth
For Fire station
| For Septic tank | 1 | 1 | 5.75 | 2.5 | 2 | 28.75
| Inlet and Outlet | 1 | 2 | 1.2 | 1.2 | 1 | 2.88
| For Dispersion Trench | 1 | 2 | 5 | 1 | 1 | 10
| Add sundries | [5 empty] | 41.63
[6 empty] | Cum | 41.7
b)2 to 3m depth
For Fire station
| For Septic tank | 1 | 1 | 5.75 | 2.5 | 0.3 | 4.31
4.31
4.31
[6 empty] | Cum | 4.4
2.1 | Supplying and filling sand
| For Trench | 1 | 2 | 5 | 1 | 0.2 | 1
[6 empty] | Cum | 1
2.6 | Supply and filling of 40 mm Brick jelly
| For Fire station and sfo qtres | 1 | 2 | 5 | 1 | 0.6 | 6
6
[5 empty] | Say | 6 | Cum
2.7 | Supply and filling of 20 mm Brick jelly
| For Fire station and sfo qtres | 1 | 2 | 5 | 1 | 0.2 | 2
2
[5 empty] | Say | 2 | Cum
3.1 | P.C.C.1:5:10 for Foundation & Basement
For Fire station and sfo qtres
| Inlet and Outlet | 1 | 2 | 1.2 | 1.2 | 0.1 | 0.29
[6 empty] | say | 0.3
3.2 | P.C.C 1:2:4 using 20mm jelly
| For Septic tank | 1 | 1 | 5.75 | 2.5 | 0.23 | 3.31
[6 empty] | Cum | 3.4
6.5 | Brick Work in CM 1:5, using kiln burnt country bricks of size 22x11x7cm in Foundation and Basement
Foundation & Basement
For Septic tank
| I st Footing | 1 | 1 | 14.3 | 0.45 | 0.45 | 2.9
| II nd Footing | 1 | 1 | 13.86 | 0.34 | 0.45 | 2.12
| III rd Footing | 1 | 1 | 13.42 | 0.23 | 0.9 | 2.78
| Inlet and Outlet | 1 | 2 | 3.32 | 0.23 | 0.6 | 0.92
| Baffle wall -2 Nos | 1 | 2 | 3 | 0.23 | 1.2 | 1.66
| Add sundries | [5 empty] | 10.38
[6 empty] | Cum | 10.4
4.1 | Standardised concrete mix M20 grade
| For Spetic tank cover slab | 1 | 1 | 4.96 | 1.96 | 0.15 | 1.46
| D/F Manhole Cover | 1 | -2 | 0.6 | 0.6 | 0.15 | -0.11
| Burfied wall Beam | 1 | 1 | 1.96 | 0.23 | 0.23 | 0.09
| Add sundries | [5 empty] | 1.44
[6 empty] | Cum | 1.5
18.1 | Form work and centering for RCC Works
b.Plain surfaces such as Roof slab,floorslab,Beams,lintels,lofts,sill slab,staircase,portico slab and other similar works
| For Spetic tank cover slab bottom | 1 | 1 | 4.75 | 1.5 |  | 7.13
| Septic tank sides | 1 | 1 | 13.84 |  | 0.15 | 2.08
| D/F Manhole Cover | 1 | -2 | 0.6 | 0.6 |  | -0.72
| Manhole sides | 1 | 2 | 2.4 |  | 0.15 | 0.72
| Baffle wall beam 3 sides | 1 | 1 | 3 |  | 0.83 | 2.49
11.7
[6 empty] | Sqm | 11.7
53.4 | S&F of C.I Manhole cover 60 x 60 cm (50kg weight ) | 1 | 2 |  |  |  | 2
[5 empty] | Say | 2 | Nos
14.II | Precast Concrete cover slab 40mm tk a) In foundation and basement
| For Inlet and Outlet | 1 | 2 | 0.75 | 0.75 |  | 1.13
1.13
[6 empty] | Sqm | 1.2
28 | Plastering in CM1:4, 20 mm tk
| Inlet and Outlet & IC | 1 | 2 | 0.6 | 0.6 | - | 0.72
| Septic tank top | 1 | 1 | 4.96 | 1.96 |  | 9.72
| D/F Manhole Cover slab | 1 | -2 | 0.6 | 0.6 |  | -0.72
9.72
[6 empty] | Sqm | 9.8
33 | Plastering in CM1:5, 12mm tk
For Septic tank Outlet
| I st Footing | 1 | 1 | 16.1 | - | 0.75 | 9.45
| II nd Footing | 1 | 1 | 15.22 | - | 0.9 | 10.55
| III rd Footing | 1 | 1 | 13.84 | - | 0.7 | 7.59
| I st Footing offset | 1 | 1 | 16.1 | 0.11 | - | 1.39
| II nd Footing offset | 1 | 1 | 15.22 | 0.11 | - | 1.29
| Inlet and Outlet & IC | 1 | 7 | 4.24 | - | 0.6 | 17.81
48.08
[6 empty] | Sqm | 48.1
34 | Plastering in CM1:4, 12mm tk
| For SepticTank Inner | 1 | 1 | 12.5 | - | 2.35 | 21.15
| Baffle wall | 1 | 2 | 1.5 | - | 2 | 6
| Baffle wall | 1 | 2 | 1.5 | - | 1 | 3
| Top | 1 | 2 | 1.5 | 0.115 | - | 0.35
| Septic tank bottom | 1 | 1 | 4.75 | 1.5 |  | 7.13
| Inlet and outlet bottom | 1 | 2 | 0.6 | 0.6 |  | 0.72
38.35
[6 empty] | say | 38.35
58.5 | Supplying and fixing of PVC 110 mm dia ventilator shaft with cowl
| Septic tank | 1 | 1 |  |  |  | 1
[5 empty] | Say | 1 | No
43.1 | Fabrication of Mild steel / RTS grills (with cement slurry wash)
| RCC Qty | Cum |  | 1.5 |  | 1.5
| Precast Slab 40mm tk Qty | Sqm |  | 1.2 | 0.04 | 0.05
|  |  |  | Total |  | 1.55 | Cum
|  | 1.55 |  | x | 120 | Kg/m3 | 186
[5 empty] | Say | 0.186 | MT
61.1 | Supplying and fixing of SN8 Pipe
a)100mm dia
| Inspection Chamber | 1 | 6 | 4 |  |  | 24
| Inspection Chamber | 1 | 1 | 30 |  |  | 30
| Inspection Chamber | 1 | 1 | 3 |  |  | 3
| Inspection Chamber | 1 | 1 | 20 |  |  | 20
| Add sundries | [5 empty] | 0
77
[5 empty] | Say | 77 | Rmt
b) 160 mm dia
| For Fire station and sfo qtres | 1 | 1 | 9 | - | - | 9
| From collection chamber to Inlet chamber | 1 | 1 | 10 |  |  | 10
| For dispersion trench | 1 | 1 | 10 |  |  | 10
29
[5 empty] | Say | 29 | Rmt

## Sump (hidden)
Name of work: Providing Sump for Fire and rescue service station building at Kadamalaikundu in Theni district.
Sump Detailed Estimate
Sl. No | Description of work | Nos |  | L | B | D | QTY
1.5 | Earth excavation for foundation in all soil excluding refilling
a) 0 to 2 m depth
| Sump excavation | 1 | 1 | π/4 | 5.86*5.86 | 2 | 53.91
[6 empty] | Say | 53.9 | m3
b) 2 to 3m depth
| Sump excavation | 1 | 1 | π/4 | 5.86*5.86 | 0.45 | 12.13
[6 empty] | Say | 12.1 | m3
3.1 | P.C.C 1:5:10 for foundation using 40mm in foundation basement
| For Sump | 1 | 1 | π/4 | 5.86*5.86 | 0.1 | 2.7
[6 empty] | Say | 2.7 | m3
4.2 | Standardised concrete Mix M20 Grade Concrete IN foundation basement
| For base slab | 1 | 1 | π/4 | 5.86*5.86 | 0.25 | 6.74
| Vertical wall | 1 | 1 | π | 4.48 | (0.25x0.9) | 3.17
| Vertical wall | 1 | 1 | π | 4.55 | (0.15x1.8) | 3.86
| Sump cover slab | 1 | 1 | π/4 | 4.96*4.96 | 0.15 | 2.9
| D/d Manhole cover | 1 | -1 | 0.6 | 0.6 | 0.1 | -0.04
16.63
[6 empty] | Say | 16.6 | m3
10.5 | Brickwork for partition wall 110mm thick for foundation basement
| Sump inside I step | 1 | 1 | 3.14 | 4.12 | 0.9 | 11.64
| Sump inside II step | 1 | 1 | 3.14 | 4.33 | 1.8 | 24.47
| Sump outer wall all.rnd | 1 | 1 | 3.14 | 4.85 | 2.7 | 41.12
77.23
[6 empty] | Say | 77.2 | m2
33 | Plastering in cm 1:5 12mm thick curing etc complete
| Sump outer wall all.rnd | 1 | 1 | 3.14 | 4.96 | 2.7 | 42.05
[6 empty] | Say | 42 | m2
35.1 | Plastering with cm 1:3, 12mm mixed with WPC
| Sump inside I step | 1 | 1 | 3.14 | 4 | 0.9 | 11.3
| Sump inside II step | 1 | 1 | 3.14 | 4.22 | 1.8 | 23.85
35.15
[6 empty] | Say | 35.1 | m2
18.1 | Providing form work for small qty
b.plain surfaces
| Sump cover slab | 1 | 1 | π/4 x 4.96*4.96 |  |  | 19.31
| D/d m.h open | 1 | 1 | 0.6 | 0.6 |  | -0.36
| Add.M.H open inside | 1 | 1 | 2.4 |  | 0.15 | 0.36
19.31
[6 empty] | Say | 19.3 | m2
c. small quantities
| Circular surface cover slab | 1 | 1 | π/ x 4.96 |  | 0.15 | 2.34
[6 empty] | Say | 2.3 | m2
53.4 | S & F of Man hole cover | 1 | 1 | 1 |  |  | 1 | No
53.3 | S & F of C.I steps of stand size
| Sump inside | 1 | 1 | 5 |  |  | 5 | Nos
43.1 | Suppling fabrication and placing in position of ms RTS grills
base slab mat
| horiz & vertical rod 8mm | 2 | 2 | 2 | 4.95 | 39.6
|  | 2 | 2 | 2 | 4.8 | 38.4
|  | 2 | 2 | 2 | 4.2 | 33.6
|  | 2 | 2 | 2 | 3.9 | 31.2
|  | 2 | 2 | 2 | 3.7 | 29.6
|  | 2 | 2 | 2 | 3.5 | 28
|  | 2 | 2 | 2 | 3.2 | 25.6
|  | 2 | 2 | 2 | 3 | 24
|  | 2 | 2 | 2 | 2.8 | 22.4
|  | 2 | 2 | 2 | 2.5 | 20
|  | 2 | 2 | 2 | 2.25 | 18
| chair rod 8mm | 1 | 1 | 10 | 0.5 | 5
| Haunch rod 10mm dia vert | 1 | 1 | 80 | 2.6 |  | 208
| Main rod vertical 10mm | 1 | 1 | 80 | 4.25 |  | 340
| circular stirrups 8mm inner | 1 | 8 | 3.14 | 3.23 | 81.14
| outer circular stirrups 8mm | 1 | 23 | 3.14 | 3.7 | 267.21
cover slab
| slab rod on both sides 8mm | 1 | 2 | 2 | 4 | 16
|  | 1 | 2 | 2 | 3.8 | 15.2
|  | 1 | 2 | 2 | 3.6 | 14.4
|  | 1 | 2 | 2 | 3.4 | 13.6
|  | 1 | 2 | 2 | 3.2 | 12.8
|  | 1 | 2 | 2 | 3 | 12
|  | 1 | 2 | 2 | 2.8 | 11.2
|  | 1 | 2 | 2 | 2.6 | 10.4
|  | 1 | 2 | 2 | 2.4 | 9.6
|  | 1 | 2 | 2 | 2.2 | 8.8
|  | 1 | 2 | 2 | 2 | 8
|  | 1 | 2 | 2 | 1.8 | 7.2
|  | 1 | 2 | 2 | 1.6 | 6.4
[6 empty] | 809.35 | 548
|  |  |  | multiply by |  | 0.395 | 0.617
[6 empty] | 319.69 | 338.12
[5 empty] | in Kg | 657.81
| RCC 4.2 |  |  | 16.6 | 100 |  | 1660
[5 empty] | MT | 1.66

## Plinth (hidden)
MADURAI DIVISION
SI. No | Description of work | Nos |  |  | Length | Breath | Depth | Qty
1.1 | Earth work excavation in all soils for foundation (Including refilling)
a. 0 to 2 mt.
For Fire service Station
| Allround Plinth protection wall | 1 | x | 1 | 92.56 | 0.3 | 0.45 | 12.5
| Deduct corrioder | -1 |  | 1 | 11.2 | 0.3 | 0.45 | -1.51
10.99
[7 empty] | Cum | 11
2.1 | Supplying and filling of sand
For Fire service Station
| Allround Plinth protection wall | 1 | x | 1 | 92.56 | 0.49 | 0.1 | 4.54
| Deduct corrioder | -1 |  | 1 | 11.2 | 0.49 | 0.1 | -0.55
3.99
[7 empty] | Cum | 4
3.1 | C.C.1:5:10 for Foundation & Basement using 40 mm HBG metal
For Fire service Station
| Allround Plinth protection wall | 1 | x | 1 | 92.56 | 0.3 | 0.1 | 2.78
| Deduct corrioder | -1 |  | 1 | 11.2 | 0.3 | 0.1 | -0.34
2.44
[7 empty] | Cum | 2.5
6.5 | Brick work in C.M. 1:5 (F& B) using Kiln Burnt Country bricks of size 22 x 11 x 7 cm (8 3/4" x 4 1/4" x 2 3/4")
For Fire service Station
| Allround Plinth protection wall | 1 | x | 35 | 0.23 | 0.23 | 0.6 | 1.11
[7 empty] | Cum | 1.2
10.5 | Brick partition work in C.M. 1:4 Kiln Burnt Country bricks of size 22 x 11 x 7 cm (8 3/4" x 4 1/4" x 2 3/4") 110 mm tk (B.P.)
For Fire service Station
| Allround Plinth protection wall | 1 | x | 1 | 92.56 |  | 0.6 | 55.54
| Deduct corrioder | -1 |  | 1 | 11.2 |  | 0.6 | -6.72
48.82
[7 empty] | Sqm | 48.9
33 | Plastering in CM1:5, 12mm tk
For Fire service Station
| Allround Plinth protection wall | 1 | x | 1 | 93 |  | 0.6 | 55.8
| Deduct corrioder | -1 |  | 1 | 11.2 |  | 0.6 | -6.72
49.08
[7 empty] | Sqm | 49.1
50.6 | Precast slab 50 mm tk.in C.C. 1:3:6 with fibre
For Fire service Station
| Allround Plinth protection wall | 1 | x | 1 | 90.38 | 0.6 |  | 54.23
| Deduct corrioder | -1 |  | 1 | 11.2 | 0.6 |  | -6.72
47.51
[7 empty] | Sqm | 47.6

## CMW (hidden)
Name of work : CONSTRUCTION OF SECURITY PERIMETER WALL FOR FIRE STATION BUILDING AT KADAMALAIKUNDU IN THENI DISTRICT
COMPOUND WALL - DETAILED ESTIMATE
SL.NO | DESCRIPTION OF WORK | NOS |  | L | B | D |  | CONTENT
1.1 | Earth work excavation in all classes of soil for foundation.
a) 0 to 2m depth
| front wall | 1 | 22 | 0.9 | 0.9 | 0.9 |  | 16.04
| adjacent wall (north) | 1 | 14 | 0.9 | 0.9 | 0.9 |  | 10.21
| rear wall (east) | 1 | 29 | 0.9 | 0.9 | 0.9 |  | 21.14
| adjacent wall (south) | 1 | 20 | 0.9 | 0.9 | 0.9 |  | 14.58
| expansion joint column | 4 | 2 | 0.9 | 0.9 | 0.9 |  | 5.83
| for grade beam allround | 1 | 1 | 199.8 | 0.38 | 0.4 |  | 30.37
[7 empty] | M3 | 98.17
[6 empty] | Say | M3 | 98.2
3.1 | PCC 1:5:10 using 40mm HBSj for F & B
| front wall | 1 | 22 | 0.9 | 0.9 | 0.1 |  | 1.78
| adjacent wall (north) | 1 | 14 | 0.9 | 0.9 | 0.1 |  | 1.13
| rear wall (east) | 1 | 29 | 0.9 | 0.9 | 0.1 |  | 2.35
| adjacent wall (south) | 1 | 20 | 0.9 | 0.9 | 0.1 |  | 1.62
| expansion joint column | 4 | 2 | 0.9 | 0.9 | 0.1 |  | 0.65
| for grade beam allround | 1 | 1 | 199.8 | 0.38 | 0.1 |  | 7.59
| ded: columns | -1 | 93 | 0.23 | 0.23 | 0.1 |  | -0.49
[7 empty] | M3 | 14.63
[6 empty] | Say | M3 | 14.7
4.1.1 | Standardised concrete Mix M20 Grade Concrete
In foundation & basement:
| for footings | 1 | 93 | 0.75 | 0.75 | 0.3 |  | 15.69
| column upto ground level | 1 | 91 | 0.23 | 0.23 | 0.57 |  | 2.74
| Gate column upto GL | 1 | 2 | 0.23 | 0.3 | 0.57 |  | 0.08
| Grade beam all round | 1 | 1 | 199.8 | 0.23 | 0.23 |  | 10.57
| ded: columns | -1 | 93 | 0.23 | 0.23 | 0.23 |  | -1.13
[7 empty] | M3 | 27.95
[6 empty] | Say | M3 | 28
6.5 | Brick work in CM 1:5 using F & B etc.,
| Wall allround | 1 | 1 | 199.8 | 0.23 | 0.12 |  | 5.51
[7 empty] | M3 | 5.51
[6 empty] | Say | M3 | 5.6
8.1 | Standadized M20 grade concrete
a) In G.Floor
| Gate column | 1 | 2 | 0.23 | 0.3 | 1.5 |  | 0.21
| compound wall top side tie up members rear wall | 1 | 1 | 199.8 | 0.23 | 0.1 |  | 4.6
[7 empty] | M3 | 4.81
[6 empty] | Say | M3 | 4.9
9.5 | brick work in cm 1:6 using
a) In G.Floor
| Front elevation pillar | 1 | 22 |  | 0.8 | 0.23 | 1.42 | 5.75
| Front elevation pillar | 2 | 22 |  | 0.23 | 0.23 | 1.1 | 2.56
| D/f offset portion | -1 | 22 |  | .785x0.34x0.34/ 4x2 |  | 0.23 | -0.06
| Do | -1 | 22 |  | 0.34 | 0.23 | 0.83 | 1.43
| other 3 side wall brick pillars | 1 | 71 |  | 0.23 | 0.23 | 1.5 | 5.63
[7 empty] | M3 | 15.31
[6 empty] | Say | M3 | 15.4
10.5 | Brick partion wall in cm 1:6 110mm thick
b) In Ground floor
| front wall | 1 | 1 |  | 51 |  | 1.1 | 56.1
| adjacent wall (north) | 1 | 1 |  | 33.2 |  | 1.1 | 36.52
| rear wall (east) | 1 | 1 |  | 68.2 |  | 1.1 | 75.02
| adjacent wall (south) | 1 | 1 |  | 47.4 |  | 1.1 | 52.14
| deduct pillar | -1 | 71 |  | 0.23 |  | 1.1 | -17.96
| deduct front pillar | -1 | 22 |  | .785x0.34x0.34/ 4x2 |  |  | -0.25
| deduct gate | -1 | 1 |  | 6 |  | 1.1 | -6.6
[7 empty] | M2 | 194.97
[6 empty] | Say | M2 | 195
33 | Plastering in cm 1:5 12mm thick
| Allround wall | 2 | 1 |  | 199.8 |  | 1.43 | 571.43
| top elevation wall | 1 | 1 |  | 199.8 | 0.23 |  | 45.95
| Add for elevation pillar offset | 1 | 22 |  | 0.12 |  | 1.1 | 2.9
| Add for elevation pillar top all.rnd | 1 | 22 |  | 2.06 |  | 0.3 | 13.6
| Add for elevation pillar center offset | 1 | 22 |  | 2.55 | 0.12 |  | 6.73
| d/d for gate open & pillar | -1 | 2 |  | 5.1 |  | 1.55 | -15.81
| add for gate pillar alround | 1 | 2 |  | 1.06 | 2.55 |  | 5.41
| add for gate pillar top | 1 | 2 |  | 0.3 |  | 0.23 | 0.14
| pillar offset | 71 | 2 |  | 0.11 |  | 1.55 | 24.21
| Pillar offset top | 71 | 1 |  | 0.23 |  | 0.11 | 1.8
[7 empty] | M2 | 656.36
[6 empty] | Say | M2 | 656.4
36 | Border finish
a) 150 mm border
| Wall allround (199.8-6.0m gate) | 1 | 1 |  | 193.8 |  |  | 193.8
b) 75mm border
| Wall allround | 1 | 1 |  | 193.8 |  |  | 193.8
796 | Painting the new walls with two coats of ready mix plastic emulsion paint including primer coat
| As per item no.33 | [5 empty] | M2 | 656.4
39 | Grill work
| gate | 1 | 1 |  | 6 | 1.5 |  | 9
[6 empty] | 45kg/m2x9.0 |  | 405
[7 empty] | kg | 405
41 | Grill painting
| gate | 1 | 1 |  | 6 | 1 | 1.5 | 9
[7 empty] | M2 | 9
18.1 | form work
a) In foundation and basement
| footings | 1 | 93 | 3.2 |  | 0.3 |  | 89.28
| grade beam allround wall | 1 | 2 | 199.8 |  | 0.23 |  | 91.91
| ded: columns | -2 | 93 | 0.23 |  | 0.3 |  | -12.83
[7 empty] | M2 | 168.36
[6 empty] | Say | M2 | 168.4
c) Small quantity
| column upto ground level | 1 | 91 | 0.92 |  | 0.57 |  | 47.72
|  | 1 | 2 | 1.06 |  | 0.57 |  | 1.21
| compound wall top side tie up members rear wall | 1 | 2 | 199.8 |  | 0.1 |  | 39.96
| gate column | 1 | 2 | 1.06 |  | 1.5 |  | 3.18
[7 empty] | M2 | 92.07
[6 empty] | Say | M2 | 92.1
43 | steel fabrication
[5 empty] | L | 8mm | 10mm | 12mm
| column mat 10 mm dia | 2 | 6 | 93 | 1.05 |  | 1171.8
| column main rod 12 dia | 1 | 6 | 91 | 1.6 |  |  | 873.6
| gate column main rod 12 dia | 1 | 6 | 2 | 3.25 |  |  | 39
| stirrups 8 dia upto ground level | 1 | 7 | 91 | 0.82 | 522.34
| stirrups for gate columns 8 dia | 1 | 15 | 2 | 0.96 | 28.8
| grade beam bottom 12 dia | 1 | 3 |  | 199.8 |  |  | 599.4
| grade beam top 12 dia | 1 | 2 |  | 200.1 |  |  | 400.2
| grade beam stirrups 8 dia | 1 | 1176 |  | 0.96 | 1128.96
[6 empty] | 1680.1 | 1171.8 | 1912.2
[5 empty] | x | 0.395 | 0.617 | 0.888
[6 empty] | 663.64 | 723 | 1698.034
3084.67
[7 empty] | MT | 3.085

## Sullage (hidden)
TAMILNADU POLICE HOUSING CORPORATION LIMITED
MADURAI DIVISION
Detailed estimate for sullage drain
Sl .no | Description | Nos |  | l | b | d | Qty
1.6 | Earthwork excavation for foundation
| sullage drain from building rear , adj side of the building | 1 | 1 | 27.4 | 0.75 | 0.45 | 9.25
| from building to site boundary | 1 | 1 | 10 | 0.75 | 0.45 | 3.38
| drain from site boundary to road | 1 | 1 | 63.6 | 0.75 | 0.45 | 21.47
34.1
[5 empty] | Say | Cum | 34.1
3.1 | PCC 1:5:10 for foundation using 40mm jully
| sullage drain from building rear , adj side of the building | 1 | 1 | 27.4 | 0.75 | 0.15 | 3.08
| from building to site boundary | 1 | 1 | 10 | 0.75 | 0.15 | 1.13
| drain from site boundary to road | 1 | 1 | 63.6 | 0.75 | 0.15 | 7.16
11.37
[5 empty] | Say | Cum | 11.4
10.5 | Brick partion wall Cm 1:4 110mm Tk
| sullage drain from building rear , adj side of the building | 1 | 1 | 27.4 |  | 0.6 | 16.44
| from building to site boundary | 1 | 2 | 10 |  | 0.6 | 12
| drain from site boundary to road | 1 | 2 | 63.6 |  | 0.6 | 76.32
104.76
[5 empty] | Say | Sqm | 104.8
33 | Plastering with CM 1:5 12mm Tk
Outside & top
| sullage drain from building rear , adj side of the building | 1 | 1 | 27.4 |  | 0.83 | 22.74
| from building to site boundary | 1 | 2 | 10 |  | 0.83 | 16.6
| drain from site boundary to road | 1 | 2 | 63.6 |  | 0.83 | 105.58
144.92
[5 empty] | Say | Sqm | 145
34 | Plastering inside with Cm 1:4 120mm Tk
Drain inner wall
| sullage drain from building rear , adj side of the building | 2 | 1 | 27.4 |  | 0.6 | 32.88
| from building to site boundary | 2 | 2 | 10 |  | 0.6 | 24
| drain from site boundary to road | 2 | 2 | 63.6 |  | 0.6 | 152.64
209.52
[5 empty] | Say | Sqm | 209.6
28 | Floor plastering with Cm 1:4 20mm Tk
| sullage drain from building rear , adj side of the building | 1 | 1 | 27.4 | 0.3 |  | 8.22
| from building to site boundary | 1 | 1 | 10 | 0.3 |  | 3
| drain from site boundary to road | 1 | 1 | 63.6 | 0.3 |  | 19.08
30.3
[5 empty] | Say | Sqm | 30.3

## Paver Block (hidden)
Name of work : Construction of Fire and Rescue service station building with development works at Kadamalaikundu in Theni District.
DETAILED ESTIMATE
FORMATION OF PAVER BLOCK ROAD
Detailed estimate for Paver block road
Sl .no | Description | Nos |  | l | b | d | Qty
from main road to fire station site 63.60Mx 7.0M
fire station front 16.5x10.0M
1.5 | Earthwork excavation for foundation
| from main road to fire station | 1 | 1 | 63.6 | 7 | 0.38 | 169.18
| fire station front | 1 | 1 | 16.5 | 10 | 0.38 | 62.7
231.88
[5 empty] | Say | Cum | 231.9
2 | Supplying and filling with 3 to 10mm HBG Metal
| from main road to fire station | 1 | 1 | 63.6 | 7 | 0.15 | 66.78
| fire station front | 1 | 1 | 16.5 | 10 | 0.15 | 24.75
91.53
[5 empty] | Say | Cum | 91.6
3 | Supplying and filling with stone dust
| from main road to fire station | 1 | 1 | 63.6 | 7 | 0.15 | 66.78
| fire station front | 1 | 1 | 16.5 | 10 | 0.15 | 24.75
91.53
[5 empty] | Say | Cum | 91.6
4 | Supplying and Laying of inter locking paver block stone 83 mm tk over base layer sand filling including cost of materials laying and hammering charges etc.
| from main road to fire station | 1 | 1 | 63.6 | 7 |  | 445.2
| fire station front | 1 | 1 | 16.5 | 10 |  | 165
610.2
[5 empty] | Say | Sqm | 610.2
50.2 | Providing kerb stone
| from main road to fire station | 1 | 2 | 63.6 |  |  | 127.2
| fire station front | 1 | 1 | 20 |  |  | 20
147.2
[5 empty] | Say | Rmt | 147.2
41 | Painting the new wall with 2 coat of synthetic paint etc…
For kerb stone
| from main road to fire station | 1 | 2 | 63.6 |  | 0.45 | 57.24
| fire station front | 1 | 1 | 20 |  | 0.45 | 9
66.24
[5 empty] | Say | Sqm | 66.3

## CUlvert (hidden)
Name of work : Construction of Fire and Rescue service station building with development works at Kadamalaikundu in Theni District.
DETAILED ESTIMATE
CULVERT FORNT
1.5 | Earth Work Excavation for open foundation( Excluding Refilling)
| Culvert Wall | 1 | 1 | 7.2 | 2.4 | 0.9 | 15.55
[5 empty] | Say | 15.6 | m3
3.1 | P.C.C 1:5:10 for foundation
| Culvert Wall | 1 | 1 | 7.2 | 2.4 | 0.15 | 2.59
[5 empty] | Say | 2.6 | m3
4.1 | R.C.C 1:2:4 for foundation and basement
| Slab | 1 | 1 | 7.2 | 1.5 | 0.25 | 2.7
[5 empty] | Say | 2.7 | m3
5 | PCC 1:3:6
| I st Footing | 1 | 2 | 7.2 | 0.6 | 0.45 | 3.89
| II nd Footing | 1 | 2 | 7.2 | 0.45 | 0.45 | 2.92
| III rd Footing | 1 | 2 | 7.2 | 0.3 | 0.6 | 2.59
9.4
[5 empty] | Say | 9.4 | m3
6.5 | Brick Work in C.M 1:5 in foundation and basement
| Parapet | 1 | 2 | 1.5 | 0.23 | 0.9 | 0.62
[5 empty] | Say | 0.7 | m3
18.1 | Providing FormWork for all RCC works,
(a) Column Footing,plinth beam,grade beam,raft beam,raft slab etc.,
| Deck Slab Side | 1 | 1 | 17.4 |  | 0.25 | 4.35
4.35
[5 empty] | Say | 4.4 | m3
(b) Plain Surface such as roof slab ,floor slab,beam lintels,loft,sill slab,staircase waist,portico slaband other similar works.,
| Bottom | 1 | 1 | 7.2 | 0.9 |  | 6.48
[5 empty] | Say | 6.5 | m3
Vertical wall
| Vertical sides | 2 | 2 | 7.2 |  | 1.5 | 43.2
| Vertical sides | 2 | 2 | 0.6 |  | 0.45 | 1.08
| Vertical sides | 2 | 2 | 0.45 |  | 0.45 | 0.81
|  | 2 | 2 | 0.3 |  | 0.6 | 0.72
45.81
[5 empty] | Say | 45.9 | m2
33 | Plastering in CM 1:5, 12mm tk
| Parapet | 2 | 2 | 1.5 |  | 0.9 | 5.4
| Top side & edges | 2 | 1 | 3.3 |  | 0.23 | 1.52
5.4
[5 empty] | Say | 5.4 | m2
37.1 | Emulsion paint
[5 empty] | Say | 5.4 | m2
42.1 | Supplying , Fabrication and placing in position of Mild Steel Grills/Ribbed tor Steels
| R.C.C Qty |  |  | 2.7 | 100 |  | 270
[6 empty] | 0.27 | MT
30 | Ellis pattern flooring
| Deck cover slab | 2 | 1 | 7.2 | 1.5 |  | 10.8
[5 empty] | Say | 10.8 | m2

## UG Cable (hidden)
TAMILNADU POLICE HOUSING CORPORATION LIMITED, MADURAI DIVISION
Name of work : Construction of Fire and Rescue service station building with development works at Kadamalaikundu in Theni District.
DETAILED ESTIMATE- UG CABLE
Sl no | Description | Nos |  | Measurements |  |  | Qty
|  |  |  | L | B | D
1 | METERING PANEL FOR 3 SERVICES (2 FLATS + 1 COMMON & SPARE) Suitable for 2 in 1 (1 Block of 2 in 1, G+1) Supply and erection of 125 Amps capacity floor mounting metering panel board (Cubical type) of size 5.5'X6.5'X1' with bus bar chamber made up of 16 SWG MS sheet for 3 phase 4 wire system with 25mm x 3mm tin coated copper flats for phases and neutral; individual metering chamber and with 2 Nos. 25 x 3mm GI flat for the earth bus on the rear side of the panel board;
| Main building | 1 | 1 | 1 |  |  | 1
3 | Supplying and Laying of specified aluminium LT UG Cable on Below Ground Level and above level to be at a depth of 0.75 m put in 0.15 m layer of sand and covering the cable completely with bricks and sand refilling the earth to good including cost of all materials and labour charges etc.,
B) 3.5 core 35mm sqmm from EB pole to meeter pannel
| EB Pole vertical & Pump | 1 | 2 | 8.5 |  |  | 8.5
| EB pole to fire station | 1 | 1 | 70 |  |  | 70
| EB pole to pump room | 1 | 1 | 60 |  |  | 60
138.5
5 | Supply and fixing of brass cable gland suitable for 3.5 core 35 Sq.mm with earth strips around the cable termination with crimping of terminals with lugs etc (for Incoming Cable)
| pump room & Pump room | 1 | 1 | 2 |  |  | 2
2
6 | Supplying and fixing of 1 no os 450 X 350 X 20mm thick TW plank well with 3 nos of 100 AMP 500 volts Bus bar type ariel fuse on the top of EB pole with suitable size bolts and All complete and as directed by the dept officers (the quality and brand of electrical fittings should be GOT approved from the executive engineer before use)nuts for EB service connection including cost of all things etc.
| pump room | 1 | 1 | 1 |  |  | 1
1
7 | Supply and laying of 4 Run 6 Sq.mm and 1 Run 1.5 Sq.mm for Earth Copper in Sutiable PVC conduit suitable Pipes etc (from Meter Panel to house DB)
| Fire station | 1 | 1 | 25 |  |  | 25
25
8 | Labour charges for laying of 3.5 core 50 sq.mm / 3.5 core 35 sq.mm UG cable below Ground level.
| EB pole to Main block | 1 | 1 | 70 |  |  | 70
| EB pole to pump room | 1 | 1 | 60 |  |  | 60
130
9 | Labour charges for laying of UG cable above Ground level.
| EB pole to vertical Main block, Pump room | 1 | 2 | 8.5 |  |  | 17
17
[6 empty] | Say | 17
11 | Supplying & Fixing of 50 mm dia GI pipe of approved brand.
| Main block | 1 | 1 | 70 |  |  | 70
| Pump room vertical | 1 | 2 | 6 |  |  | 12
| Pump room horizontal | 1 | 1 | 60 |  |  | 60
[6 empty] | Say | 142
12 | Supplying and delivery of the following specials.
a) 50 mm dia G.I Bend
|  | 2 | 1 | 5 |  |  | 10
b) 50 mm dia G.I coupling
|  | 2 | 1 | 10 |  |  | 20
13 | Supplying and fixing of three phase DB box hylin sheet steel encloser with detabased gland plates for flush/surface mounting with bus bar neutral lines and earth bus bar ( without Mcb's ) etc.,
| Main block | 1 | 2 | 1 |  |  | 2
14 | Supplying and Fixing of Power shell double door TPN sheet enclosers
| Main block | 1 | 2 | 1 |  |  | 2
15 | Supplying and fixing of 4 pole 40 amps 30ml ELCB etc.,
| Main block | 1 | 2 | 1 |  |  | 2
16 | Supplying and fixing of single pole to 32 A 10 KA MCB's etc.,
| Main block | 6 | 2 | 1 |  |  | 12
17 | Supplying and fixing of 32 AMPS Triple pole main switch
| Pump room | 1 | 1 | 1 |  |  | 1
18 | Supplying and fixing of MS clampset in etc..,
| For main block | 1 | 3 | 1 |  |  | 3
| Pumproom | 1 | 3 | 1 |  |  | 3
6

## EX Water (hidden)
TAMILNADU POLICE HOUSING CORPORATION LIMITED, MADURAI DIVISION
Name of work : Construction of Fire and Rescue service station building with development works at Kadamalaikundu in Theni District.
DETAILED ESTIMATE - BORE WELL & EXTERNAL WATER SUPPLY
Sl.no | Description | Nos |  | Measurements |  |  | Qty
|  |  |  | L | B | D
1 | Drilling of bore well to a size of 150 mm dia to the required depth as directed including cost Rig,fuel etc.complete.
| bore well point -1 | 1 | 1 | 300 | - | - | 300
300
2 | Supplyng and laying of 150 mm dia casing pvc pipe of 6kg/cm2 as approved including labour charges for errection etc.,
| bore well point | 1 | 1 | 25 | - | - | 25
25
3 | Supplying and fixing of 150 mm dia G.I cover are completed.
| bore point | 1 | 1 | 1 | - | - | 1
4 | Supply and delivery of 2HP monoblock pumpset single phase circuit unit of approved brand including accessoring.
At pumproom
| Building | 1 | 2 | 1 | - | - | 2
| Stand by | 1 | 1 | 1 |  |  | 1
3
5 | Supplying and fixing of Dol starter confirming to I.S specification.
| For 2HP monoblock pumpsets | 3 | 1 | 1 | - | - | 3
6 | Lobour charges for errection of 2HP monoblock pumpsets including bed block fixing in position etc,.complete.
| as per above item (2) | 3 | 1 | 1 | - | - | 3
7 | Supply and delivery of 5HP submersible pumpset 50 stages at bore well (three phase). | 1 | 1 | 1 | - | - | 1
8 | Lobour charges for errection of 5HP submersible pumpsets at bore well etc,.complete. | 1 | 1 | 1 | - | - | 1
9 | Supplying and fixing of 5HP panel board for submersible pumpsets. | 1 | 1 | 1 | - | - | 1
10 | Supply and delivery of 4 sqmm. 3core flat cable for submersible pumpset.
| Bore well (1) pumpset | 1 | 1 | 300 | - | - | 300
| Bore well to Pumproom | 1 | 1 | 25 |  |  | 25
325
9 | Supplying and delivery of UPVC pipe 32 mm dia of approved brand.
| Bore well 1 | 1 | 1 | 300 | - | - | 300
300
10 | Supply and delivery of the following dia G.I pipe.' B' class of approved brand.
a) 25 mm dia G.I pipe.
| Bore well (1) cable line casing | 1 | 1 | 15 | - | - | 15
15
b) 40 mm dia G.I pipe.
| Bore well to sump delivery encasing. | 1 | 1 | 5 | - | - | 5
c) 50 mm dia G.I pipe.
| Pumpset suction pipe | 1 | 1 | 3 | - | - | 3
| Mono block inter connection | 1 | 1 | 5 | - | - | 5
| Delivery pipe | 1 | 1 | 5 | - | - | 5
| Delivery line chamber | 1 | 1 | 3 | - | - | 3
16
11 | Supplying and delivery of PVC pipe 10 kg /cm2
a) 50 mm dia (inner) PVC pipe.
| Rear side building | 1 | 1 | 70 |  |  | 70
70
[5 empty] | Say | 70 | m
b) 32 mm dia ASTM .D. Pipe
| Bore well 1 to sump. | 1 | 1 | 15 | - | - | 15
15
13 | Supply and delivery of following dia G.I specials.
a) | 50mmX32mm G.I, Tee | 1 | 1 | 5 | - | - | 5
b) | 50 mm dia coupling. | 1 | 1 | 6 | - | - | 6
c) | 50 mm dia G.I gate valve. | 1 | 1 | 3 | - | - | 3
d) | 50 mm dia non return valve. | 1 | 1 | 1 | - | - | 1
e) | 50 mm dia G.I union. | 1 | 1 | 3 | - | - | 3
f) | 50 mm dia G.I nipple. | 1 | 1 | 5 | - | - | 5
g) | 50 mm dia foot valve. | 1 | 1 | 1 | - | - | 1
h) | 50 mm dia G.I Tee | 1 | 1 | 3 | - | - | 3
i) | 32 mm G.I Union | 1 | 1 | 2 | - | - | 2
j) | 32 mm dia G.I elbow | 1 | 1 | 2 | - | - | 2
k) | 32 mm dia G.I nipple. | 1 | 1 | 2 | - | - | 2
l) | 25 mm dia G.I coupling | 1 | 1 | 2 | - | - | 2
Labour charge for laying of G.I pipe and PVC pipe below ground level
| For Pumpset ( 50mm & 40mm PVC Pipe ) | 1 | 1 |  |  |  | 220
Numbering And lettering
1 | Supplying and fixing of aluminium Diecast TNPHC Logo Emblem as directed etc., | 1 | 1 | 1 | - | - | 1
2 | Supplying and fixing of aluminium diecast letters fixing in position etc.,
a)9''' height letters.
| jkpo;ehL jPPPaizg;G kw;Wk; kPl;Gg;gzpfs; epiyak; | 1 | 29 | 1 |  |  | 29
| flkiyf;Fz;L | 1 | 9 | 1 |  |  | 9
| Njdp khtl;lk; | 1 | 9 | 1 |  |  | 9
47
b) 6" letters.
Ground floor
| fhj;jpUg;Nghh; miw | 1 | 13 | 1 | - | - | 13
| fz;fhzpg;G miw | 1 | 10 | 1 |  |  | 10
| epiya mYtyh; | 1 | 9 | 1 |  |  | 9
| mYtyfk; itg;giw | 1 | 12 | 1 |  |  | 12
| fopg;giw Mz; | 1 | 8 | 1 |  |  | 8
| fopg;giw ngz; | 1 | 9 | 1 | - | - | 9
First floor
| epiya mYtyh; Nghf;Ftuj;J | 1 | 18 | 1 |  |  | 18
| Xl;Leh; miw | 1 | 8 | 1 |  |  | 8
| Xa;tiw 1 | 1 | 6 | 1 |  |  | 6
| Xa;tiw 2 | 1 | 6 | 1 |  |  | 6
| fopg;giw Mz; | 1 | 8 | 1 |  |  | 8
| fopg;giw ngz; | 1 | 9 | 1 |  |  | 9
116