## 100 PC HC Detailed
TAMILNADU POLICE HOUSING CORPORATION LTD
MADURAI DIVISION
Name of Work: Construction of 100 Nos. Of Police constable /Head Constable quarters (Stilt +10 floors 100 in 1 ) at Thallakulam in Madurai city. | [12 empty] | 672
Detailed Estimate (100 in1 - 1block -Stilt+10) | [12 empty] | 104
Agt No | Description of work | Nos. |  |  | Measurements |  |  | QTY | Unit |  |  |  | 776
[5 empty] | L | B | D
1.1 | Earth work excavation (including Refilling)
(a) 0 to 2mt
Footing details
| Combined Footing Portion 1 | 1 | 1 | 1 | 27.5 | 39.7 | 2 | 2183.5
| Combined Footing Portion 2 | 1 | 1 | 1 | 17 | 8.6 | 2 | 292.4 |  | 2.025
| F1 | 1 | 1 | 1 | 2.7 | 2.7 | 2 | 14.58 |  | 1.325 | 0.6625
[8 empty] | 2490.48 | cum
[7 empty] | Say | 2491 | cum
(a) 0 to 2mt
Footing details
| Combined Footing Portion 1 | 1 | 1 | 1 | 27.5 | 39.7 | 1 | 1091.75
| Combined Footing Portion 2 | 1 | 1 | 1 | 17 | 8.6 | 1 | 146.2 |  | 2.025
| F1 | 1 | 1 | 1 | 2.7 | 2.7 | 1 | 7.29 |  | 1.325 | 0.6625
1245.24
[7 empty] | Say | 1245.3 | cum
3.1 | PCC1:5:10 using 40mm HBS jelly in foundation and basement
| Footing | [11 empty] | 2.35 | 1.1 | 1.4
| Combined Footing Portion 1 | 1 | 1 | 1 | 27.5 | 39.7 | 0.1 | 109.18
| Combined Footing Portion 2 | 1 | 1 | 1 | 17 | 8.6 | 0.1 | 14.62 |  | 2.025
| F1 | 1 | 1 | 1 | 2.7 | 2.7 | 0.1 | 0.73 |  | 1.325 | 0.6625
Vertical wall
| Wall around ( 14.59+9.125)*2nos | 5 | 1 | 1 | 47.03 | 0.38 | 0.1 | 8.94
| Vertical wall | 5 | 1 | 3 | 8.895 | 0.38 | 0.1 | 5.07
| Vertical wall | 5 | 1 | 2 | 4 | 0.38 | 0.1 | 1.52
| Vertical wall | 5 | 1 | 2 | 1.2 | 0.38 | 0.1 | 0.46
| Horizontal Wall | 5 | 1 | 4 | 3.385 | 0.38 | 0.1 | 2.57
| Horizontal Wall | 5 | 1 | 2 | 3.35 | 0.38 | 0.1 | 1.27
Corridor
| Middle wall | 1 | 1 | 8 | 6.06 | 0.38 | 0.1 | 1.84
| Vertical wall | 1 | 1 | 12 | 1.9 | 0.38 | 0.1 | 0.87
| Vertical wall | 1 | 1 | 1 | 3.53 | 0.38 | 0.1 | 0.13
| Horizontal Wall | 1 | 1 | 2 | 3.08 | 0.38 | 0.1 | 0.23
| Horizontal Wall | 1 | 1 | 1 | 4.095 | 0.38 | 0.1 | 0.16
| Horizontal Wall | 1 | 1 | 1 | 1.035 | 0.38 | 0.1 | 0.04
| Horizontal Wall | 1 | 1 | 2 | 4.83 | 0.38 | 0.1 | 0.37
| Horizontal Wall | 1 | 1 | 2 | 7.66 | 0.38 | 0.1 | 0.58
| Horizontal Wall | 1 | 1 | 2 | 2.795 | 0.38 | 0.1 | 0.21
| Horizontal Wall | 1 | 1 | 2 | 2.1 | 0.38 | 0.1 | 0.16
| Horizontal Wall | 1 | 1 | 1 | 1.905 | 0.38 | 0.1 | 0.07
| Horizontal Wall | 1 | 1 | 2 | 9.295 | 0.38 | 0.1 | 0.71
| Horizontal Wall | 1 | 1 | 2 | 4.23 | 0.38 | 0.1 | 0.32
| Horizontal Wall | 1 | 1 | 1 | 6.2 | 0.38 | 0.1 | 0.24
| Horizontal Wall | 1 | 1 | 2 | 3.695 | 0.38 | 0.1 | 0.28
| Vertical wall | 1 | 1 | 2 | 3.645 | 0.38 | 0.1 | 0.28
| Vertical wall | 1 | 1 | 2 | 7.668 | 0.38 | 0.1 | 0.58
Column deduction
| Column - C1 | -1 | 1 | 79 | 0.45 | 0.38 | 0.1 | -1.35
| C2 | -1 | 1 | 54 | 0.6 | 0.38 | 0.1 | -1.23
| C3 | -1 | 1 | 3 | 0.6 | 0.38 | 0.1 | -0.07
| C4 | -1 | 1 | 7 | 0.75 | 0.38 | 0.1 | -0.2
| C5 | -1 | 1 | 1 | 0.75 | 0.38 | 0.1 | -0.03
[8 empty] | 148.55 | cum
[7 empty] | Say | 148.6 | cum
2.1 | Filling C.S. Sand
Stilt floor carparking area
| Security room | 1 | 1 | 1 | 5.185 | 3.235 | 0.15 | 2.52
| Toilet | 1 | 1 | 1 | 2.1 | 1.315 | 0.15 | 0.41
| Toilet front passage | 1 | 1 | 1 | 1.47 | 1.265 | 0.15 | 0.28
| EB room 1 & 2 | 1 | 1 | 2 | 5.175 | 3.165 | 0.15 | 4.91
| EB room 1 & 2 | 1 | 1 | 2 | 3.385 | 4 | 0.15 | 4.06
| EB room 1 & 2 | 1 | 1 | 2 | 1.43 | 2.17 | 0.15 | 0.93
| Parking area 1,4 | 1 | 1 | 2 | 14.16 | 8.895 | 0.15 | 37.79
| Parking area 2,3,5 | 1 | 1 | 3 | 6.965 | 8.895 | 0.15 | 27.88
| Parking area 2,3,5 | 1 | 1 | 3 | 3.35 | 5.43 | 0.15 | 8.19
| Parking area 2,3,5 | 1 | 1 | 3 | 1.55 | 3.235 | 0.15 | 2.26
| Staircase 1,2 | 1 | 1 | 2 | 2.85 | 4.2 | 0.15 | 3.59
| Staircase front | 1 | 1 | 2 | 2.85 | 1.2 | 0.15 | 1.03
| Staircase passage | 1 | 1 | 2 | 1.8 | 2.029 | 0.15 | 1.1
| OTS area | 1 | 1 | 2 | 1.9 | 3.1 | 0.15 | 1.77
| Sitout | 2 | 1 | 1 | 1.9 | 1.5 | 0.15 | 0.86
| Lobby | 1 | 1 | 1 | 4.985 | 6.06 | 0.15 | 4.53
| OTS& Sitout | 2 | 1 | 3 | 4.83 | 1.9 | 0.15 | 8.26
| Corridor | 1 | 1 | 1 | 27.165 | 1.8 | 0.15 | 7.33
| Lobby | 1 | 1 | 1 | 2.1 | 1.9 | 0.15 | 0.6
| OTS area | 1 | 1 | 2 | 4.23 | 1.9 | 0.15 | 2.41
| Staircase 3 | 1 | 1 | 1 | 4.2 | 3.53 | 0.15 | 2.22
| passage area | 1 | 1 | 1 | 1.77 | 3.53 | 0.15 | 0.94
| Lift area front 3 | 1 | 1 | 1 | 2.97 | 2.3 | 0.15 | 1.02
| Duct portion | 1 | 2 | 2 | 9.125 | 2.8 | 0.15 | 15.33
| Garbage duct | 1 | 1 | 2 | 0.8 | 1.15 | 0.15 | 0.28
| EB duct | 1 | 1 | 2 | 1.685 | 1.15 | 0.15 | 0.58
| Main & Fire S/c area | 1 | 1 | 3 | 2.55 | 2.85 | 0.15 | 3.27
| Garbage duct back side | 1 | 1 | 1 | 0.86 | 0.935 | 0.15 | 0.12
| Garbage duct back side | 1 | 1 | 1 | 0.79 | 0.935 | 0.15 | 0.11 |  |  |  |  | 1.715 | 0.8575
| Enternece side | 1 | 1 | 4 | 1.43 | 2.9 | 0.15 | 2.49
| Enternece side front area | 1 | 1 | 1 | 5.81 | 1.55 | 0.15 | 1.35 |  |  |  |  | 11.62 | 5.81
| Enternece side front area | 1 | 1 | 3 | 1.41 | 6.09 | 0.15 | 3.86 |  |  |  |  | 12.17 | 6.09 | 4.22 | 1.41
[7 empty] | Total | 152.28 | cum
[7 empty] | Say | 153 | cum
3.2 | PCC 1:2:4 using 20mm HBSJ
Stilt floor carparking area
| Security room | 1 | 1 | 1 | 5.185 | 3.235 | 0.075 | 1.26
| Toilet | 1 | 1 | 1 | 2.1 | 1.315 | 0.075 | 0.21
| Toilet front passage | 1 | 1 | 1 | 1.47 | 1.265 | 0.075 | 0.14
| EB room 1 & 2 | 1 | 1 | 2 | 5.175 | 3.165 | 0.075 | 2.46
| EB room 1 & 2 | 1 | 1 | 2 | 3.385 | 4 | 0.075 | 2.03
| EB room 1 & 2 | 1 | 1 | 2 | 1.43 | 2.17 | 0.075 | 0.47
| Parking area 1,4 | 1 | 1 | 2 | 14.16 | 8.895 | 0.075 | 18.89
| Parking area 2,3,5 | 1 | 1 | 3 | 6.965 | 8.895 | 0.075 | 13.94
| Parking area 2,3,5 | 1 | 1 | 3 | 3.35 | 5.43 | 0.075 | 4.09
| Parking area 2,3,5 | 1 | 1 | 3 | 1.55 | 3.235 | 0.075 | 1.13
| Staircase 1,2 | 1 | 1 | 2 | 2.85 | 4.2 | 0.075 | 1.8
| Staircase front | 1 | 1 | 2 | 2.85 | 1.2 | 0.075 | 0.51
| Staircase passage | 1 | 1 | 2 | 1.8 | 2.029 | 0.075 | 0.55
| OTS area | 1 | 1 | 2 | 1.9 | 3.1 | 0.075 | 0.88
| Sitout | 2 | 1 | 1 | 1.9 | 1.5 | 0.075 | 0.43
| Lobby | 1 | 1 | 1 | 4.985 | 6.06 | 0.075 | 2.27
| OTS& Sitout | 2 | 1 | 3 | 4.83 | 1.9 | 0.075 | 4.13
| Corridor | 1 | 1 | 1 | 27.165 | 1.8 | 0.075 | 3.67
| Lobby | 1 | 1 | 1 | 2.1 | 1.9 | 0.075 | 0.3
| OTS area | 1 | 1 | 2 | 4.23 | 1.9 | 0.075 | 1.21
| Staircase 3 | 1 | 1 | 1 | 4.2 | 3.53 | 0.075 | 1.11
| passage area | 1 | 1 | 1 | 1.77 | 3.53 | 0.075 | 0.47
| Lift area front 3 | 1 | 1 | 1 | 2.97 | 2.3 | 0.075 | 0.51
| Duct portion | 1 | 2 | 2 | 9.125 | 2.8 | 0.075 | 7.67
| Garbage duct | 1 | 1 | 2 | 0.8 | 1.15 | 0.075 | 0.14
| EB duct | 1 | 1 | 2 | 1.685 | 1.15 | 0.075 | 0.29
| Main & Fire S/c area | 1 | 1 | 3 | 2.55 | 2.85 | 0.075 | 1.64
| Garbage duct back side | 1 | 1 | 1 | 0.86 | 0.935 | 0.075 | 0.06
| Garbage duct back side | 1 | 1 | 1 | 0.79 | 0.935 | 0.075 | 0.06 |  |  |  |  | 1.715 | 0.8575
| Enternece side | 1 | 1 | 4 | 1.43 | 2.9 | 0.075 | 1.24
| Enternece side front area | 1 | 1 | 1 | 5.81 | 1.55 | 0.075 | 0.68 |  |  |  |  | 11.62 | 5.81
| Enternece side front area | 1 | 1 | 3 | 1.41 | 6.09 | 0.075 | 1.93 |  |  |  |  | 12.17 | 6.09 | 4.22 | 1.41
[7 empty] | Total | 76.17 | cum
[7 empty] | Say | 76.2 | cum
6.2 | Brick work in CM 1:5 using Fly ash bournt brick of size 23X11.4X7.5 In foundation and basement
Vertical wall
| Wall around ( 14.59+9.125)*2nos | 5 | 1 | 1 | 47.03 | 0.23 | 0.45 | 24.34
| Vertical wall | 5 | 1 | 3 | 8.895 | 0.23 | 0.45 | 13.81
| Vertical wall | 5 | 1 | 2 | 4 | 0.23 | 0.45 | 4.14
| Vertical wall | 5 | 1 | 2 | 1.2 | 0.23 | 0.45 | 1.24
| Horizontal Wall | 5 | 1 | 4 | 3.385 | 0.23 | 0.45 | 7.01
| Horizontal Wall | 5 | 1 | 2 | 3.35 | 0.23 | 0.45 | 3.47
Corridor
| Middle wall | 1 | 1 | 8 | 6.06 | 0.23 | 0.45 | 5.02
| Vertical wall | 1 | 1 | 12 | 1.9 | 0.23 | 0.45 | 2.36
| Vertical wall | 1 | 1 | 1 | 3.53 | 0.23 | 0.45 | 0.37
| Horizontal Wall | 1 | 1 | 2 | 3.08 | 0.23 | 0.45 | 0.64
| Horizontal Wall | 1 | 1 | 1 | 4.095 | 0.23 | 0.45 | 0.42
| Horizontal Wall | 1 | 1 | 1 | 1.035 | 0.23 | 0.45 | 0.11
| Horizontal Wall | 1 | 1 | 2 | 4.83 | 0.23 | 0.45 | 1
| Horizontal Wall | 1 | 1 | 2 | 7.66 | 0.23 | 0.45 | 1.59
| Horizontal Wall | 1 | 1 | 2 | 2.795 | 0.23 | 0.45 | 0.58
| Horizontal Wall | 1 | 1 | 2 | 2.1 | 0.23 | 0.45 | 0.43
| Horizontal Wall | 1 | 1 | 1 | 1.905 | 0.23 | 0.45 | 0.2
| Horizontal Wall | 1 | 1 | 2 | 9.295 | 0.23 | 0.45 | 1.92
| Horizontal Wall | 1 | 1 | 2 | 4.23 | 0.23 | 0.45 | 0.88
| Horizontal Wall | 1 | 1 | 1 | 6.2 | 0.23 | 0.45 | 0.64
| Horizontal Wall | 1 | 1 | 2 | 3.695 | 0.23 | 0.45 | 0.76
| Vertical wall | 1 | 1 | 2 | 3.645 | 0.23 | 0.45 | 0.75
| Vertical wall | 1 | 1 | 2 | 7.668 | 0.23 | 0.45 | 1.59
Column deduction
| Column - C1 | -1 | 1 | 79 | 0.23 | 0.45 | 0.45 | -3.68
| C2 | -1 | 1 | 54 | 0.23 | 0.6 | 0.45 | -3.35
| C3 | -1 | 1 | 3 | 0.23 | 0.6 | 0.45 | -0.19
| C4 | -1 | 1 | 7 | 0.23 | 0.75 | 0.45 | -0.54
| C5 | -1 | 1 | 1 | 0.23 | 0.75 | 0.45 | -0.08
| Inspection chamber | 2 | 1 | 10 | 3.32 | 0.23 | 0.75 | 11.45
| Electrical DUCT Inspection chamber for building | 1 | 1 | 5 | 3.32 | 0.23 | 0.75 | 2.86
| Electrical DUCT Inspection chamber building aroud | 1 | 1 | 5 | 3.32 | 0.23 | 0.75 | 2.86
| Front enterance step | 1 | 1 | 5 | 2.9 | 1.45 | 0.45 | 9.46
| Front enterance step | 1 | 1 | 5 | 2.9 | 1.45 | 0.3 | 6.31 |  |  |  |  | 1.3
| Front enterance step | 1 | 1 | 5 | 2.9 | 1.45 | 0.15 | 3.15
[8 empty] | 101.52 | cum
[7 empty] | Say | 101.6 | cum
4.2.3 | Cement CONCRETE using Design Mix cum M25 Grade CONCRETE
FOOTINGS
| FOOTINGS- F1 | 1 | 1 | 3 | 2.4 | 2.4 | 0.6 | 10.37
| F2 | 1 | 1 | 6 | 2.7 | 2.7 | 0.7 | 30.62
| F3 | 1 | 1 | 3 | 3 | 3 | 0.85 | 22.95
| F4 | 1 | 1 | 1 | 3.5 | 3.5 | 0.9 | 11.03
| F1©- combined footing | 1 | 1 | 2 | 6.2 | 3.95 | 0.85 | 41.63
| Deduction offset F1© | -1 | 1 | 2 | 3.75 | 1.25 | 0.85 | -7.97
| Do | -1 | 1 | 2 | 1.55 | 1.2 | 0.85 | -3.16
| F2© | 1 | 1 | 2 | 2.4 | 4 | 0.85 | 16.32
| F3© | 1 | 1 | 2 | 3 | 4 | 0.85 | 20.4
| F4© | 1 | 1 | 1 | 4.2 | 8.4 | 0.85 | 29.99
| Deduction F4(c) | -1 | 1 | 1 | 3.4 | 1.5 | 0.85 | -4.34
| Offset | -1 | 1 | 1 | 3.6 | 1.5 | 0.85 | -4.59
| F5© | 1 | 1 | 2 | 2.3 | 2.7 | 0.85 | 10.56
| F5© | 1 | 1 | 2 | 2.7 | 4.2 | 0.85 | 19.28
| F6© offset | 1 | 1 | 1 | 10.3 | 5 | 0.9 | 46.35
| do | 1 | 1 | 1 | 2.7 | 7 | 0.9 | 17.01
| do | 1 | 1 | 1 | 12.55 | 3 | 0.9 | 33.89
| Deduction offset F6© | -1 | 1 | 1 | 3.65 | 1.6 | 0.9 | -5.26
| F6© offset | 1 | 1 | 1 | 3.5 | 6.3 | 0.9 | 19.85
| do | 1 | 1 | 1 | 2.6 | 5.1 | 0.9 | 11.93
| F7© | 1 | 1 | 1 | 3.95 | 8.25 | 0.85 | 27.7
| Deduction offset F7© | -1 | 1 | 1 | 1.5 | 3.55 | 0.85 | -4.53
| Do | -1 | 1 | 1 | 1.25 | 3.55 | 0.85 | -3.77
| F8© | 1 | 1 | 5 | 4.55 | 3.2 | 0.85 | 61.88
| F9© | 1 | 1 | 3 | 4 | 6.2 | 0.85 | 63.24
| Deduction offset F7© | -1 | 1 | 3 | 3.6 | 1.3 | 0.85 | -11.93
| Do | -1 | 1 | 3 | 1.6 | 1.2 | 0.85 | -4.9
| F10© | 1 | 1 | 6 | 4 | 2.4 | 0.85 | 48.96
| F11© | 1 | 1 | 1 | 8.8 | 13.5 | 0.9 | 106.92
| Deduction offset F11© | -1 | 1 | 1 | 1.8 | 1 | 0.9 | -1.62
| Do | -1 | 1 | 1 | 2 | 1 | 0.9 | -1.8
| Do | -1 | 1 | 1 | 3.5 | 1.4 | 0.9 | -4.41
| F11© offset | 1 | 1 | 1 | 12.6 | 2.7 | 0.9 | 30.62
| Deduction offset F11© | -1 | 1 | 1 | 3.5 | 1.55 | 0.9 | -4.88
| F12© | 1 | 1 | 1 | 9.2 | 3.75 | 0.9 | 31.05
| F12© offset | 1 | 1 | 1 | 2.95 | 3 | 0.9 | 7.97
| F13© | 1 | 1 | 3 | 4.4 | 3 | 0.85 | 33.66
| F14© | 1 | 1 | 3 | 4 | 6.1 | 0.85 | 62.22
| Deduction offset F14© | 1 | 1 | 3 | 1.3 | 3.7 | 0.85 | 12.27
| Do | 1 | 1 | 3 | 1.6 | 1.2 | 0.85 | 4.9
| Lift 2 -No | 1 | 1 | 1 | 4.52 | 3.82 | 0.6 | 10.36
Footing depth avg 0.85 M
Column upto Grade Bottom
| Column - C1 | 1 | 1 | 79 | 0.3 | 0.45 | 1.65 | 17.6
| C2 | 1 | 1 | 54 | 0.3 | 0.6 | 1.65 | 16.04
| C3 | 1 | 1 | 3 | 0.3 | 0.6 | 1.65 | 0.89
| C4 | 1 | 1 | 7 | 0.3 | 0.75 | 1.65 | 2.6
| C5 | 1 | 1 | 1 | 0.38 | 0.75 | 1.65 | 0.47
| Lift 1 -2nos Vertical wall | 1 | 1 | 2 | 9.92 | 0.23 | 1.65 | 7.53
| Lift 2 | 1 | 1 | 1 | 11.52 | 0.23 | 1.65 | 4.37
Grade Beam
| Wall around ( 14.59+9.125)*2nos | 5 | 1 | 1 | 47.03 | 0.23 | 0.4 | 21.63
| Vertical wall (4.885+3.78++.23) | 5 | 1 | 3 | 8.895 | 0.23 | 0.4 | 12.28
| Vertical wall (2.57+.23+1.2) | 5 | 1 | 2 | 4 | 0.23 | 0.4 | 3.68
| Vertical wall | 5 | 1 | 2 | 1.2 | 0.23 | 0.4 | 1.1
| Horizontal Wall | 5 | 1 | 4 | 3.385 | 0.23 | 0.4 | 6.23
| Horizontal Wall | 5 | 1 | 2 | 3.35 | 0.23 | 0.4 | 3.08
Corridor
| Middle wall (1.9+.23+1.8+0.23+1.9) | 1 | 1 | 8 | 6.06 | 0.23 | 0.4 | 4.46
| Vertical wall | 1 | 1 | 12 | 1.9 | 0.23 | 0.4 | 2.1
| Vertical wall | 1 | 1 | 1 | 3.53 | 0.23 | 0.4 | 0.32
| Horizontal Wall ( 3.31-0.23 ) | 1 | 1 | 2 | 3.08 | 0.23 | 0.4 | 0.57
| Horizontal Wall | 1 | 1 | 1 | 4.095 | 0.23 | 0.4 | 0.38
| Horizontal Wall | 1 | 1 | 1 | 1.035 | 0.23 | 0.4 | 0.1
| Horizontal Wall | 1 | 1 | 2 | 4.83 | 0.23 | 0.4 | 0.89
| Horizontal Wall | 1 | 1 | 2 | 7.66 | 0.23 | 0.4 | 1.41
| Horizontal Wall | 1 | 1 | 3 | 2.795 | 0.23 | 0.4 | 0.77
| Horizontal Wall | 1 | 1 | 2 | 2.1 | 0.23 | 0.4 | 0.39
| Horizontal Wall | 1 | 1 | 1 | 1.905 | 0.23 | 0.4 | 0.18
| Horizontal Wall (2.10+0.23+6.965) | 1 | 1 | 2 | 9.295 | 0.23 | 0.4 | 1.71
| Horizontal Wall | 1 | 1 | 2 | 4.23 | 0.23 | 0.4 | 0.78
| Horizontal Wall ( 2.97+0.23+3) | 1 | 1 | 1 | 6.2 | 0.23 | 0.4 | 0.57
| Horizontal Wall | 1 | 1 | 2 | 3.695 | 0.23 | 0.4 | 0.68
| Vertical wall | 1 | 1 | 2 | 3.645 | 0.23 | 0.4 | 0.67
| Vertical wall ( 5.23+1.838+0.60) | 1 | 1 | 2 | 7.668 | 0.23 | 0.4 | 1.41
Column upto Grade top
| Column - C1 | 1 | 1 | 79 | 0.3 | 0.45 | 0.4 | 4.27
| C2 | 1 | 1 | 54 | 0.3 | 0.6 | 0.4 | 3.89
| C3 | 1 | 1 | 3 | 0.3 | 0.6 | 0.4 | 0.22
| C4 | 1 | 1 | 7 | 0.3 | 0.75 | 0.4 | 0.63
| C5 | 1 | 1 | 1 | 0.38 | 0.75 | 0.4 | 0.11
| Lift 1 -2nos Vertical wall | 1 | 1 | 2 | 9.92 | 0.23 | 0.4 | 1.83
| Lift 2 | 1 | 1 | 1 | 11.52 | 0.23 | 0.4 | 1.06
Column deduction
| Column - C1 | -1 | 1 | 79 | 0.3 | 0.45 | 0.4 | -4.27
| C2 | -1 | 1 | 54 | 0.3 | 0.6 | 0.4 | -3.89
| C3 | -1 | 1 | 3 | 0.3 | 0.6 | 0.4 | -0.22
| C4 | -1 | 1 | 7 | 0.3 | 0.75 | 0.4 | -0.63
| C5 | -1 | 1 | 1 | 0.38 | 0.75 | 0.4 | -0.11
Plinth Beam
| Wall around ( 14.59+9.125)*2nos | 5 | 1 | 1 | 47.03 | 0.23 | 0.15 | 8.11
| Vertical wall | 5 | 1 | 3 | 8.895 | 0.23 | 0.15 | 4.6
| Vertical wall | 5 | 1 | 2 | 4 | 0.23 | 0.15 | 1.38
| Vertical wall | 5 | 1 | 2 | 1.2 | 0.23 | 0.15 | 0.41
| Horizontal Wall | 5 | 1 | 4 | 3.385 | 0.23 | 0.15 | 2.34
| Horizontal Wall | 5 | 1 | 2 | 3.35 | 0.23 | 0.15 | 1.16
Corridor
| Middle wall | 1 | 1 | 8 | 6.06 | 0.23 | 0.15 | 1.67
| Vertical wall | 1 | 1 | 12 | 1.9 | 0.23 | 0.15 | 0.79
| Vertical wall | 1 | 1 | 1 | 3.53 | 0.23 | 0.15 | 0.12
| Horizontal Wall | 1 | 1 | 2 | 3.08 | 0.23 | 0.15 | 0.21
| Horizontal Wall | 1 | 1 | 1 | 4.095 | 0.23 | 0.15 | 0.14
| Horizontal Wall | 1 | 1 | 1 | 1.035 | 0.23 | 0.15 | 0.04
| Horizontal Wall | 1 | 1 | 2 | 4.83 | 0.23 | 0.15 | 0.33
| Horizontal Wall | 1 | 1 | 2 | 7.66 | 0.23 | 0.15 | 0.53
| Horizontal Wall | 1 | 1 | 2 | 2.795 | 0.23 | 0.15 | 0.19
| Horizontal Wall | 1 | 1 | 2 | 2.1 | 0.23 | 0.15 | 0.14
| Horizontal Wall | 1 | 1 | 1 | 1.905 | 0.23 | 0.15 | 0.07
| Horizontal Wall | 1 | 1 | 2 | 9.295 | 0.23 | 0.15 | 0.64
| Horizontal Wall | 1 | 1 | 2 | 4.23 | 0.23 | 0.15 | 0.29
| Horizontal Wall | 1 | 1 | 1 | 6.2 | 0.23 | 0.15 | 0.21
| Horizontal Wall | 1 | 1 | 2 | 3.695 | 0.23 | 0.15 | 0.25
| Vertical wall | 1 | 1 | 2 | 3.645 | 0.23 | 0.15 | 0.25
| Vertical wall | 1 | 1 | 2 | 7.668 | 0.23 | 0.15 | 0.53
Column upto Basement top
| Column - C1 | 1 | 1 | 79 | 0.3 | 0.45 | 0.9 | 9.6
| C2 | 1 | 1 | 54 | 0.3 | 0.6 | 0.9 | 8.75
| C3 | 1 | 1 | 3 | 0.3 | 0.6 | 0.9 | 0.49
| C4 | 1 | 1 | 7 | 0.3 | 0.75 | 0.9 | 1.42
| C5 | 1 | 1 | 1 | 0.38 | 0.75 | 0.9 | 0.26
| Lift 1 -2nos Vertical wall | 1 | 1 | 2 | 9.92 | 0.23 | 0.9 | 4.11
| Lift 2 | 1 | 1 | 1 | 11.52 | 0.23 | 0.9 | 2.38
Column deduction
| Column - C1 | -1 | 1 | 79 | 0.3 | 0.45 | 0.15 | -1.6
| C2 | -1 | 1 | 54 | 0.3 | 0.6 | 0.15 | -1.46
| C3 | -1 | 1 | 3 | 0.3 | 0.6 | 0.15 | -0.08
| C4 | -1 | 1 | 7 | 0.3 | 0.75 | 0.15 | -0.24
| C5 | -1 | 1 | 1 | 0.38 | 0.75 | 0.15 | -0.04
[8 empty] | 946.54 | cum
[7 empty] | Say | 946.6 | cum |  | C3 | 2 | 0.81 | 4.86
| a.Stilt floor/Ground floor | [9 empty] | C1 | 2
| COLUMN CONCRETE | [9 empty] | c6 | 2 | [7 empty] | 2
| Column - C1 | 1 | 1 | 79 | 0.3 | 0.45 | 2.65 | 28.26
| C2 | 1 | 1 | 54 | 0.3 | 0.6 | 2.65 | 25.76
| C3 | 1 | 1 | 3 | 0.3 | 0.6 | 2.65 | 1.43
| C4 | 1 | 1 | 7 | 0.3 | 0.75 | 2.65 | 4.17
| C5 | 1 | 1 | 1 | 0.38 | 0.75 | 2.65 | 0.76
| Main & Fire Staircase C2 | 1 | 3 | 2 | 0.23 | 0.6 | 1.1 | 0.91 |  | 2.85
Lift Vertical Wall
| Lift 1 & 2 wall alround | 1 | 1 | 2 | 9.92 | 0.23 | 2.65 | 12.09 |  |  |  |  | 2.83
| Service Lift wall alround | 1 | 1 | 1 | 11.52 | 0.23 | 2.65 | 7.02 |  |  |  |  | 2.13 | 4.96 | 9.92 | 2.53 | 3.23
| D/F Lift front Door LD | 1 | -2 | 1 | 1 | 0.23 | 2.1 | -0.97
| D/F Lift front Door LD1 | 1 | -1 | 1 | 1.2 | 0.23 | 2.1 | -0.58
Main Staircase
| Fire Staircase 1st Flight | 1 | 2 | 2 | 3.3 | 1.35 | 0.15 | 2.67
| Steps | 0.5 | 16 | 2 | 1.35 | 0.3 | 0.15 | 0.97
| Mid landing | 1 | 2 | 2 | 1.5 | 2.85 | 0.15 | 2.57
| Mid landing Beam | 1 | 1 | 2 | 3.31 | 0.23 | 0.4 | 0.61 |  | 3.31
| Mid landing Beam | 1 | 2 | 2 | 1.5 | 0.23 | 0.4 | 0.55
Main & S/C Fire Staircase
| Fire Staircase 1st Flight | 1 | 2 | 1 | 3.3 | 1.5 | 0.15 | 1.49
| Steps | 0.5 | 16 | 1 | 1.5 | 0.3 | 0.15 | 0.54
| Mid landing | 1 | 2 | 1 | 1.5 | 3.53 | 0.15 | 1.59
| Mid landing Beam | 1 | 1 | 1 | 3.53 | 0.23 | 0.4 | 0.32 |  | 3.31
| Mid landing Beam | 1 | 2 | 1 | 1.5 | 0.23 | 0.4 | 0.28
SILL SLAB
| W1 | 1 | 1 | 4 | 1.96 | 0.23 | 0.05 | 0.09 |  |  |  |  | 1.96
| SLW | 1 | 1 | 5 | 1.96 | 0.23 | 0.05 | 0.11 |  |  |  |  | 1.96
| SLW1 | 1 | 1 | 7 | 1.66 | 0.23 | 0.05 | 0.13 |  |  |  |  | 1.66
Lintel
| W1 | 4 | 1 | 1 | 1.96 | 0.23 | 0.15 | 0.27
| W1 Sunshade | 4 | 1 | 1 | 1.96 | 0.45 | 0.0625 | 0.22
| SLW | 1 | 1 | 5 | 1.96 | 0.23 | 0.15 | 0.34
| SLW Sunshade | 1 | 1 | 5 | 1.96 | 0.45 | 0.0625 | 0.28
| SLW1 | 1 | 1 | 7 | 1.66 | 0.23 | 0.15 | 0.4
| SLW1 | 1 | 1 | 7 | 1.66 | 0.45 | 0.0625 | 0.33
| D | 1 | 1 | 2 | 1.36 | 0.23 | 0.15 | 0.09 |  |  |  |  | 1.36
| EMD | 1 | 1 | 3 | 1.96 | 0.23 | 0.15 | 0.2 |  |  |  |  | 1.96
| GD | 1 | 1 | 2 | 1.46 | 0.23 | 0.15 | 0.1
| ED | 1 | 2 | 2 | 1.96 | 0.23 | 0.15 | 0.27 |  |  |  |  | 1.96
| ED1 | 1 | 2 | 2 | 1.66 | 0.23 | 0.15 | 0.23 |  |  |  |  | 1.66
ROOF SLAB CONCRETE
| hall | 10 | 1 | 1 | 3.35 | 5.18 | 0.125 | 21.69
| Bed-1 | 10 | 1 | 1 | 3.35 | 3.6 | 0.125 | 15.08
| bath (att.toilet) | 10 | 1 | 1 | 1.2 | 2.285 | 0.15 | 4.11
| Service room | 10 | 1 | 1 | 2.8 | 1.1 | 0.15 | 4.62
| kitchen | 10 | 1 | 1 | 2.8 | 2.4 | 0.125 | 8.4
| common toilet | 10 | 1 | 1 | 1.2 | 2.1 | 0.15 | 3.78
| passage | 10 | 1 | 1 | 1.4 | 1.2 | 0.125 | 2.1
| Bed-2 | 10 | 1 | 1 | 3.35 | 3.5 | 0.125 | 14.66
| S/C front passage | 1 | 1 | 2 | 2.85 | 1.26 | 0.125 | 0.9
|  | 1 | 1 | 2 | 2.03 | 1.8 | 0.125 | 0.91
| S/C front passage | 1 | 1 | 1 | 1.76 | 3.53 | 0.125 | 0.78 |  |  |  |  | 3.325 | 1.6625
| S/C front passage | 1 | 1 | 2 | 1.8 | 0.935 | 0.125 | 0.42 |  |  |  |  | 3.281 | 1.6405
| Service room front passage | 1 | 1 | 1 | 2.97 | 2.3 | 0.125 | 0.85 |  |  |  |  | 4.044 | 2.022
Corridor
| Corridor | 1 | 1 | 1 | 26.705 | 1.8 | 0.125 | 6.01
| Flat front passage area Lobby | 1 | 1 | 1 | 6.059 | 2.155 | 0.125 | 1.63
| Flat front passage area Lobby | 1 | 1 | 1 | 4.794 | 2.6 | 0.125 | 1.56
| Flat Enternce area | 1 | 2 | 5 | 2.015 | 1.615 | 0.125 | 4.07
| Garbage duct | 1 | 2 | 1 | 0.8 | 1.15 | 0.125 | 0.23
| EB duct | 1 | 2 | 1 | 1.685 | 1.15 | 0.125 | 0.48
| Garbage duct front lobby | 1 | 2 | 1 | 2.83 | 0.865 | 0.125 | 0.61
| Garbage duct back side | 1 | 1 | 1 | 0.86 | 0.935 | 0.125 | 0.1
| Garbage duct back side | 1 | 1 | 1 | 0.79 | 0.935 | 0.125 | 0.09 |  |  |  |  | 1.715 | 0.8575
| Lift back side | 1 | 1 | 1 | 0.82 | 0.935 | 0.125 | 0.1 |  |  |  |  | 1.581 | 0.7905
| Lift back side | 1 | 1 | 1 | 0.845 | 0.935 | 0.125 | 0.1 |  |  |  |  | 1.649 | 0.8245
AC Slab
| AC Slab OTS | 1 | 2 | 5 | 3.1 | 1 | 0.125 | 3.88
Beam CONCRETE
| Vertical wall | 1 | 1 | 5 | 8.895 | 0.23 | 0.4 | 4.09
| Vertical wall | 5 | 1 | 2 | 3.6 | 0.23 | 0.4 | 3.31
| Vertical wall | 5 | 1 | 4 | 4 | 0.23 | 0.4 | 7.36
| Vertical wall | 5 | 1 | 4 | 5.065 | 0.23 | 0.6 | 13.98
| Horizontal Wall | 5 | 1 | 1 | 14.39 | 0.23 | 0.4 | 6.62
| Extra | 5 | 1 | 2 | 3.5 | 0.23 | 0.05 | 0.4
| Horizontal Wall | 5 | 2 | 3 | 3.385 | 0.23 | 0.6 | 14.01
| Horizontal Wall | 5 | 1 | 2 | 3.35 | 0.23 | 0.4 | 3.08
Corridor & Lobby
| Vertical wall | 1 | 1 | 1 | 21.19 | 0.23 | 0.4 | 1.95
| Extra | 1 | 1 | 2 | 7.225 | 0.23 | 0.05 | 0.17
| Vertical wall | 1 | 1 | 2 | 7.895 | 0.23 | 0.45 | 1.63
| Vertical wall | 1 | 1 | 1 | 7.623 | 0.23 | 0.6 | 1.05
| Vertical wall | 1 | 1 | 1 | 7.929 | 0.23 | 0.6 | 1.09
| Vertical wall | 1 | 1 | 1 | 6.059 | 0.23 | 0.3 | 0.42
| Vertical wall | 1 | 1 | 10 | 1.9 | 0.23 | 0.3 | 1.31
| Vertical wall | 1 | 1 | 1 | 3.53 | 0.23 | 0.45 | 0.37
| Vertical wall | 1 | 1 | 1 | 6.52 | 0.23 | 0.45 | 0.67
| Vertical wall | 1 | 1 | 1 | 2.3 | 0.23 | 0.6 | 0.32
| Horizontal Wall | 1 | 1 | 2 | 38.35 | 0.23 | 0.4 | 7.06
| Horizontal Wall | 4 | 1 | 2 | 3.615 | 0.23 | 0.2 | 1.33
| Horizontal Wall | 2 | 1 | 1 | 26.705 | 0.23 | 0.45 | 5.53
| Horizontal Wall | 3 | 1 | 1 | 1.9 | 0.23 | 0.3 | 0.39
| Horizontal Wall | 2 | 1 | 1 | 2.85 | 0.23 | 0.4 | 0.52
| Horizontal Wall | 2 | 1 | 1 | 2.85 | 0.23 | 0.45 | 0.59
| Horizontal Wall | 1 | 1 | 1 | 6.2 | 0.23 | 0.45 | 0.64
Deduction
| Column - C1 | -1 | 1 | 79 | 0.3 | 0.45 | 0.4 | -4.27
| C2 | -1 | 1 | 54 | 0.3 | 0.6 | 0.4 | -3.89
| C3 | -1 | 1 | 3 | 0.3 | 0.6 | 0.4 | -0.22
| C4 | -1 | 1 | 7 | 0.3 | 0.75 | 0.4 | -0.63
| C5 | -1 | 1 | 1 | 0.38 | 0.75 | 0.4 | -0.11
Duct
| Duct beam Horizontal & Vertical DB -I Top A.T | 1 | 5 | 2 | 2.412 | 0.23 | 0.4 | 2.22 |  |  |  |  | 2.645
| Duct DB -I C.T Horizontal | 1 | 5 | 1 | 2.4 | 0.115 | 0.4 | 0.55 |  |  |  |  | 2.179
| Duct DB -I C.T vertical | 1 | 5 | 2 | 0.6 | 0.23 | 0.4 | 0.55
| Duct DB -I C.T Horizontal | 1 | 5 | 1 | 2.35 | 0.115 | 0.4 | 0.54 |  |  |  |  | 2.179
| Duct DB -I C.T vertical | 1 | 5 | 2 | 0.6 | 0.23 | 0.4 | 0.55
[6 empty] | Total |  | 263.84 | cum
[6 empty] | Say |  | 263.9 | cum
(b) In First Floor
| COLUMN CONCRETE | [18 empty] | 0
| Column - C1 | 1 | 1 | 79 | 0.3 | 0.45 | 2.65 | 28.26
| C2 | 1 | 1 | 54 | 0.3 | 0.6 | 2.65 | 25.76
| C3 | 1 | 1 | 3 | 0.3 | 0.6 | 2.65 | 1.43
| C4 | 1 | 1 | 7 | 0.3 | 0.75 | 2.65 | 4.17
| C5 | 1 | 1 | 1 | 0.38 | 0.75 | 2.65 | 0.76
| Main & Fire Staircase C2 | 1 | 3 | 2 | 0.23 | 0.6 | 1.1 | 0.91 |  | 2.85
Lift Vertical Wall
| Lift 1 & 2 wall alround | 1 | 1 | 2 | 9.92 | 0.23 | 2.65 | 12.09 |  |  |  |  | 2.83 | 2.45
| Service Lift wall alround | 1 | 1 | 1 | 11.52 | 0.23 | 2.65 | 7.02 |  |  |  |  | 2.13 | 4.96 | 9.92 | 2.53 | 3.23
| D/F Lift front Door LD | 1 | -2 | 1 | 1 | 0.23 | 2.1 | -0.97
| D/F Lift front Door LD1 | 1 | -1 | 1 | 1.2 | 0.23 | 2.1 | -0.58
Main Staircase
| Fire Staircase 1st Flight | 1 | 2 | 2 | 3.3 | 1.35 | 0.15 | 2.67
| Steps | 0.5 | 20 | 2 | 1.35 | 0.3 | 0.15 | 1.22
| Mid landing | 1 | 2 | 2 | 1.5 | 2.85 | 0.15 | 2.57
| Mid landing Beam | 1 | 1 | 2 | 3.31 | 0.23 | 0.4 | 0.61
| Mid landing Beam | 1 | 2 | 2 | 1.5 | 0.23 | 0.4 | 0.55
Fire Staircase
| Service Staircase 1st Flight | 1 | 1 | 1 | 3.3 | 1.5 | 0.15 | 0.74
| Steps | 0.5 | 20 | 1 | 1.5 | 0.3 | 0.15 | 0.68
| Mid landing | 1 | 1 | 1 | 1.5 | 3.53 | 0.15 | 0.79
| Mid landing Beam | 1 | 1 | 1 | 3.76 | 0.23 | 0.4 | 0.35
| Mid landing Beam | 1 | 2 | 1 | 1.5 | 0.23 | 0.4 | 0.28
SILL SLAB
| Hall FW | 1 | 10 | 1 | 1.96 | 0.23 | 0.05 | 0.23 |  |  |  |  | 1.96
| W | 1 | 10 | 1 | 2.26 | 0.23 | 0.05 | 0.26 |  |  |  |  | 2.26
| W1 | 1 | 10 | 1 | 1.96 | 0.23 | 0.05 | 0.23 |  |  |  |  | 1.96
| SW | 1 | 2 | 1 | 2.26 | 0.23 | 0.05 | 0.05 |  |  |  |  | 2.26
| SW1 | 1 | 4 | 1 | 1.66 | 0.23 | 0.05 | 0.08 |  |  |  |  | 1.66
| KW | 1 | 10 | 1 | 1.56 | 0.23 | 0.05 | 0.18 |  |  |  |  | 1.56
| Garbage duct GW | 1 | 2 | 1 | 1.21 | 0.23 | 0.05 | 0.03 |  |  |  |  | 1.21
Lintel &window
| FW | 1 | 10 | 1 | 1.96 | 0.23 | 0.15 | 0.68
| FW Sunshade | 1 | 10 | 1 | 1.96 | 0.45 | 0.0625 | 0.55
| W | 1 | 10 | 1 | 2.26 | 0.23 | 0.15 | 0.78
| W sunshade | 1 | 10 | 1 | 2.26 | 0.45 | 0.0625 | 0.64
| SW | 1 | 2 | 1 | 2.26 | 0.23 | 0.15 | 0.16
| SW sunshade | 1 | 2 | 1 | 2.26 | 0.45 | 0.0625 | 0.13
| SW1 | 1 | 4 | 1 | 1.66 | 0.23 | 0.15 | 0.23
| SW1 sunshade | 1 | 4 | 1 | 1.66 | 0.45 | 0.0625 | 0.19
| MD | 1 | 10 | 1 | 1.46 | 0.23 | 0.15 | 0.5
| GD | 1 | 10 | 1 | 1.46 | 0.23 | 0.15 | 0.5
| D | 1 | 10 | 2 | 1.36 | 0.23 | 0.15 | 0.94 |  |  |  |  | 1.36
| D1 | 1 | 10 | 1 | 1.21 | 0.23 | 0.15 | 0.42 |  |  |  |  | 1.21
| O | 1 | 10 | 1 | 1.2 | 0.23 | 0.15 | 0.41
| EB duct GD | 1 | 2 | 1 | 1.46 | 0.23 | 0.15 | 0.1
| Garbage duct GW | 1 | 2 | 1 | 1.21 | 0.23 | 0.15 | 0.08 |  |  |  |  | 1.21
| C/W between toilet wall | 1 | 10 | 2 | 3.5 | 0.115 | 0.15 | 1.21
| C/W between toilet & Kitchen wall | 1 | 10 | 2 | 2.8 | 0.115 | 0.15 | 0.97
| C/W between A.T & Kitchen | 1 | 10 | 1 | 3.5 | 0.115 | 0.15 | 0.6
| C/W between toilet | 1 | 10 | 1 | 1.2 | 0.115 | 0.15 | 0.21
| Kitchen hearth slab | 1 | 10 | 1 | 3.85 | 0.6 | 0.1 | 2.31 |  |  |  |  | 5.2
| Kitchen hearth slab side | 1 | 10 | 2 | 0.6 | 0.6 | 0.1 | 0.72
| Hall loft | 1 | 10 | 1 | 3.35 | 0.45 | 0.05 | 0.75
| bed-1 Loft | 1 | 10 | 1 | 3.35 | 0.6 | 0.05 | 1.01
| bed-2 Loft | 1 | 10 | 1 | 3.35 | 0.6 | 0.05 | 1.01
| Kitchen loft | 1 | 10 | 1 | 5.2 | 0.6 | 0.05 | 1.56 |  |  |  |  | 5.2
ROOF SLAB CONCRETE
| hall | 10 | 1 | 1 | 3.35 | 5.18 | 0.125 | 21.69
| Bed-1 | 10 | 1 | 1 | 3.35 | 3.6 | 0.125 | 15.08
| bath (att.toilet) | 10 | 1 | 1 | 1.2 | 2.285 | 0.15 | 4.11
| Service room | 10 | 1 | 1 | 2.8 | 1.1 | 0.15 | 4.62
| kitchen | 10 | 1 | 1 | 2.8 | 2.4 | 0.125 | 8.4
| common toilet | 10 | 1 | 1 | 1.2 | 2.1 | 0.15 | 3.78
| passage | 10 | 1 | 1 | 1.4 | 1.2 | 0.125 | 2.1
| Bed-2 | 10 | 1 | 1 | 3.35 | 3.5 | 0.125 | 14.66
| S/C front passage | 1 | 1 | 2 | 2.85 | 1.26 | 0.125 | 0.9
| S/C front passage | 1 | 1 | 1 | 1.66 | 1.8 | 0.125 | 0.37
| S/C front passage | 1 | 1 | 1 | 1.64 | 1.8 | 0.125 | 0.37
| S/C front passage | 1 | 1 | 1 | 1.75 | 1.8 | 0.125 | 0.39
| Service S/C front passage | 1 | 1 | 1 | 2 | 3.53 | 0.125 | 0.88
| Service room front passage | 1 | 1 | 1 | 2.97 | 2.3 | 0.125 | 0.85
Corridor
| Corridor | 1 | 1 | 1 | 26.705 | 1.8 | 0.125 | 6.01
| Flat front passage area Lobby | 1 | 1 | 1 | 6.059 | 2.155 | 0.125 | 1.63
| Flat front passage area Lobby | 1 | 1 | 1 | 4.794 | 2.6 | 0.125 | 1.56
| Flat Enternce area | 1 | 2 | 5 | 2.015 | 1.615 | 0.125 | 4.07
| Garbage duct | 1 | 2 | 1 | 0.8 | 1.15 | 0.125 | 0.23
| EB duct | 1 | 2 | 1 | 1.685 | 1.15 | 0.125 | 0.48
| Garbage duct front lobby | 1 | 2 | 1 | 2.83 | 0.865 | 0.125 | 0.61
| Garbage duct back side | 1 | 1 | 1 | 0.86 | 0.935 | 0.125 | 0.1
| Garbage duct back side | 1 | 1 | 1 | 0.79 | 0.935 | 0.125 | 0.09 |  |  |  |  | 1.715 | 0.8575
| Lift back side | 1 | 1 | 1 | 0.82 | 0.935 | 0.125 | 0.1 |  |  |  |  | 1.581 | 0.7905
| Lift back side | 1 | 1 | 1 | 0.845 | 0.935 | 0.125 | 0.1 |  |  |  |  | 1.649 | 0.8245
| Garbage 0ffset | 1 | 1 | 1 | 1.63 | 0.935 | 0.125 | 0.19
| Store | 1 | 1 | 1 | 2.135 | 2.13 | 0.125 | 0.57
| EB front area | 1 | 1 | 1 | 2.135 | 0.75 | 0.125 | 0.2
AC Slab
| AC Slab OTS | 1 | 2 | 5 | 3.1 | 1 | 0.125 | 3.88
| AC Slab OTS | 1 | 2 | 1 | 2.5 | 1 | 0.125 | 0.63
| Beam CONCRETE | [11 empty] | 3.325 | 1.6625
| Vertical wall | 1 | 1 | 5 | 8.895 | 0.23 | 0.4 | 4.09
| Vertical wall | 5 | 1 | 2 | 3.6 | 0.23 | 0.4 | 3.31
| Vertical wall | 5 | 1 | 4 | 4 | 0.23 | 0.4 | 7.36
| Vertical wall | 5 | 1 | 4 | 5.065 | 0.23 | 0.6 | 13.98
| Horizontal Wall | 5 | 1 | 1 | 14.39 | 0.23 | 0.4 | 6.62
| Extra | 5 | 1 | 2 | 3.5 | 0.23 | 0.05 | 0.4
| Horizontal Wall | 5 | 2 | 3 | 3.385 | 0.23 | 0.6 | 14.01
| Horizontal Wall | 5 | 1 | 2 | 3.35 | 0.23 | 0.4 | 3.08
Corridor & Lobby
| Vertical wall | 1 | 1 | 1 | 21.19 | 0.23 | 0.4 | 1.95
| Extra | 1 | 1 | 2 | 7.225 | 0.23 | 0.05 | 0.17
| Vertical wall | 1 | 1 | 2 | 7.895 | 0.23 | 0.45 | 1.63
| Vertical wall | 1 | 1 | 1 | 7.623 | 0.23 | 0.6 | 1.05
| Vertical wall | 1 | 1 | 1 | 7.929 | 0.23 | 0.6 | 1.09
| Vertical wall | 1 | 1 | 1 | 6.059 | 0.23 | 0.3 | 0.42
| Vertical wall | 1 | 1 | 10 | 1.9 | 0.23 | 0.3 | 1.31
| Vertical wall | 1 | 1 | 1 | 3.53 | 0.23 | 0.45 | 0.37
| Vertical wall | 1 | 1 | 1 | 6.52 | 0.23 | 0.45 | 0.67
| Vertical wall | 1 | 1 | 1 | 2.3 | 0.23 | 0.6 | 0.32
| Horizontal Wall | 1 | 1 | 2 | 38.35 | 0.23 | 0.4 | 7.06
| Horizontal Wall | 4 | 1 | 2 | 3.615 | 0.23 | 0.2 | 1.33
| Horizontal Wall | 2 | 1 | 1 | 26.705 | 0.23 | 0.45 | 5.53
| Horizontal Wall | 3 | 1 | 1 | 1.9 | 0.23 | 0.3 | 0.39
| Horizontal Wall | 2 | 1 | 1 | 2.85 | 0.23 | 0.4 | 0.52
| Horizontal Wall | 2 | 1 | 1 | 2.85 | 0.23 | 0.45 | 0.59
| Horizontal Wall | 1 | 1 | 1 | 6.2 | 0.23 | 0.45 | 0.64
Deduction
| Column - C1 | -1 | 1 | 79 | 0.3 | 0.45 | 0.4 | -4.27
| C2 | -1 | 1 | 54 | 0.3 | 0.6 | 0.4 | -3.89
| C3 | -1 | 1 | 3 | 0.3 | 0.6 | 0.4 | -0.22
| C4 | -1 | 1 | 7 | 0.3 | 0.75 | 0.4 | -0.63
| C5 | -1 | 1 | 1 | 0.38 | 0.75 | 0.4 | -0.11
Duct
| Duct beam Horizontal & Vertical DB -I Top A.T | 1 | 5 | 2 | 2.412 | 0.23 | 0.4 | 2.22
| Duct DB -I C.T Horizontal | 1 | 5 | 1 | 2.4 | 0.115 | 0.4 | 0.55
| Duct DB -I C.T vertical | 1 | 5 | 2 | 0.6 | 0.23 | 0.4 | 0.55
| Duct DB -I C.T Horizontal | 1 | 5 | 1 | 2.35 | 0.115 | 0.4 | 0.54
| Duct DB -I C.T vertical | 1 | 5 | 2 | 0.6 | 0.23 | 0.4 | 0.55
[8 empty] | 278.86 | cum
278.9
(c) In Second Floor
| same qty as above | [6 empty] | 278.9 | cum
(d) In Third Floor
| same qty as above | [6 empty] | 278.9 | cum
(e) In fourth Floor
| same qty as above | [6 empty] | 278.9 | cum
(f) In fifth Floor
| same qty as above |  |  |  |  | Total |  | 278.9 | cum
(g) In sixth Floor
| same qty as above | [6 empty] | 278.9 | cum
(h) In seventh Floor
| same qty as above | [6 empty] | 278.9 | cum
(i) In eight Floor
| same qty as above | [6 empty] | 278.9 | cum
(j) In nineth Floor
| same qty as above | [6 empty] | 278.9 | cum
(j) In tenth Floor
| same qty as above | [6 empty] | 278.9 | cum
PARAPET WALL 115mm WALL
| Parapet wall building alround | 1 | 1 | 1 | 271.578 | 0.115 | 1.5 | 46.85 |  |  |  |  | 224.088
PARAPERT COLUMN
| Column - C1 | 1 | 1 | 57 | 0.3 | 0.45 | 1.5 | 11.54
| C2 | 1 | 1 | 23 | 0.3 | 0.6 | 1.5 | 6.21
| C3 | 1 | 1 | 1 | 0.3 | 0.6 | 1.5 | 0.27
OHT - COLUMN CONCRETE
| C2 | 1 | 1 | 21 | 0.3 | 0.6 | 0.65 | 2.46
| C4 | 1 | 1 | 7 | 0.3 | 0.75 | 0.65 | 1.02 |  | #REF!
OHT - Base Slab CONCRETE
| Base Slab | 5 | 1 | 1 | 14.62 | 4.39 | 0.15 | 48.14
| Horizontal beam | 5 | 3 | 1 | 14.62 | 0.23 | 0.4 | 20.18
| Vertical beam | 5 | 4 | 1 | 3.93 | 0.23 | 0.4 | 7.23 |  |  |  |  | 3.93
|  | . |  |  |  |  | Total | 422.8 | cum
[7 empty] | Say | 423 | cum
(k) In Eleventh Floor
I. | OHT -Vertical wall Concrete
| Wall outer alround | 5 | 1 | 1 | 33.94 | 0.23 | 0.95 | 37.08 |  |  |  |  | 13.85 | 2.82 | 16.67 | 33.34
| Inner wall | 5 | 1 | 1 | 2.13 | 0.23 | 0.95 | 2.33 |  |  |  |  | 2.13
OHT -Cover slab Concrete
| Cover Slab | 5 | 1 | 1 | 13.62 | 2.59 | 0.15 | 26.46
| D/F Manhole | -5 | 1 | 20 | 0.6 | 0.6 | 0.15 | -5.4 | [5 empty] | #REF!
| D/F Manhole Security room tank & Office room | -1 | 1 | 2 | 0.6 | 0.6 | 0.15 | -0.11 | [5 empty] | 14.33
Main & Fire Head Room Column Concrete
| C2 | 1 | 1 | 8 | 0.23 | 0.6 | 2.45 | 2.7
| C3 | 1 | 2 | 1 | 0.23 | 0.75 | 2.45 | 0.85
| C4 | 1 | 2 | 1 | 0.23 | 0.45 | 2.45 | 0.51
| Main & Fire staircase Head room slab Concrete | [12 empty] | 6.01 | 3.31
| Head Room Slab | 1 | 1 | 3 | 5.55 | 2.85 | 0.125 | 5.93
| Corridor | 1 | 1 | 1 | 1.6 | 1.5 | 0.125 | 0.3 |  |  |  |  | 3.213 | 1.6065 | 4.62
| Corridor | 1 | 1 | 1 | 1.65 | 1.5 | 0.125 | 0.31 |  |  |  |  | 3.308 | 1.654 | 1.54
| Corridor | 1 | 1 | 1 | 1.37 | 1.5 | 0.125 | 0.26 |  |  |  |  | 2.747 | 1.3735
BEAM
| Vertical beam | 1 | 3 | 2 | 6.01 | 0.23 | 0.4 | 3.32 |  |  |  |  | 6.01 | 0.275
| Vertical beam | 1 | 1 | 1 | 1.6 | 0.23 | 0.4 | 0.15
| Vertical beam | 1 | 1 | 1 | 1.65 | 0.23 | 0.4 | 0.15
| Vertical beam | 1 | 1 | 1 | 1.37 | 0.23 | 0.4 | 0.13
| Horizontal beam | 1 | 3 | 3 | 2.85 | 0.23 | 0.4 | 2.36
| Sill slab SW | 1 | 3 | 1 | 2.26 | 0.23 | 0.05 | 0.08 |  |  |  |  | 2.26
| Sill slab SW1 | 1 | 3 | 2 | 1.66 | 0.23 | 0.05 | 0.11 |  |  |  |  | 1.66
| Lintel SW | 1 | 3 | 1 | 2.26 | 0.23 | 0.15 | 0.23
| Lintel SW1 | 1 | 3 | 2 | 1.66 | 0.23 | 0.15 | 0.34
| Sunshade SW | 1 | 3 | 1 | 2.26 | 0.45 | 0.0625 | 0.19
| Sunshade SW1 | 1 | 3 | 2 | 1.66 | 0.45 | 0.0625 | 0.28
Fire OHT Column Concrete
| C2 | 2 | 3 | 1 | 0.23 | 0.6 | 0.9 | 0.75
| C3 | 2 | 1 | 1 | 0.23 | 0.75 | 0.9 | 0.31
Fire staircase OHT base Slab Concrete
| Base Slab Area | 2 | 1 | 1 | 4.55 | 1.85 | 0.15 | 2.53 |  |  |  |  | 8.4 | 1.85
| horizontal beam | 2 | 2 | 1 | 4.55 | 0.23 | 0.3 | 1.26 |  |  |  |  | 6.01
| vertical beam | 2 | 2 | 1 | 1.85 | 0.23 | 0.25 | 0.43
Fire OHT Vertical wall Concrete
| Wall Concrete | 2 | 1 | 1 | 13.72 | 0.23 | 1.2 | 7.57 |  |  |  |  | 4.78 | 2.08 | 6.86 | 13.72
Fire OHT Cover Slab concrete
| coverb slab | 1 | 1 | 1 | 4.55 | 1.85 | 0.15 | 1.26
| D/F Manhole | -1 | 1 | 1 | 0.6 | 0.6 | 0.15 | -0.05
[8 empty] | 92.62 | cum
[7 empty] | Say | 93 | cum
9.2 | Birck work in CM 1:6 using chambar burnt brick of size 23X11.4X7.5
(a) Stilt Floor/Ground Floor
| EB Room alround wall | 1 | 1 | 2 | 25.48 | 0.23 | 2.45 | 28.72 |  |  |  |  | 3.615 | 9.125 | 12.74 | 25.48
| EB Room side wall | 1 | 2 | 2 | 1.8 | 0.23 | 2.45 | 4.06 |  |  |  |  | 5.415 | 1.8
| D/F Door GD | -1 | 1 | 2 | 1 | 0.23 | 2.1 | -0.97
| D/F Window W1 | -1 | 1 | 2 | 1.5 | 0.23 | 1.35 | -0.93
| D/F Window SLW | -1 | 1 | 2 | 1.5 | 0.23 | 1.35 | -0.93
| Office room alround | 1 | 1 | 1 | 17.76 | 0.23 | 2.45 | 10.01 |  |  |  |  | 5.415 | 3.465 | 8.88 | 17.76
| D/F toilet passage open | -1 | 1 | 1 | 1.1 | 0.23 | 2.1 | -0.53
| Gentrator room alround | 1 | 1 | 1 | 15.69 | 0.23 | 2.45 | 8.84 |  |  |  |  | 4.23 | 3.615 | 7.845 | 15.69
| D/F RS | -1 | 1 | 1 | 2.1 | 0.23 | 2.1 | -1.01
| D/F W1 | -1 | 1 | 1 | 1.5 | 0.23 | 1.35 | -0.47
| Office toilet vertical wall | 1 | 1 | 1 | 1.315 | 0.23 | 2.45 | 0.74
| Pumproom alround | 1 | 1 | 1 | 15.79 | 0.23 | 2.45 | 8.9 |  |  |  |  | 4.28 | 3.615 | 7.895 | 15.79
| D/F W1 | -1 | 1 | 1 | 1.5 | 0.23 | 1.35 | -0.47
| D/F RS | -1 | 1 | 1 | 2.1 | 0.23 | 2.1 | -1.01
| Security room alround | 1 | 1 | 1 | 17.72 | 0.23 | 2.45 | 9.99 |  |  |  |  | 5.415 | 3.445 | 8.86 | 17.72
| D/F D | -1 | 1 | 1 | 0.9 | 0.23 | 2.1 | -0.43
| toilet vertical wall | 1 | 1 | 1 | 1.315 | 0.23 | 2.1 | 0.64
| OTS 3 side | 1 | 1 | 2 | 7.245 | 0.23 | 0.6 | 2 |  |  |  |  | 7.245
| OTS 2 side | 1 | 1 | 2 | 5.23 | 0.23 | 0.6 | 1.44 |  |  |  |  | 5.23
| OTS side | 1 | 1 | 4 | 2.015 | 0.23 | 0.6 | 1.11 |  |  |  |  | 2.015
| OTS side | 1 | 1 | 4 | 4 | 0.23 | 0.6 | 2.21 |  |  |  |  | 4
| C/W between Flat Vertical | 1 | 1 | 4 | 8.644 | 0.23 | 2.45 | 19.48
| C/W between Flat Vertical | 1 | 1 | 4 | 2.7 | 0.23 | 2.45 | 6.09
| C/W between Flat Vertical | 1 | 1 | 4 | 2.85 | 0.23 | 2.45 | 6.42
| Main and Fire S/C wall | 1 | 2 | 3 | 5.779 | 0.23 | 2.45 | 19.54
| Main and Fire S/C wall | 1 | 1 | 3 | 2.85 | 0.23 | 2.45 | 4.82
| D/F SLW | -1 | 1 | 3 | 1.5 | 0.23 | 1.35 | -1.4
| D/F SLW1 | -1 | 2 | 3 | 1.2 | 0.23 | 1.35 | -2.24
| C/W between Flat horizontal | 1 | 2 | 2 | 2.05 | 0.23 | 2.45 | 4.62
| C/W between Flat front horizontal | 1 | 1 | 4 | 3.33 | 0.23 | 2.45 | 7.51
| D/F ED | -1 | 1 | 4 | 1.2 | 0.23 | 2.1 | -2.32
| D/F ED1 | -1 | 1 | 4 | 1.5 | 0.23 | 2.1 | -2.9
| Garbage duct wall | 1 | 1 | 2 | 1.495 | 0.23 | 2.45 | 1.68
| C/W between lift side | 1 | 1 | 1 | 3.015 | 0.23 | 2.45 | 1.7
| Add main entry | 1 | 1 | 4 | 2.3 | 0.23 | 2.45 | 5.18
| D/F EMD | -1 | 1 | 4 | 1.5 | 0.23 | 2.1 | -2.9
| Service lift front side | 1 | 1 | 1 | 2.32 | 0.23 | 2.45 | 1.31
| Service lift front side | 1 | 1 | 1 | 1.724 | 0.23 | 2.45 | 0.97
| D/F SLW | -1 | 1 | 1 | 1.5 | 0.23 | 1.35 | -0.47
| S/C side | 1 | 1 | 3 | 2.95 | 0.23 | 2.45 | 4.99
Deduction
| Column - C1 | -1 | 1 | 30 | 0.3 | 0.45 | 2.65 | -10.73
| C2 | -1 | 1 | 11 | 0.3 | 0.6 | 2.65 | -5.25
| C3 | -1 | 1 | 1 | 0.3 | 0.6 | 2.65 | -0.48
[8 empty] | 127.53 | cum
[7 empty] | Say | 128 | cum
(b) First Floor
| Building Alround | 1 | 1 | 1 | 213.646 | 0.23 | 2.65 | 130.22
| Middle wall | 1 | 1 | 5 | 11.255 | 0.23 | 2.65 | 34.3
| Bed 2 side wall | 1 | 1 | 10 | 6.965 | 0.23 | 2.65 | 42.45
| Bed 2 , Hall & OTS, lift inbetween wall | 1 | 1 | 2 | 7.89 | 0.23 | 2.65 | 9.62
| Bed 2 , Hall & OTS, lift inbetween wall | 1 | 1 | 2 | 5.06 | 0.23 | 2.65 | 6.17
| Bed 2 , Hall & OTS, lift inbetween wall | 1 | 1 | 2 | 7.195 | 0.23 | 2.65 | 8.77
| Bed 2 , Hall & OTS, lift inbetween wall | 1 | 1 | 2 | 4.46 | 0.23 | 2.65 | 5.44
| Bed 2 , Hall & OTS, lift inbetween wall | 1 | 1 | 2 | 6.387 | 0.23 | 2.65 | 7.79
| Bed 1 & Bed 2 door support pillar | 2 | 1 | 5 | 0.15 | 0.23 | 2.65 | 0.91 |  |  |  |  | #REF!
| Passage Wall | 1 | 1 | 10 | 1.38 | 0.23 | 2.65 | 8.41
| Gate front pillar | 1 | 1 | 10 | 0.23 | 0.23 | 2.65 | 1.4
| D/F MD Maindoor | -1 | 1 | 10 | 1 | 0.23 | 2.1 | -4.83
| D/f passage open | -1 | 1 | 10 | 1 | 0.23 | 2.1 | -4.83
| D/F W | -1 | 1 | 10 | 1.8 | 0.23 | 1.35 | -5.59
| D/F W1 | -1 | 1 | 10 | 1.5 | 0.23 | 1.35 | -4.66
| D/F FW | -1 | 1 | 10 | 1.5 | 0.23 | 1.8 | -6.21
| D/F VX | -1 | 1 | 10 | 0.75 | 0.23 | 0.75 | -1.29
| D/F SW | -1 | 1 | 2 | 1.8 | 0.23 | 1.35 | -1.12
| D/F SW1 | -1 | 2 | 2 | 1.2 | 0.23 | 1.35 | -1.49
D/F Sill concrete
| D/F W | -1 | 1 | 10 | 2.26 | 0.23 | 0.05 | -0.26 |  |  |  |  | 2.26
| D/F W1 | -1 | 1 | 10 | 1.96 | 0.23 | 0.05 | -0.23 |  |  |  |  | 1.96
| D/F FW | -1 | 1 | 10 | 1.96 | 0.23 | 0.05 | -0.23 |  |  |  |  | 1.96
| D/F SW | -1 | 1 | 3 | 2.26 | 0.23 | 0.05 | -0.08 |  |  |  |  | 2.26
| D/F SW1 | -1 | 2 | 3 | 1.66 | 0.23 | 0.05 | -0.11 |  |  |  |  | 1.66
D/F Lintel
| D/F MD Maindoor | -1 | 1 | 10 | 1.46 | 0.23 | 0.15 | -0.5
| D/f passage open | -1 | 1 | 10 | 1.46 | 0.23 | 0.15 | -0.5
| D/F W | -1 | 2 | 10 | 2.26 | 0.23 | 0.15 | -1.56
| D/F W1 | -1 | 1 | 10 | 1.96 | 0.23 | 0.15 | -0.68
| D/F FW | -1 | 1 | 10 | 1.96 | 0.23 | 0.15 | -0.68
| D/F SW | -1 | 1 | 2 | 2.26 | 0.23 | 0.15 | -0.16
| D/F SW1 | -1 | 2 | 2 | 1.66 | 0.23 | 0.15 | -0.23
Floor Bed
| Showcase shelf Hall | 10 | 1 | 1 | 2.015 | 0.3 | 0.15 | 0.91
| W/R Bed 1 | 10 | 1 | 1 | 1.2 | 0.6 | 0.15 | 1.08
| Bed 1 C/B | 10 | 1 | 1 | 0.84 | 0.45 | 0.15 | 0.57
| Bed 2 W/R | 10 | 1 | 1 | 1.2 | 0.6 | 0.15 | 1.08
| Bed 2 Shelf | 10 | 1 | 1 | 0.725 | 0.45 | 0.15 | 0.49
| Kitchen Shelf | 10 | 1 | 1 | 5.2 | 0.45 | 0.15 | 3.51 |  |  |  |  | 5.2
Passage Area
| OTS wall vertical | 1 | 1 | 12 | 1.9 | 0.23 | 1.5 | 7.87
| Garbage duct vertical wall | 1 | 1 | 2 | 1.495 | 0.23 | 2.45 | 1.68
| S/C side passage wall | 1 | 1 | 1 | 1.165 | 0.23 | 2.45 | 0.66
| S/C side passage wall | 1 | 1 | 1 | 1.315 | 0.23 | 2.45 | 0.74
| S/C side passage wall | 1 | 1 | 1 | 0.982 | 0.23 | 2.45 | 0.55
| Shoe rack | 1 | 1 | 10 | 2.015 | 0.3 | 0.15 | 0.91
| Kitchen Hearth slab support wall | 10 | 1 | 2 | 0.6 | 0.23 | 0.75 | 2.07
Deduction
| Column - C1 | -1 | 1 | 65 | 0.23 | 0.45 | 2.65 | -17.83
| C2 | -1 | 1 | 20 | 0.23 | 0.6 | 2.65 | -7.31
| C3 | -1 | 1 | 3 | 0.23 | 0.6 | 2.65 | -1.1
| C4 | -1 | 1 | 4 | 0.23 | 0.75 | 2.65 | -1.83
| C5 | -1 | 1 | 1 | 0.23 | 0.75 | 2.65 | -0.46
[8 empty] | 213.83 | cum
[7 empty] | Say | 214 | cum
(c) In Second Floor
| same qty as above | [6 empty] | 214 | cum
(d) In Third Floor
| same qty as above | [6 empty] | 214 | cum
(e) In fourth Floor
| same qty as above | [6 empty] | 214 | cum
(f) In fifth Floor
| same qty as above |  |  |  |  | Total |  | 214 | cum
(g) In sixth Floor
| same qty as above | [6 empty] | 214 | cum
(h) In seventh Floor
| same qty as above | [6 empty] | 214 | cum
(i) In eight Floor
| same qty as above | [6 empty] | 214 | cum
(j) In nineth Floor
| same qty as above | [6 empty] | 214 | cum
(k) In tenth Floor
| OHT below brick work | 5 | 1 | 2 | 4.39 | 0.23 | 0.65 | 6.56
| OHT below brick work | 5 | 1 | 2 | 4.39 | 0.23 | 0.65 | 6.56
[8 empty] | 227.12 | cum
[7 empty] | Say | 227.2 | cum
P).ELEVENTH floor
| Fire head room wall 3 side | 1 | 3 | 1 | 17.72 | 0.23 | 2.65 | 32.4 |  |  |  |  | 5.78 | 3.08 | 8.86 | 17.72
| S/C 1 front passage wall | 1 | 1 | 1 | 2.277 | 0.23 | 2.65 | 1.39
| S/C 1 front passage wall | 1 | 1 | 1 | 0.93 | 0.23 | 2.65 | 0.57
| S/C 1 front passage wall | 1 | 1 | 1 | 1.763 | 0.23 | 2.65 | 1.07
| S/C 2 front passage wall | 1 | 1 | 1 | 2.372 | 0.23 | 2.65 | 1.45
| S/C 2 & 3 front passage wall | 1 | 1 | 1 | 0.93 | 0.23 | 2.65 | 0.57
| S/C 2 & 3 front passage wall | 1 | 1 | 1 | 1.989 | 0.23 | 2.65 | 1.21
| S/C 3 Front passage wall | 1 | 1 | 1 | 2.267 | 0.23 | 2.65 | 1.38
| S/C 3 Front passage wall | 1 | 1 | 1 | 0.83 | 0.23 | 2.65 | 0.51 |  |  |  |  | 1.93
| S/C 3 Front passage wall | 1 | 1 | 1 | 2.092 | 0.23 | 2.65 | 1.28
| D/f GD | -1 | 3 | 1 | 1 | 0.23 | 2.1 | -1.45
| D/F SW | -1 | 3 | 1 | 1.8 | 0.23 | 1.35 | -1.68
| D/F SW1 | -1 | 3 | 2 | 1.2 | 0.23 | 1.35 | -2.24
Main & Fire S/C parapet wall
| Fire S/C parapet wall alround | 1 | 3 | 1 | 17.72 | 0.23 | 0.45 | 5.5
| S/C 1 front passage wall | 1 | 1 | 1 | 2.277 | 0.23 | 0.45 | 0.24
| S/C 1 front passage wall | 1 | 1 | 1 | 0.93 | 0.23 | 0.45 | 0.1
| S/C 1 front passage wall | 1 | 1 | 1 | 1.763 | 0.23 | 0.45 | 0.18
| S/C 2 front passage wall | 1 | 1 | 1 | 2.372 | 0.23 | 0.45 | 0.25
| S/C 2 & 3 front passage wall | 1 | 1 | 1 | 0.93 | 0.23 | 0.45 | 0.1
| S/C 2 & 3 front passage wall | 1 | 1 | 1 | 1.989 | 0.23 | 0.45 | 0.21
| S/C 3 Front passage wall | 1 | 1 | 1 | 2.267 | 0.23 | 0.45 | 0.23
| S/C 3 Front passage wall | 1 | 1 | 1 | 0.83 | 0.23 | 0.45 | 0.09 |  |  |  |  | 1.93
| S/C 3 Front passage wall | 1 | 1 | 1 | 2.092 | 0.23 | 0.45 | 0.22
Lift wall
| Passanger lift allround | 1 | 1 | 2 | 10.52 | 0.23 | 1.5 | 7.26 |  |  |  |  | 3.13 | 2.13 | 5.26 | 10.52
| Service lift alround | 1 | 1 | 1 | 11.52 | 0.23 | 1.5 | 3.97 |  |  |  |  | 2.53 | 3.23 | 5.76 | 11.52
| D/F Open | -1 | 1 | 3 | 0.6 | 0.23 | 0.6 | -0.25
| Lift parapet wall | [6 empty] | 0
| Passanger lift allround | 1 | 1 | 2 | 10.52 | 0.23 | 0.45 | 2.18
| Service lift alround | 1 | 1 | 1 | 11.52 | 0.23 | 0.45 | 1.19
Fire OHT parapet wall
| Alround parapet wall | 1 | 1 | 1 | 17.72 | 0.23 | 0.45 | 1.83 |  |  |  |  | 5.78 | 3.08 | 8.86 | 17.72
[8 empty] | 59.76 | cum
[7 empty] | Say | 60 | cum
10.2 | Brick partition wall in CM 1:4, 114mm thick
b) In Stilt floor/Ground floor
| Office Room Toilet wall | 1 | 1 | 1 | 1.315 |  | 2.65 | 3.48
| Toilet wall | 1 | 1 | 1 | 3.165 |  | 2.65 | 8.39
| D/F open | -1 | 1 | 1 | 1 |  | 2.1 | -2.1
| D/F D2 | -1 | 1 | 1 | 0.75 |  | 2.1 | -1.58
| Public toilet horizontal wall | 1 | 1 | 1 | 3.385 |  | 2.45 | 8.29
| Vertical wall | 1 | 1 | 1 | 1.315 |  | 2.45 | 3.22
| D/F D2 | -1 | 1 | 1 | 0.75 |  | 2.1 | -1.58
| EB duct front wall | 1 | 1 | 2 | 1.8 |  | 2.45 | 8.82
| EB Duct & Garbage duct inbetween wall | 1 | 1 | 2 | 1.15 |  | 2.45 | 5.64
| D/F Duct open | -1 | 1 | 1 | 1 |  | 2.1 | -2.1
[8 empty] | 30.48 | sqm
[7 empty] | Say | 31 | sqm
c) In First floor
| C/W between Hall to Bed 1 | 10 | 1 | 1 | 3.35 |  | 2.1 | 70.35
| D/F Door support wall | -10 | 1 | 1 | 0.115 |  | 2.1 | -2.42
| D/F Door D | -10 | 1 | 1 | 0.9 |  | 2.1 | -18.9
| C/W between Hall to Bed 2 | 10 | 1 | 1 | 3.35 |  | 2.1 | 70.35
| D/F Door D | -10 | 1 | 1 | 0.9 |  | 2.1 | -18.9
| C/W between Bed 1 to kitchen ,bath | 10 | 1 | 1 | 3.6 |  | 2.1 | 75.6
| D/F Door D2 | -10 | 1 | 1 | 0.75 |  | 2.1 | -15.75
| Add above lintel bath | 10 | 1 | 1 | 1.2 |  | 0.35 | 4.2
| C/W between Bath to Kitchen | 10 | 1 | 1 | 2.285 |  | 2.65 | 60.55
| C/W between Kitchen to Service room | 10 | 1 | 1 | 2.8 |  | 2.1 | 58.8
| D/F D1 | -10 | 1 | 1 | 0.9 |  | 2.1 | -18.9
| C/W between Kitchen to Passage & C.T | 10 | 1 | 1 | 2.315 |  | 2.375 | 54.98
| C/W between CT to Bed 2 | 10 | 1 | 1 | 3.315 |  | 2.375 | 78.73
| C/W between WC to passage | 10 | 1 | 1 | 1.2 |  | 2.375 | 28.5
| D/F D2 | -10 | 1 | 1 | 0.75 |  | 2.1 | -15.75
| Flat front foryer wall | 10 | 1 | 1 | 1.5 |  | 2.65 | 39.75
| D/F GD | -10 | 1 | 1 | 1 |  | 2.1 | -21
| EB duct front wall | 1 | 1 | 2 | 2.83 |  | 2.65 | 15
| EB Duct & Garbage duct inbetween wall | 1 | 1 | 2 | 1.15 |  | 2.65 | 6.1
| D/F GD | -1 | 1 | 1 | 1 |  | 2.1 | -2.1
| Kitchen Hearth slab support wall | 10 | 1 | 1 | 0.6 |  | 0.75 | 4.5
| Kitchen Hearth slab support wall | 10 | 1 | 1 | 0.55 |  | 0.75 | 4.13
| Kitchen Hearth slab support wall | 10 | 1 | 1 | 0.55 |  | 0.75 | 4.13
| Common Toilet (IWC) below wall | 10 | 1 | 1 | 1.2 |  | 0.35 | 4.2
| Common Toilet (IWC) Skin wall (Soap) | 10 | 1 | 1 | 0.45 |  | 0.75 | 3.38
| AT below wall | 10 | 1 | 1 | 1.2 |  | 0.25 | 3
[8 empty] | 472.53 | sqm
[7 empty] | Say | 473 | sqm
(c) In Second Floor
| same qty as above | [6 empty] | 473 | sqm
(d) In Third Floor
| same qty as above | [6 empty] | 473 | sqm
(e) In fourth Floor
| same qty as above | [6 empty] | 473 | sqm
(f) In fifth Floor
| same qty as above | [6 empty] | 473 | sqm
(g) In sixth Floor
| same qty as above | [6 empty] | 473 | sqm
(h) In seventh Floor
| same qty as above | [6 empty] | 473 | sqm
(i) In eight Floor
| same qty as above | [6 empty] | 473 | sqm
(j) In nineth Floor
| same qty as above | [6 empty] | 473 | sqm
(k) In tenth Floor
Flats
| C/W between Hall to Bed 1 | 10 | 1 | 1 | 3.35 |  | 2.1 | 70.35
| D/F Door support wall | -10 | 1 | 1 | 0.115 |  | 2.1 | -2.42
| D/F Door D | -10 | 1 | 1 | 0.9 |  | 2.1 | -18.9
| C/W between Hall to Bed 2 | 10 | 1 | 1 | 3.35 |  | 2.1 | 70.35
| D/F Door D | -10 | 1 | 1 | 0.9 |  | 2.1 | -18.9
| C/W between Bed 1 to kitchen ,bath | 10 | 1 | 1 | 3.6 |  | 2.1 | 75.6
| D/F Door D2 | -10 | 1 | 1 | 0.75 |  | 2.1 | -15.75
| Add above lintel bath | 10 | 1 | 1 | 1.2 |  | 0.35 | 4.2
| C/W between Bath to Kitchen | 10 | 1 | 1 | 2.285 |  | 2.65 | 60.55
| C/W between Kitchen to Service room | 10 | 1 | 1 | 2.8 |  | 2.1 | 58.8
| D/F D1 | -10 | 1 | 1 | 0.9 |  | 2.1 | -18.9
| C/W between Kitchen to Passage & C.T | 10 | 1 | 1 | 2.315 |  | 2.375 | 54.98
| C/W between CT to Bed 2 | 10 | 1 | 1 | 3.315 |  | 2.375 | 78.73
| C/W between WC to passage | 10 | 1 | 1 | 1.2 |  | 2.375 | 28.5
| D/F D2 | -10 | 1 | 1 | 0.75 |  | 2.1 | -15.75
| Flat front foryer wall | 10 | 1 | 1 | 1.5 |  | 2.65 | 39.75
| D/F GD | -10 | 1 | 1 | 1 |  | 2.1 | -21
| EB duct front wall | 1 | 1 | 2 | 2.83 |  | 2.65 | 15
| EB Duct & Garbage duct inbetween wall | 1 | 1 | 2 | 1.15 |  | 2.65 | 6.1
| D/F GD | -1 | 1 | 1 | 1 |  | 2.1 | -2.1
| Kitchen Hearth slab support wall | 10 | 1 | 1 | 0.6 |  | 0.75 | 4.5
| Kitchen Hearth slab support wall | 10 | 1 | 1 | 0.55 |  | 0.75 | 4.13
| Kitchen Hearth slab support wall | 10 | 1 | 1 | 0.55 |  | 0.75 | 4.13
| Common Toilet (IWC) below wall | 10 | 1 | 1 | 1.2 |  | 0.35 | 4.2
| Common Toilet (IWC) Skin wall (Soap) | 10 | 1 | 1 | 0.45 |  | 0.75 | 3.38
| AT below wall | 10 | 1 | 1 | 1.2 |  | 0.25 | 3
A-Block water tank walls
| Middle wall | 1 | 1 | 1 | 13.62 |  | 0.95 | 12.94
| Cross wall | 1 | 1 | 24 | 1 |  | 0.95 | 22.8
[8 empty] | 508.27 | sqm
[7 empty] | Say | 509 | sqm
11.2 | Brick partition wall 75mm thick
(a) Ground Floor
| Service | 1 | 2 | 2 | 0.45 |  | 2.1 | 3.78
[7 empty] | Say | 3.8 | sqm
(b) First Floor
| Hall C/b | 10 | 1 | 3 | 0.45 |  | 2.1 | 28.35
| Bed 2 & Bed 1 Wardroom | 10 | 1 | 2 | 0.6 |  | 2.1 | 25.2
| Bed 1 & 2 Cupboard | 10 | 1 | 1 | 0.45 |  | 2.1 | 9.45
| Kitchen Shelf | 10 | 1 | 3 | 0.45 |  | 2.1 | 28.35
| shoe rack alround 3 side | 1 | 10 | 1 | 2.915 |  | 1.2 | 34.98 |  |  |  |  | 2.915
| shoe rack Middle wall | 1 | 10 | 2 | 0.45 |  | 1.2 | 10.8
| kitchen (Nahani trap) platform | 10 | 1 | 1 | 2.8 |  | 0.1 | 2.8
[8 empty] | 139.93 | sqm
[7 empty] | Say | 140 | sqm
(c) In Second Floor
| same qty as above | [6 empty] | 140 | sqm
(d) In Third Floor
| same qty as above | [6 empty] | 140 | sqm
(e) In fourth Floor
| same qty as above | [6 empty] | 140 | sqm
(f) In fifth Floor
| same qty as above | [6 empty] | 140 | sqm
(g) In sixth Floor
| same qty as above | [6 empty] | 140 | sqm
(h) In seventh Floor
| same qty as above | [6 empty] | 140 | sqm
(i) In eight Floor
| same qty as above | [6 empty] | 140 | sqm
(j) In nineth Floor
| same qty as above | [6 empty] | 140 | sqm
(k) In tenth Floor
| same qty as above | [6 empty] | 140 | sqm
12.1 | Brick partition in C.M. 1:4 using country bricks of size 22 x11x5CM 50 mm thick
a. In stilt floor / Ground floor
| Main Staircase First Flight | 1 | 2 | 1 | 2.75 | - | 0.8 | 4.4
| Fire Staircase First Flight | 1 | 1 | 1 | 2.75 | - | 0.8 | 2.2
| Main Staircase Second Flight | 1 | 2 | 1 | 3.05 | - | 0.8 | 4.88
| Fire Staircase Second Flight | 1 | 1 | 1 | 3.05 | - | 0.8 | 2.44
| Main Staircase Mid Landing | 1 | 2 | 1 | 0.15 | - | 0.8 | 0.24
| Fire Staircase Mid Landing | 1 | 1 | 1 | 0.53 | - | 0.8 | 0.42
[8 empty] | 14.58 | Sqm
[6 empty] | Say |  | 14.6 | Sqm
b.in first floor
[6 empty] | Say |  | 14.6 | Sqm
(c) In Second Floor
| same qty as above | [6 empty] | 14.6 | Sqm
(d) In Third Floor
| same qty as above | [6 empty] | 14.6 | Sqm
(e) In fourth Floor
| same qty as above | [6 empty] | 14.6 | Sqm
(f) In fifth Floor
| same qty as above | [6 empty] | 14.6 | Sqm
(g) In sixth Floor
| same qty as above | [6 empty] | 14.6 | Sqm
(h) In seventh Floor
| same qty as above | [6 empty] | 14.6 | Sqm
(i) In eight Floor
| same qty as above | [6 empty] | 14.6 | Sqm
(j) In nineth Floor
| same qty as above | [6 empty] | 14.6 | Sqm
(k) In tenth Floor
| same qty as above | [6 empty] | 14.6 | Sqm
(l) In Eleventh Floor
| Fire S/C 29th flight handrail | 1 | 2 | 1 | 3 |  | 0.72 | 4.32
| Add steps | 0.5 | 2 | 9 | 0.3 |  | 0.15 | 0.41
| 30th flight handrail | 1 | 2 | 1 | 4.05 |  | 0.72 | 5.83
| Add steps | 0.5 | 2 | 10 | 0.3 |  | 0.15 | 0.45
11.01
[6 empty] | Say |  | 12 | Sqm
13.1 | Filling with Excavated Earth
FOOTINGS
| FOOTINGS- F1 | 1 | 1 | 3 | 2.4 | 2.4 | 0.6 | 10.37
| F2 | 1 | 1 | 6 | 2.7 | 2.7 | 0.7 | 30.62
| F3 | 1 | 1 | 3 | 3 | 3 | 0.85 | 22.95
| F4 | 1 | 1 | 1 | 3.5 | 3.5 | 0.9 | 11.03
| F1©- combined footing | 1 | 1 | 2 | 6.2 | 3.95 | 0.85 | 41.63
| Deduction offset F1© | -1 | 1 | 2 | 3.75 | 1.25 | 0.85 | -7.97
| Do | -1 | 1 | 2 | 1.55 | 1.2 | 0.85 | -3.16
| F2© | 1 | 1 | 2 | 2.4 | 4 | 0.85 | 16.32
| F3© | 1 | 1 | 2 | 3 | 4 | 0.85 | 20.4
| F4© | 1 | 1 | 1 | 4.2 | 8.4 | 0.85 | 29.99
| F5© | 1 | 1 | 2 | 2.3 | 2.7 | 0.85 | 10.56
| F5© | 1 | 1 | 2 | 2.7 | 4.2 | 0.85 | 19.28
| F6© offset | 1 | 1 | 1 | 10.3 | 5 | 0.9 | 46.35
| do | 1 | 1 | 1 | 2.7 | 7 | 0.9 | 17.01
| do | 1 | 1 | 1 | 12.55 | 3 | 0.9 | 33.89
| Deduction offset F6© | -1 | 1 | 1 | 3.65 | 1.6 | 0.9 | -5.26
| F6© offset | 1 | 1 | 1 | 3.5 | 6.3 | 0.9 | 19.85
| do | 1 | 1 | 1 | 2.6 | 5.1 | 0.9 | 11.93
| F7© | 1 | 1 | 1 | 3.95 | 8.25 | 0.85 | 27.7
| Deduction offset F7© | -1 | 1 | 1 | 1.5 | 3.55 | 0.85 | -4.53
| Do | -1 | 1 | 1 | 1.25 | 3.55 | 0.85 | -3.77
| F8© | 1 | 1 | 8 | 4.55 | 3.2 | 0.85 | 99.01
| F9© | 1 | 1 | 3 | 4 | 6.2 | 0.85 | 63.24
| Deduction offset F7© | -1 | 1 | 3 | 3.8 | 1.3 | 0.85 | -12.6
| Do | -1 | 1 | 3 | 1.6 | 1.2 | 0.85 | -4.9
| F10© | 1 | 1 | 6 | 4 | 3.2 | 0.85 | 65.28
| F11© | 1 | 1 | 1 | 8.8 | 13.5 | 0.9 | 106.92
| Deduction offset F11© | -1 | 1 | 1 | 1.8 | 1 | 0.9 | -1.62
| Do | -1 | 1 | 1 | 2 | 1 | 0.9 | -1.8
| Do | -1 | 1 | 1 | 3.5 | 1.4 | 0.9 | -4.41
| F11© offset | 1 | 1 | 1 | 12.6 | 2.7 | 0.9 | 30.62
| Deduction offset F11© | -1 | 1 | 1 | 3.5 | 1.55 | 0.9 | -4.88
| F12© | 1 | 1 | 1 | 9.2 | 3.75 | 0.9 | 31.05
| F12© offset | 1 | 1 | 1 | 2.95 | 3 | 0.9 | 7.97
| F13© | 1 | 1 | 3 | 4.4 | 3 | 0.85 | 33.66
| F14© | 1 | 1 | 3 | 4 | 6.1 | 0.85 | 62.22
| Deduction offset F14© | 1 | 1 | 3 | 1.3 | 3.7 | 0.85 | 12.27
| Do | 1 | 1 | 3 | 1.6 | 1.2 | 0.85 | 4.9
| Lift 2 -No | 1 | 1 | 1 | 4.52 | 3.82 | 0.6 | 10.36
Footing depth avg 0.85 M
Column upto Grade Bottom
| Column - C1 | 1 | 1 | 79 | 0.3 | 0.45 | 1.65 | 17.6
| C2 | 1 | 1 | 54 | 0.3 | 0.6 | 1.65 | 16.04
| C3 | 1 | 1 | 3 | 0.3 | 0.6 | 1.65 | 0.89
| C4 | 1 | 1 | 7 | 0.3 | 0.75 | 1.65 | 2.6
| C5 | 1 | 1 | 1 | 0.38 | 0.75 | 1.65 | 0.47
| Lift 1 -2nos Vertical wall | 1 | 1 | 2 | 9.92 | 0.23 | 1.65 | 7.53
| Lift 2 | 1 | 1 | 1 | 11.52 | 0.23 | 1.65 | 4.37
[6 empty] | Total |  | 891.98
[6 empty] | Say |  | 892 | Cum
14.I | Providing CUDDAPPAH SLAB for cupboard 20mm thick
a. Stilt floor /Ground floor
| Security room C/B | 1 | 2 | 5 | 1 | 0.45 |  | 4.5
[6 empty] | Total |  | 4.5
[6 empty] | Say |  | 4.5 | Sqm
(b) First Floor
Hall
| showcase | 10 | 1 | 1 | 1.25 | 0.3 |  | 3.75
| Shelf | 10 | 1 | 4 | 0.9 | 0.3 |  | 10.8
Bed 1
| Ward robe | 10 | 1 | 2 | 1.25 | 0.6 |  | 15
| Shelf | 10 | 1 | 4 | 0.9 | 0.45 |  | 16.2
Bed 2
| Ward robe | 10 | 1 | 2 | 1.25 | 0.6 |  | 15
| Shelf | 10 | 1 | 4 | 0.775 | 0.45 |  | 13.95
| Kitchen | [6 empty] | 0
| Shelf | 10 | 2 | 4 | 0.89 | 0.45 |  | 32.04 |  |  |  |  | 1.86 | 0.93 | 0.0375
| shoerack | [13 empty] | 0.8925
| shoerack | 10 | 1 | 3 | 0.95 | 0.3 |  | 8.55
[8 empty] | 115.29 | sqm
[7 empty] | Say | 115.3 | sqm
(c) In Second Floor
| same qty as above | [6 empty] | 115.3 | sqm
(d) In Third Floor
| same qty as above | [6 empty] | 115.3 | sqm
(e) In fourth Floor
| same qty as above | [6 empty] | 115.3 | sqm
(f) In fifth Floor
| same qty as above | [6 empty] | 115.3 | sqm
(g) In sixth Floor
| same qty as above | [6 empty] | 115.3 | sqm
(h) In seventh Floor
| same qty as above | [6 empty] | 115.3 | sqm
(i) In eight Floor
| same qty as above | [6 empty] | 115.3 | sqm
(j) In nineth Floor
| same qty as above | [6 empty] | 115.3 | sqm
(k) In tenth Floor
| same qty as above | [6 empty] | 115.3 | sqm
14.II | Providing CUDDAPPAH SLAB for cupboard 40mm thick
a. Stilt floor /Ground floor
| Security room C/B | 2 | 1 | 1 | 1 | 0.45 |  | 0.9
[6 empty] | Total |  | 0.9
[6 empty] | Say |  | 0.9 | Sqm
b) In First Floor
Hall
| Shelf | 10 | 1 | 1 | 0.9 | 0.3 |  | 2.7
shoerack
| shoerack | 10 | 1 | 1 | 0.95 | 0.3 |  | 2.85
[8 empty] | 5.55 | sqm
[7 empty] | Say | 5.6 | sqm
(c) In Second Floor
| same qty as above | [6 empty] | 5.6 | sqm
(d) In Third Floor
| same qty as above | [6 empty] | 5.6 | sqm
(e) In fourth Floor
| same qty as above | [6 empty] | 5.6 | sqm
(f) In fifth Floor
| same qty as above | [6 empty] | 5.6 | sqm
(g) In sixth Floor
| same qty as above | [6 empty] | 5.6 | sqm
(h) In seventh Floor
| same qty as above | [6 empty] | 5.6 | sqm
(i) In eight Floor
| same qty as above | [6 empty] | 5.6 | sqm
(j) In nineth Floor
| same qty as above | [6 empty] | 5.6 | sqm
(k) In tenth Floor
| same qty as above | [6 empty] | 5.6 | sqm
16.1 | Precast Jally ventilator 50mm tk.using standardised concrete mix cum0 (annexure) without vibrating charges
a. Stilt floor /ground floor
| C/W between Security room to EB room-1 | 1 | 1 | 1 | 0.6 |  | 0.6 | 0.36
| EB room-2,3,&4 | 1 | 1 | 1 | 0.6 |  | 0.6 | 0.36
[8 empty] | 0.72 | Sqm
[6 empty] | Say |  | 0.8 | Sqm
21.2 | Teak wood wrought & put up
a. TW over 2m - 3m length
| Main door frame Vertical | 100 | 1 | 2 | 0.1 | 0.075 | 2.1 | 3.15
[6 empty] | Total |  | 3.15 | cum
b. TW below 2m length
| Main door | 100 | 1 | 1 | 1 | 0.1 | 0.075 | 0.75
| Main door | 100 | 1 | 1 | 1 | 0.1 | 0.05 | 0.5
[6 empty] | Total |  | 1.25 | cum
21.3 | Supply and Fixing Soild UPVC door Shutter with frame
| For Common & Attached toilet | 100 | 1 | 2 | 0.75 |  | 2.1 | 315
| Stilt floor Common & Office roomtoilet | 1 | 1 | 2 | 0.75 |  | 2.1 | 3.15
[8 empty] | 318.15 | sqm
[6 empty] | Say |  | 318.2 | sqm
23.3 | Supply and fixing of magnetic door catches
| Stilt floor security room & Office room | 1 | 1 | 2 |  |  |  | 2
| 1st to 10th floor MD & Bed1 , Bed 2 & Service Room D1 | 100 | 1 | 4 |  |  |  | 400
[7 empty] | Say | 402 | Nos
265 | Supply and fixing of UPVC Window
Stilt Floor
| Window W1 | 1 | 1 | 7 | 1.5 | - | 1.35 | 14.18
| Window SW | 1 | 1 | 2 | 1.8 | - | 1.35 | 4.86
| Window SLW1 | 1 | 1 | 2 | 1.6 | - | 1.35 | 4.32
| Window SLW | 1 | 1 | 4 | 1.5 | - | 1.35 | 8.1
| Window SW1 | 1 | 1 | 2 | 1.2 | - | 1.35 | 3.24
First Floor to Tenth Floor
| Window FW | 1 | 1 | 100 | 1.5 | - | 1.35 | 202.5
| Window KW | 1 | 1 | 100 | 1.1 | - | 1.05 | 115.5
| Window W | 1 | 1 | 100 | 1.8 | - | 1.35 | 243
| Window W1 | 1 | 1 | 100 | 1.5 | - | 1.35 | 202.5
| Window SW | 1 | 10 | 2 | 1.8 | - | 1.35 | 48.6
| Window SW1 | 1 | 10 | 4 | 1.2 | - | 1.35 | 64.8
Terrace Floor
| Window W1 | 1 | 1 | 5 | 1.5 | - | 1.35 | 10.13
[6 empty] | Total |  | 921.73
[6 empty] | Say |  | 921.8 | Sqm
25 | M.S.Holdfast
| For Stilt floor security room & Office | 1 | 2 | 6 |  |  |  | 12
| 1st to 14 the floor doors frame MD,D,D1 | 100 | 4 | 6 |  |  |  | 2400
[8 empty] | 2412 | Nos
26 | Flooring in C.C1:5:10
Stilt floor carparking area
| Hall | 1 | 1 | 10 | 3.35 | 5.07 | 0.075 | 12.74
| Bed-1 | 1 | 1 | 10 | 3.35 | 3.6 | 0.075 | 9.05
| Bed-2 and Com.Toilet | 1 | 1 | 10 | 3.39 | 4.67 | 0.075 | 11.87
| Kitchen, Service Verandah and Att.Toilet | 1 | 1 | 10 | 3.39 | 4 | 0.075 | 10.17
| Corrider Portion | 1 | 1 | 1 | 26.71 | 1.8 | 0.075 | 3.61
| Lobby and Corrider | 1 | 1 | 1 | 4.99 | 6.06 | 0.075 | 2.27
| OTS and Lift Portion | 1 | 1 | 2 | 26.71 | 1.9 | 0.075 | 7.61
| Main Staircase | 1 | 1 | 2 | 2.85 | 5.56 | 0.075 | 2.38
| Fire Staircase, Lift Service Portion and Lobby Portion | 1 | 1 | 1 | 6.2 | 6.06 | 0.075 | 2.82
| OTS and Lobby Portion | 1 | 1 | 2 | 3.66 | 1.9 | 0.075 | 1.04
| OTS and Lobby Portion | 1 | 1 | 2 | 0.66 | 1.16 | 0.075 | 0.11
| OTS and Lobby Portion | 1 | 0.5 | 2 | 1.24 | 1.16 | 0.075 | 0.11
| Main Staircase Corrider Portion | 1 | 1 | 2 | 1.94 | 1.8 | 0.075 | 0.52
| Lobby and Corrider Portion | 1 | 1 | 2 | 2.85 | 0.55 | 0.075 | 0.24
| Entrance Lobby | 1 | 1 | 2 | 5 | 1.9 | 0.075 | 1.43
| Entrance Lobby | 1 | 1 | 2 | 0.6 | 1.31 | 0.075 | 0.12
| Entrance Lobby | 1 | 0.5 | 2 | 1.3 | 1.31 | 0.075 | 0.13
Deduction
| Lift | -1 | 1 | 2 | 3.06 | 1.9 | 0.075 | -0.87
| Lift Service | -1 | 1 | 1 | 2.53 | 3.23 | 0.075 | -0.61
| Service Verandah and Duct Middle Beam GB1 | -1 | 1 | 10 | 0.99 | 0.23 | 0.075 | -0.17
| Kitchen and Service Verandah Middle Beam GB2 | -1 | 1 | 10 | 4 | 0.23 | 0.075 | -0.69
| Corrider Cross Beam GB2 | -1 | 1 | 3 | 0.23 | 1.9 | 0.075 | -0.1
| Corrider Cross Beam GB1 | -1 | 1 | 15 | 0.23 | 1.9 | 0.075 | -0.49
[7 empty] | Total | 63.29 | cum
[7 empty] | Say | 63.3 | cum
28 | Floor plastering in C.M. 1:4, 20mm thick
Stilt floor
| Main Staircase | 1 | 1 | 2 | 2.85 | 5.55 |  | 31.64
| FIRE Escape Stair | 1 | 1 | 1 | 3.53 | 5.55 |  | 19.59
| I/C | 1 | 1 | 20 | 2.4 | 0.93 |  | 44.64
1st to 10th floor bottom bed
Hall
| showcase | 100 | 1 | 1 | 1.2 | 0.3 |  | 36
| Shelf | 100 | 1 | 1 | 0.85 | 0.3 |  | 25.5
Bed 1
| Ward robe | 100 | 1 | 1 | 1.2 | 0.6 |  | 72
| Shelf | 100 | 1 | 1 | 0.8 | 0.45 |  | 36
Bed 2
| Ward robe | 100 | 1 | 1 | 1.2 | 0.6 |  | 72
| Shelf | 100 | 1 | 1 | 0.725 | 0.45 |  | 32.63 |  |  |  |  | 0.725
| Kitchen | [6 empty] | 0
| Shelf | 100 | 2 | 1 | 0.84 | 0.45 |  | 75.6 |  |  |  |  | 0.84
shoerack
| shoerack | 100 | 1 | 1 | 0.9 | 0.3 |  | 27
472.6
[7 empty] | Say | 472.6 | sqm
Ellispattern
| OHT cover slab | 1 | 2 | 2 | 13.62 | 2.59 |  | 141.1
| Base slab projection | 1 | 2 | 2 | 14.62 | 0.5 |  | 29.24
| Base slab projection | 1 | 2 | 2 | 4.39 | 0.6 |  | 10.54
180.88
[7 empty] | Say | 180.9 | sqm
Concrete designer tiles flooring
| Lift lobby | 1 | 10 | 2 | 1.9 | 2.1 |  | 79.8
| Staircase 1,2 | 1 | 1 | 2 | 4.2 | 2.85 |  | 23.94
| Staircase front | 1 | 10 | 2 | 1.12 | 2.85 |  | 63.84
| Staircase passage | 1 | 10 | 2 | 2.03 | 1.8 |  | 73.08
| Staircase passage | 1 | 10 | 2 | 0.94 | 0.6 |  | 11.28
| Lobby | 1 | 10 | 1 | 6.06 | 4.985 |  | 302.09
| Corridor | 1 | 10 | 1 | 26.71 | 1.8 |  | 480.78
| Staircase service | 1 | 1 | 1 | 4.2 | 3.53 |  | 14.83
| Passage | 1 | 10 | 1 | 3.53 | 1.8 |  | 63.54
| Lift front wall | 1 | 10 | 1 | 2.3 | 2.97 |  | 68.31
| Shoe rack bottom | 1 | 10 | 10 | 2.015 | 0.45 |  | 90.68
Main & Fire S/c
| Stilt Floor 1st Flight Tread | 1 | 2 | 10 | 1.35 | 0.3 |  | 8.1
| Riser | 1 | 2 | 9 | 1.35 |  | 0.15 | 3.65
| Stilt Floor 1st Flight Tread | 1 | 1 | 10 | 1.5 | 0.3 |  | 4.5
| Riser | 1 | 1 | 9 | 1.5 |  | 0.15 | 2.03
| Skirting Tread | 2 | 3 | 8 | 0.3 |  | 0.075 | 1.08
| Skirting Riser | 2 | 3 | 8 | 0.15 |  | 0.075 | 0.54
| Midlanding | 1 | 2 | 1 | 2.85 | 1.5 |  | 8.55
| Midlanding | 1 | 1 | 1 | 3.53 | 1.5 |  | 5.3
| Skirting | 1 | 3 | 1 | 5.85 |  | 0.075 | 1.32 |  |  |  |  | 5.85
| Support wall 1st flight (mid-landing) | 1 | 3 | 1 | 0.05 |  | 0.075 | 0.01
| 2nd Flight Tread | 1 | 2 | 8 | 1.35 | 0.3 |  | 6.48
| Riser | 1 | 2 | 9 | 1.35 |  | 0.15 | 3.65
| 2nd Flight Tread | 1 | 1 | 8 | 1.5 | 0.3 |  | 3.6
| Riser | 1 | 1 | 9 | 1.5 |  | 0.15 | 2.03
| Skirting Tread | 2 | 3 | 8 | 0.3 |  | 0.075 | 1.08
| Skirting Riser | 2 | 3 | 8 | 0.15 |  | 0.075 | 0.54
| Roof Landing Step area | 1 | 3 | 1 | 1.35 | 0.45 |  | 1.82
| 3rd Flight Tread (First Floor to 10th floor) (3,5,7,9,11,13,15,17,19,21,23,25,27 flight ) | 2 | 13 | 9 | 1.35 | 0.3 |  | 94.77
| Riser | 2 | 12 | 10 | 1.35 |  | 0.15 | 48.6
| Riser | 1 | 12 | 10 | 1.35 |  | 0.15 | 24.3
| Do fire service | 1 | 12 | 9 | 1.5 | 0.3 |  | 48.6
| Do | 1 | 12 | 10 | 1.5 |  | 0.15 | 27
| Do | 1 | 12 | 10 | 1.5 |  | 0.15 | 27
| Skirting Tread | 6 | 12 | 9 | 0.3 |  | 0.075 | 14.58
| Skirting Riser | 6 | 12 | 9 | 0.15 |  | 0.075 | 7.29
| Midlanding | 1 | 12 | 1 | 3.53 | 1.5 |  | 63.54
| Midlanding | 2 | 12 | 1 | 2.85 | 1.5 |  | 102.6
| Support wall flight (start & end) | 3 | 2 | 1 | 0.05 |  | 0.075 | 0.02
| 30 th Flight Tread | 1 | 3 | 10 | 1.35 | 0.3 |  | 12.15
| Riser | 1 | 3 | 11 | 1.35 |  | 0.15 | 6.68
| Skirting Tread | 2 | 3 | 10 | 0.3 |  | 0.075 | 1.35
| Skirting Riser | 2 | 3 | 10 | 0.15 |  | 0.075 | 0.68
| Support wall flight (start & End ) | 1 | 3 | 1 | 0.05 |  | 0.075 | 0.01
Terrace floor
| Head Room front area flooring | 1 | 1 | 3 | 2.85 | 1.65 |  | 14.11
| Head Room front area flooring | 1 | 1 | 1 | 1.6 | 1.5 |  | 2.4
| Head Room front area flooring | 1 | 1 | 1 | 1.65 | 1.5 |  | 2.48
| Head Room front area flooring | 1 | 1 | 1 | 1.37 | 1.5 |  | 2.06
[8 empty] | 1826.67 | [6 empty] | 0.69 | 1.38 |  |  | 0.46
[7 empty] | Say | 1826.7 | sqm | [5 empty] | 12.6 | 14.67 |  |  | #REF!
31 | Weathering course | [13 empty] | 112
First Floor to Tenth Floor
| Com.Toilet | 100 | 1 | 1 | 2.1 | 1.2 | 0.3 | 75.6
| Com.Toilet IWC Portion | 100 | 1 | 1 | 1.2 | 0.9 | 0.025 | 2.7
| Att.Toilet | 100 | 1 | 1 | 2.29 | 1.2 | 0.2 | 54.96
| Service Verandah | 100 | 1 | 1 | 2.57 | 0.99 | 0.3 | 76.33
Deduction
| Com.Toilet IWC Portion | -100 | 1 | 1 | 0.55 | 0.45 | 0.375 | -9.28
For Terrace Floor
| Main Staircase Head Room Terrace | 1 | 1 | 2 | 2.85 | 6.12 | 0.075 | 2.62
| Main Staircase Head Room Terrace | 1 | 2 | 0.5 | 0.91 | 0.91 | 0.075 | 0.06
| Main Staircase Head Room Terrace | 1 | 2 | 0.5 | 0.56 | 0.55 | 0.075 | 0.02
| Lift Head Room Terrace | 1 | 1 | 1 | 2.6 | 6.06 | 0.075 | 1.18
| Service Lift Head Room Terrace | 1 | 1 | 1 | 6.15 | 2.3 | 0.075 | 1.06
| Fire Staircase Head Room Terrace | 1 | 1 | 1 | 6.15 | 3.53 | 0.075 | 1.63
| Fire Staircase Head Room Terrace | 1 | 1 | 1 | 1.05 | 1.8 | 0.075 | 0.14
| Fire Staircase Head Room Terrace | 1 | 1 | 1 | 1.4 | 0.23 | 0.075 | 0.02
| Stilt Floor Terrace | 1 | 1 | 2 | 1.9 | 1.35 | 0.075 | 0.38
| Stilt Floor Terrace | 1 | 2 | 0.5 | 1.25 | 1.84 | 0.075 | 0.17
| Single Block | 1 | 1 | 5 | 14.16 | 8.9 | 0.075 | 47.26
| OTS Middle Portion | 1 | 1 | 5 | 3.23 | 2.36 | 0.075 | 2.86
| Corrider Lift Left Side | 1 | 1 | 1 | 12.26 | 1.8 | 0.075 | 1.66
| Corrider Lift Right Side | 1 | 1 | 1 | 13.81 | 1.8 | 0.075 | 1.86
| Fire and EB Duct Offset | 1 | 1 | 2 | 2.14 | 0.98 | 0.075 | 0.31
| EB and Serivce Duct Offset | 1 | 1 | 1 | 1.39 | 2.36 | 0.075 | 0.25
| EB and Serivce Duct Offset | 1 | 1 | 1 | 3.85 | 2.36 | 0.075 | 0.68
| EB and Garbage Duct | 1 | 1 | 2 | 1.32 | 1.17 | 0.075 | 0.23
| EB and Serivce Duct Offset | 1 | 1 | 1 | 1.99 | 1.27 | 0.075 | 0.19
| Main Staircase Lobby | 1 | 1 | 1 | 2.85 | 8.96 | 0.075 | 1.92
| Main Staircase Lobby | 1 | 2 | 0.5 | 1.25 | 1.25 | 0.075 | 0.12
| For Skirting | [5 empty] | 0.075
| Main Staircase Head Room Terrace Alround | 1 | 1 | 2 | 19.39 | 0.15 | 0.075 | 0.44
| Lift Head Room Terrace Alround | 1 | 1 | 1 | 17.32 | 0.15 | 0.075 | 0.19
| Service Head Room Terrace Alround | 1 | 1 | 1 | 16.9 | 0.15 | 0.075 | 0.19
| Fire Staircase Head Room Terrace Alround | 1 | 1 | 1 | 22.71 | 0.15 | 0.075 | 0.26
| Stilt Floor Terrace | 1 | 1 | 2 | 8.34 | 0.15 | 0.075 | 0.19
| Building Alround | 1 | 1 | 1 | 282.92 | 0.15 | 0.075 | 3.18
| Column C1 | 1 | 1 | 2 | 1.36 | 0.15 | 0.075 | 0.03
| Column C2 | 1 | 1 | 2 | 1.66 | 0.15 | 0.075 | 0.04
| Column C2 | 1 | 2 | 5 | 0.37 | 0.15 | 0.075 | 0.04
| Column C3 | 1 | 1 | 7 | 1.96 | 0.15 | 0.075 | 0.15
| Column C4 | 1 | 1 | 15 | 2.26 | 0.15 | 0.075 | 0.38
| Deduction | [5 empty] | 0.075
| Duct | -1 | 1 | 10 | 1.22 | 1.43 | 0.075 | -1.31
| Column C1 | -1 | 1 | 2 | 0.45 | 0.23 | 0.075 | -0.02
| Column C2 | -1 | 1 | 2 | 0.6 | 0.23 | 0.075 | -0.02
| Column C2 | -1 | 1 | 5 | 0.37 | 0.23 | 0.075 | -0.03
| Column C3 | -1 | 1 | 7 | 0.75 | 0.23 | 0.075 | -0.09
| Column C3 | -1 | 1 | 1 | 0.52 | 0.23 | 0.075 | -0.01
| Column C4 | -1 | 1 | 15 | 0.9 | 0.23 | 0.075 | -0.23
268.31
[7 empty] | Say | 268.4 | cum
32.1 | Finishing the top of Terrace Floor with Pressed tiles
For Terrace Floor
| Flat arera | 1 | 1 | 5 | 14.61 | 8.895 |  | 649.78
| Add Skirting tiles | 1 | 1 | 5 | 47.01 |  | 0.15 | 35.26
| D/F open | -1 | 1 | 5 | 2.6 |  | 0.15 | -1.95
| D/F open | -1 | 1 | 1 | 1.905 |  | 0.15 | -0.29
| Add flat front passage | 1 | 1 | 2 | 2.36 | 3.23 |  | 15.25
| Add skirting tiles 2 side | 1 | 2 | 2 | 2.36 |  | 0.15 | 1.42
| Main & Fire S/C front passage area | 1 | 1 | 3 | 2.85 | 1.32 |  | 11.29
| Add Skirting tiles 2 side | 1 | 2 | 3 | 1.32 |  | 0.15 | 1.19
| Main & Fire S/C front passage area | 1 | 1 | 3 | 0.932 | 1.5 |  | 4.19
| Add Skirting tiles 2 side | 1 | 2 | 3 | 0.932 |  | 0.15 | 0.84
| OTS area | 1 | 1 | 1 | 20.02 | 8.39 |  | 167.968
| D/F OTS | -1 | 1 | 5 | 3.56 | 2.36 |  | -42.008
| Skirting tiles OTS alround | 1 | 1 | 5 | 11.84 |  | 0.15 | 8.88
| Skirting tiles OTS 2 sides | 1 | 1 | 5 | 4.21 |  | 0.15 | 3.158
| Lift alround skirting tiles | 1 | 1 | 2 | 6.115 |  | 0.15 | 1.835
| Service lift front passage area | 1 | 1 | 1 | 2.76 | 1.72 |  | 4.747
| Service lift front passage area | 1 | 1 | 1 | 1.917 | 1.5 |  | 2.876
| Add skirting | 1 | 1 | 1 | 5.189 |  | 0.15 | 0.778
| Add skirting | 1 | 1 | 1 | 2.917 |  | 0.15 | 0.438
Head room area
| Main & Fire S/C area | 1 | 1 | 3 | 5.5 | 2.85 |  | 47.03
| Skirting tiles 3 side | 1 | 3 | 2 | 13.85 |  | 0.15 | 12.47
| Main & Fire S/C front passage area | 1 | 1 | 3 | 2.85 | 1.32 |  | 11.29
| Add Skirting tiles 2 side | 1 | 2 | 3 | 1.32 |  | 0.15 | 1.19
| Main & Fire S/C front passage area | 1 | 1 | 3 | 0.932 | 1.5 |  | 4.19
| Add Skirting tiles 2 side | 1 | 2 | 3 | 0.932 |  | 0.15 | 0.84
| LIFT 1 & 2 | 1 | 1 | 2 | 2.6 | 1.9 |  | 9.88
| Skirting tiles | 1 | 1 | 2 | 9 |  | 0.15 | 2.7
| Service lift | 1 | 1 | 1 | 2.3 | 3 |  | 6.9
| Skirting tiles | 1 | 1 | 1 | 10.6 |  | 0.15 | 1.59
963.73
[7 empty] | Say | 963.8 | sqm |  |  |  |  | 3.3 | 11565.6
1.65
33 | Plastering in C.M. 1:5, 12mm thick
In Stilt floor/Ground floor
| EB room 1 & 2 alround | 2 | 1 | 1 | 25.4 |  | 2.925 | 148.59 |  |  |  |  | 2.725
| D/F EBD | -1 | 1 | 1 | 1.8 |  | 2.1 | -3.78
| Add EBD jams | 1 | 1 | 1 | 6 | 0.23 |  | 1.38 |  |  |  |  | 6
| D/F D | -1 | 1 | 1 | 0.9 |  | 2.1 | -1.89
| Add D jams | 1 | 1 | 1 | 5.1 | 0.23 |  | 1.17 |  |  |  |  | 5.1
| D/F SLW | -1 | 1 | 5 | 1.5 |  | 1.4 | -10.5
| Add SLW jams | 1 | 1 | 5 | 5.7 | 0.23 |  | 6.56 |  |  |  |  | 5.7
| D/F W1 | -1 | 1 | 2 | 1.5 |  | 1.35 | -4.05
| Add W1 jams | 1 | 1 | 2 | 5.7 | 0.23 |  | 2.62
| EB 1 side entrance area | 1 | 1 | 1 | 9.76 |  | 2.925 | 28.55 |  |  |  |  | 9.76
| D/F EBD | -1 | 1 | 1 | 1.8 |  | 2.1 | -3.78
| D/F EMD | -1 | 1 | 1 | 1.5 |  | 2.1 | -3.15
| Add EBD jams | 1 | 1 | 1 | 7.2 | 0.23 |  | 1.66 |  |  |  |  | 7.2
| Front open | -1 | 1 | 1 | 2.3 |  | 2.1 | -4.83
| Add open jams | 1 | 1 | 1 | 6.5 | 0.23 |  | 1.5 |  |  |  |  | 6.5
| EMD outer wall side | 1 | 1 | 1 | 2.3 |  | 2.925 | 6.73
| D/F EMD | -1 | 1 | 1 | 1.5 |  | 2.1 | -3.15
| EB room 2 side entrance area | 1 | 1 | 3 | 6.5 |  | 2.925 | 57.04 |  |  |  |  | 6.5
| D/F EMD | -1 | 1 | 3 | 1.5 |  | 2.1 | -9.45
| Add EBD jams | 1 | 1 | 3 | 7.2 | 0.23 |  | 4.97 |  |  |  |  | 7.2
| EMD outer wall side | 1 | 1 | 3 | 1.75 |  | 2.925 | 15.36
| D/F EMD | -1 | 1 | 3 | 1.5 |  | 2.1 | -9.45
| Office room alround | 1 | 1 | 1 | 16.84 |  | 2.925 | 49.26 |  |  |  |  | 16.84
| D/F D | -1 | 1 | 1 | 0.9 |  | 2.1 | -1.89
| Add D jams | 1 | 1 | 1 | 5.1 | 0.23 |  | 1.17 |  |  |  |  | 5.1
| D/F SLW | -1 | 1 | 1 | 1.5 |  | 1.35 | -2.03
| Add SLW jams | 1 | 1 | 1 | 5.7 | 0.23 |  | 1.31
| D/F open | -1 | 1 | 1 | 1.1 |  | 2.1 | -2.31
| Add open jams | 1 | 1 | 1 | 5.3 | 0.115 |  | 0.61
| Office room front entry side & middle wall | 1 | 1 | 3 | 3.465 |  | 2.925 | 30.41
| D/F D | -1 | 1 | 1 | 0.9 |  | 2.1 | -1.89
| D/F SLW | -1 | 1 | 1 | 1.5 |  | 1.35 | -2.03
| Office room toilet inner alround | 1 | 1 | 1 | 6.83 |  | 2.725 | 18.61 |  |  |  |  | 6.83
| D/F D2 | -1 | 1 | 1 | 0.75 |  | 2.1 | -1.58
| Add jams | 1 | 1 | 1 | 4.95 | 0.115 |  | 0.57
| front passage | 1 | 1 | 1 | 5.2 |  | 2.925 | 15.21 |  |  |  |  | 5.2
| D/F D2 | -1 | 1 | 1 | 0.75 |  | 2.1 | -1.58
| D/F open | -1 | 1 | 1 | 1.1 |  | 2.1 | -2.31
| Gentrator room inner alround | 1 | 1 | 1 | 14.77 |  | 2.925 | 43.2 |  |  |  |  | 14.77
| D/F RS | -1 | 1 | 1 | 2.1 |  | 2.1 | -4.41
| Add RS jams | 1 | 1 | 1 | 6.3 | 0.23 |  | 1.45 |  |  |  |  | 6.3
| Security room alround | 1 | 1 | 1 | 16.84 |  | 2.925 | 49.26 |  |  |  |  | 16.84
| D/F D | -1 | 1 | 1 | 0.9 |  | 2.1 | -1.89
| Add D jams | 1 | 1 | 1 | 5.1 | 0.23 |  | 1.17
| D/F SLW1 | -1 | 1 | 1 | 1.2 |  | 1.35 | -1.62
| Add SLW1 jams | 1 | 1 | 1 | 5.1 | 0.23 |  | 1.17 |  |  |  |  | 5.1
| D/F SLW | -1 | 1 | 1 | 1.5 |  | 1.35 | -2.03
| Add SLW jams | 1 | 1 | 1 | 5.7 | 0.23 |  | 1.31
| Scecurity room in front vertical wall | 1 | 1 | 3 | 3.465 |  | 2.925 | 30.41
| D/F D | 1- | 1 | 2 | 0.9 |  | 2.1 | 3.78
| Scecurity room in front Horizontal wall | 1 | 1 | 1 | 3.79 |  | 2.725 | 10.33
| D/F SLW | -1 | 1 | 2 | 1.5 |  | 1.35 | -4.05
| Add SLW jams | 1 | 1 | 2 | 5.7 | 0.23 |  | 2.62
| Secrity room toilet | 1 | 1 | 1 | 6.83 |  | 2.925 | 19.98 |  |  |  |  | 6.83
| D/F D2 | -1 | 1 | 1 | 0.75 |  | 2.1 | -1.58
| Add D2 jams | -1 | 1 | 1 | 4.95 | 0.115 |  | -0.57 |  |  |  |  | 4.95
| D/F RV | -1 | 1 | 1 | 0.75 |  | 0.45 | -0.34
| Add RV jams | 1 | 1 | 1 | 2.4 | 0.115 |  | 0.28 |  |  |  |  | 2.4
| Toilet front passage alround | 1 | 1 | 1 | 4.87 |  | 2.925 | 14.24 |  |  |  |  | 4.87
| D/F D2 | -1 | 1 | 1 | 0.75 |  | 2.1 | -1.58
| D/F RV | -1 | 1 | 1 | 0.75 |  | 0.45 | -0.34
| Pump room alround inner | 1 | 1 | 1 | 14.64 |  | 2.725 | 39.89
| D/F RS | -1 | 1 | 1 | 2.1 |  | 2.1 | -4.41
| Add RS jams | 1 | 1 | 1 | 6.3 | 0.23 |  | 1.45 |  |  |  |  | 6.3
| D/F W1 | -1 | 1 | 2 | 1.5 |  | 1.35 | -4.05
| Add W1 jams | 1 | 1 | 2 | 5.7 | 0.23 |  | 2.62
| Electrical duct room wall inner alround | 1 | 1 | 1 | 5.6 |  | 2.925 | 16.38 |  |  |  |  | 5.6
| D/F D | -1 | 1 | 1 | 0.9 |  | 2.1 | -1.89
| Add D jams | 1 | 1 | 1 | 5.1 | 0.115 |  | 0.59
| Garbage duct inner alround | 1 | 1 | 1 | 3.9 |  | 2.925 | 11.41 |  |  |  |  | 3.9
| D/F open | -1 | 1 | 1 | 1.15 |  | 2.1 | -2.42
| Add open jams | 1 | 1 | 1 | 5.35 | 0.115 |  | 0.62
| OTS inner 2 sides | 1 | 1 | 4 | 5 |  | 0.6 | 12 |  |  |  |  | 5
| OTS inner 3 sides | 1 | 1 | 4 | 6.1 |  | 0.6 | 14.64 |  |  |  |  | 6.105
| OTS outer 2 side | 1 | 1 | 4 | 5.64 |  | 0.83 | 18.72 |  |  |  |  | 5.64
| OTS outer 3 sides | 1 | 1 | 4 | 6.82 |  | 0.83 | 22.64
| Building outer wall | 1 | 1 | 4 | 14.62 |  | 3.05 | 178.36 |  |  |  |  | 6.821
| Main & Fire S/C inner alround 3 sides | 1 | 1 | 3 | 11.43 |  | 3.05 | 104.58 |  |  |  |  | 11.426
| D/F SW1 | -1 | 3 | 2 | 1.2 |  | 1.35 | -9.72
| Add jams | 1 | 3 | 2 | 5.4 | 0.23 |  | 7.45 |  |  |  |  | 5.4
| Column - C1 | 1 | 1 | 79 | 1.5 |  | 2.65 | 314.03
| C2 | 1 | 1 | 54 | 1.8 |  | 2.65 | 257.58
| C3 | 1 | 1 | 3 | 1.8 |  | 2.65 | 14.31
| C4 | 1 | 1 | 7 | 2.1 |  | 2.65 | 38.96
| C5 | 1 | 1 | 1 | 2.26 |  | 2.65 | 5.99
[6 empty] | Total |  | 1524.15 | Sqm
First floor inner
HALL
| inner wall alround | 10 | 1 | 1 | 17.06 |  | 2.925 | 499.01 |  |  |  |  | 17.06
| d/f 'MD' main door | -10 | 1 | 1 | 1 |  | 2.1 | -21
| add main door jam | 10 | 1 | 1 | 5.2 | 0.23 |  | 11.96 |  |  |  |  | 5.2 | 0.23
| d/f 'D' door (bed1&bed2) | -10 | 1 | 2 | 0.9 |  | 2.1 | -37.8 |  |  |  |  | .
| d/f 'o' open | -10 | 1 | 1 | 1.15 |  | 2.375 | -27.31 |  |  |  |  | 2.725 | 0.35
| add open jam | 10 | 1 | 1 | 5.9 | 0.23 |  | 13.57 |  |  |  |  | 5.9
| d/f 'FW' window | -10 | 1 | 1 | 1.5 |  | 1.8 | -27
| add 'FW' jam | 10 | 1 | 1 | 6.6 | 0.23 |  | 15.18 |  |  |  |  | 6.6
| show case loft top | 10 | 1 | 1 | 3.35 | 0.45 |  | 15.08
| add showcase shelf wall side | 10 | 2 | 2 | 0.45 |  | 2.1 | 37.8
BEDROOM 1
| bed1 | 10 | 1 | 1 | 13.9 |  | 2.925 | 406.58 |  |  |  |  | 13.9
| d/f 'D2' door | -10 | 1 | 1 | 0.75 |  | 2.1 | -15.75
| d/f 'D' door | -10 | 1 | 1 | 0.9 |  | 2.1 | -18.9
| add 'D' jam | -10 | 1 | 1 | 5.1 | 0.015 |  | -0.77
| d/f 'W' window | -10 | 1 | 1 | 1.8 |  | 1.35 | -24.3
| add 'W' jam | 10 | 1 | 1 | 6.3 | 0.23 |  | 14.49 |  |  |  |  | 6.3
| loft top | 10 | 1 | 1 | 3.35 | 0.6 |  | 20.1
| add W/R side | 10 | 1 | 2 | 0.6 |  | 2 | 24
| add shelf side | 10 | 1 | 2 | 0.45 |  | 2 | 18
ATTACHED TOILET
| Att.Toilet alround | 10 | 1 | 1 | 6.97 |  | 2.825 | 196.9 |  |  |  |  | 6.97 | 2.425
| d/f 'D2' door | -10 | 1 | 1 | 0.75 |  | 2.1 | -15.75 |  |  |  |  | 4.95
| add door jam | 10 | 1 | 1 | 4.95 | 0.115 |  | 5.69
| d/f Vx | -10 | 1 | 1 | 0.75 |  | 0.75 | -5.63
| add jally jam | 10 | 1 | 1 | 3 | 0.23 |  | 6.9 |  |  |  |  | 3
BED ROOM 2
| bed2 | 10 | 1 | 1 | 13.7 |  | 2.925 | 400.73 |  |  |  |  | 13.7
| d/f 'D' door | -10 | 1 | 1 | 0.9 |  | 2.1 | -18.9
| add 'D' jam | 10 | 1 | 1 | 5.1 | 0.015 |  | 0.77
| d/f 'W' window | -12 | 1 | 1 | 1.8 |  | 1.35 | -29.16
| add 'W' jam | 12 | 1 | 1 | 6.3 | 0.23 |  | 17.39
| d/f 'W'1 window | -8 | 1 | 1 | 1.5 |  | 1.35 | -16.2
| add 'W1 jam | 8 | 1 | 1 | 5.7 | 0.23 |  | 10.49
| loft top | 10 | 1 | 1 | 3.35 | 0.6 |  | 20.1
| W/R side wall | 10 | 1 | 2 | 0.6 |  | 2.1 | 25.2
| shelf side wall | 10 | 1 | 2 | 0.45 |  | 2.1 | 18.9
COMMON PASSAGE TOILET
| com.toilet passage | 10 | 1 | 1 | 4.74 |  | 2.925 | 138.65 |  |  |  |  | 4.74
| d/f "o" open | -10 | 1 | 1 | 1.15 |  | 2.775 | -31.91
| d/f 'Kitchen O1' open | -10 | 1 | 1 | 1 |  | 2.1 | -21
| d/f 'D2' door | -10 | 1 | 1 | 0.75 |  | 2.1 | -15.75
| com.toilet (w.c) | 10 | 1 | 1 | 6.6 |  | 2.775 | 183.15 |  |  |  |  | 6.6
| d/f 'D2' door | -10 | 1 | 1 | 0.75 |  | 2.1 | -15.75
| add 'D2' jam | 10 | 1 | 1 | 4.95 | 0.115 |  | 5.69
| d/f Vx | -10 | 1 | 1 | 0.75 |  | 0.75 | -5.63
| add jally jam | 10 | 1 | 1 | 3 | 0.23 |  | 6.9 |  |  |  |  | 3
Service verandah room
| inner alround | 10 | 1 | 1 | 7.8 |  | 2.925 | 228.15 |  |  |  |  | 7.8
| D/F D1 | -10 | 1 | 1 | 0.75 |  | 2.1 | -15.75
| Add D1 Jams | 10 | 1 | 1 | 4.95 | 0.115 |  | 5.69
| D/F KW | -10 | 1 | 1 | 1.1 |  | 1.05 | -11.55
| D/F grill | -10 | 1 | 1 | 1.6 |  | 1.5 | -24 |  |  |  |  | 2.725 | 1.5 | 1.225
KITCHEN
| kitchen | 10 | 1 | 1 | 10.4 |  | 2.925 | 304.2 |  |  |  |  | 10.4
| loft top | 10 | 1 | 1 | 2.4 | 0.6 |  | 14.4
| loft top | 10 | 1 | 1 | 2.8 | 0.6 |  | 16.8
| shelf side wall | 10 | 2 | 3 | 0.6 |  | 2.1 | 75.6
| d/f 'KW' | -10 | 1 | 1 | 1.1 |  | 1.05 | -11.55
| add jam | 10 | 1 | 1 | 4.3 | 0.23 |  | 9.89 |  |  |  |  | 4.3
| D/F D1 | -10 | 1 | 1 | 0.75 |  | 2.1 | -15.75
| D/F open | -10 | 1 | 1 | 1 |  | 2.1 | -21
| add open jams | 10 | 1 | 1 | 5.2 | 0.115 |  | 5.98
| Flat front passage area | 10 | 1 | 1 | 7.26 |  | 2.925 | 212.36 |  |  |  |  | 7.26
| D/F MD | -10 | 1 | 1 | 1 |  | 2.1 | -21
| D/F GD | -10 | 1 | 1 | 1 |  | 2.1 | -21
| Add GD jams | 10 | 1 | 1 | 5.2 | 0.115 |  | 5.98 |  |  |  |  | 5.2
Common area
Mian S/C & Fire Staircase
| Three sides | 3 | 1 | 1 | 11.43 |  | 3.05 | 104.58 |  |  |  |  | 11.426
| D/f SW | -3 | 1 | 1 | 1.8 |  | 1.35 | -7.29
| Add jams | 3 | 1 | 1 | 6.3 |  | 0.23 | 4.35 |  |  |  |  | 6.3
| D/f SW1 | -3 | 1 | 1 | 1.2 |  | 1.35 | -4.86
| Add jams | 3 | 1 | 2 | 5.1 |  | 0.23 | 7.04 |  |  |  |  | 5.1
| S/C 1,2 & 3 front passage | 3 | 1 | 2 | 1.262 |  | 2.925 | 22.15
| S/C 1 front passage wall | 1 | 1 | 1 | 1.875 |  | 2.925 | 5.48
| S/C 1 front passage wall | 1 | 1 | 1 | 1.45 |  | 2.925 | 4.24
| S/C 1 front passage wall | 1 | 1 | 2 | 0.93 |  | 2.925 | 5.44
| S/C 2 front passage wall | 1 | 1 | 1 | 1.364 |  | 2.925 | 3.99
| S/C 2 & 3 front passage wall | 1 | 1 | 2 | 1.917 |  | 2.925 | 11.21
| S/C 2 & 3 front passage wall | 1 | 1 | 2 | 0.774 |  | 2.925 | 4.53
| S/C 3 Front passage wall | 1 | 1 | 1 | 1.589 |  | 2.925 | 4.65
| S/C 3 Front passage wall | 1 | 1 | 1 | 0.995 |  | 2.925 | 2.91 |  |  |  |  | 1.93
| S/C 3 Front passage wall | 1 | 1 | 1 | 0.935 |  | 2.925 | 2.73
| Service lift front passage wall | 1 | 1 | 1 | 2.32 |  | 2.925 | 6.79
| Service lift front passage wall | 1 | 1 | 1 | 2.97 |  | 2.925 | 8.69
| Service lift front passage wall | 1 | 1 | 1 | 2.97 |  | 2.925 | 8.69
| Service lift front passage wall | 1 | 1 | 1 | 2.3 |  | 2.925 | 6.73
| Garbage duct backe side wall | 1 | 1 | 2 | 0.981 |  | 2.925 | 5.74
| Garbage duct backe side wall | 1 | 1 | 2 | 0.695 |  | 2.925 | 4.07
| Garbage duct backe side wall | 1 | 1 | 2 | 0.935 |  | 2.925 | 5.47
| Staicase front & corridor area between wall | 2 | 1 | 1 | 4.985 |  | 2.925 | 29.16
| Corridor area between wall | 2 | 1 | 1 | 27.165 |  | 2.925 | 158.92
| D/F Corridor open | -1 | 1 | 2 | 1.8 |  | 2.925 | -10.53
| D/F GD | -2 | 1 | 2 | 1 |  | 2.1 | -8.4
| Corridor area | 1 | 1 | 2 | 16.06 |  | 2.925 | 93.95
| D/F GD | -2 | 1 | 2 | 1 |  | 2.1 | -8.4
| EB room Front D | -2 | 1 | 1 | 0.9 |  | 2.1 | -3.78
| D/F Lift LD | -2 | 1 | 1 | 1 |  | 2.1 | -4.2
| D/ F OTS outer wall | -2 | 1 | 2 | 2.88 |  | 1.23 | -14.17 |  |  |  |  | 1.23
| D/F RV | -4 | 1 | 1 | 0.75 |  | 0.45 | -1.35
| Add Jmas RV | 5 | 1 | 1 | 2.4 | 0.23 |  | 2.76 |  |  |  |  | 2.4
| D/F Garbage duct and EB duct open grill | -2 | 1 | 2 | 0.75 |  | 0.9 | -2.7
| Shoe rack support wall corner | 10 | 2 | 1 | 0.4 |  | 0.7 | 5.6
| Shoe rack support wall middle | 10 | 2 | 1 | 0.4 |  | 0.7 | 5.6
| Shoe rack support wall top | 10 | 2 | 1 | 0.4 |  | 0.07 | 0.56
| Shoe rack support wall top | 10 | 2 | 1 | 0.4 |  | 0.07 | 0.56
Duct inside wall
| 'Garbage alround inner | 1 | 1 | 2 | 3.9 |  | 2.85 | 22.23 |  |  |  |  | 3.9
| D/f grill | -1 | 1 | 2 | 0.75 |  | 0.9 | -1.35
| Add Grill jams | 1 | 1 | 2 | 3.3 | 0.23 |  | 1.52 |  |  |  |  | 3.3
| Electrical duct alround inner | 1 | 1 | 2 | 5.67 |  | 3.05 | 34.59 |  |  |  |  | 5.67
| D/f grill | -1 | 1 | 2 | 0.75 |  | 0.9 | -1.35
| Add Grill jams | 1 | 1 | 2 | 3.3 | 0.23 |  | 1.52 |  |  |  |  | 3.3
[6 empty] | Total |  | 3020.24 | Sqm
Second floor
| same qty as above | [6 empty] | 3020.24 | sqm
Third floor
| same qty as above | [6 empty] | 3020.24 | sqm
Fourth floor
| same qty as above | [6 empty] | 3020.24 | sqm
Fifth floor
| same qty as above | [6 empty] | 3020.24 | sqm
Sixth floor
| same qty as above | [6 empty] | 3020.24 | sqm
Seventh floor
| same qty as above | [6 empty] | 3020.24 | sqm
Eighth floor
| same qty as above | [6 empty] | 3020.24 | sqm
Ninth floor
| same qty as above | [6 empty] | 3020.24 | sqm
Tenth floor
| same qty as above | [6 empty] | 3020.24 | sqm
Eleventh floor
| Stair case 1 ,2 & 3 Room inner | 1 | 1 | 3 | 19.02 |  | 2.925 | 166.9 |  |  |  |  | 19.021 | 2.725
| D/ F GSD | -1 | 1 | 3 | 1.5 |  | 2.1 | -9.45
| Add GSD jams | 1 | 1 | 3 | 5.7 | 0.23 |  | 3.93
| D/F SW | -1 | 1 | 3 | 1.8 |  | 1.35 | -7.29
| Add SW Jams | 1 | 1 | 3 | 6.3 | 0.23 |  | 4.35
| D/F SW1 | -1 | 2 | 3 | 1.2 |  | 1.35 | -9.72
| Add SW1 Jams | 1 | 2 | 3 | 5.1 | 0.23 |  | 7.04
Outer plastering
Basement
| Alround basement lvevel | 1 | 1 | 1 | 213.646 |  | 0.9 | 192.28
outer area
| Building alround | 1 | 1 | 1 | 213.646 |  | 35.05 | 7488.29 |  |  |  |  | 42.75 | 44.48
| D/f Silt floor Open area | -1 | 1 | 2 | 3.015 |  | 2.65 | -15.98
| D/f Silt floor Open area | -1 | 1 | 2 | 2.33 |  | 2.65 | -12.35 | [5 empty] | 2.45
| D/f Silt floor Open area | -1 | 1 | 2 | 2.28 |  | 2.65 | -12.08
| D/f Silt floor Open area | -1 | 1 | 2 | 2.945 |  | 2.65 | -15.61
| D/f Silt floor Open area | -1 | 2 | 2 | 3.095 |  | 2.65 | -32.81
| d/f Open | -1 | 1 | 1 | 2.3 |  | 2.65 | -6.1
| d/f Open | -1 | 1 | 3 | 1.75 |  | 2.65 | -13.91
| D/F W1 (Stilt floor) | -1 | 1 | 4 | 1.5 |  | 1.35 | -8.1
| D/F W (1st to 14 th floor) | -10 | 1 | 12 | 1.8 |  | 1.35 | -291.6
| D/F W1 (1st to 14 th floor) | -10 | 1 | 4 | 1.5 |  | 1.35 | -81
| D/F SW | -10 | 1 | 3 | 1.8 |  | 1.35 | -72.9
| D/F SW1 | -10 | 1 | 6 | 1.2 |  | 1.35 | -97.2
| D/F V/Ex | -10 | 5 | 4 | 0.75 |  | 0.75 | -112.5
| D/F Service verandah | -10 | 5 | 2 | 1.6 |  | 1.5 | -240
| Sunshade W1 top stilt floor | 1 | 1 | 5 | 1.96 | 0.6 |  | 5.88 |  |  |  |  | 1.96
| Sunshade W1 side stilt floor | 1 | 2 | 5 | 0.6 |  | 0.065 | 0.39
| Sunshade W top (1st to 14 th floor) | 10 | 1 | 12 | 2.26 | 0.6 |  | 162.72 |  |  |  |  | 2.26
| Sunshade W side (1st to 14 th floor) | 10 | 2 | 12 | 0.6 |  | 0.065 | 9.36
| Sunshade W1 top (1st to 14 th floor) | 10 | 1 | 4 | 1.96 | 0.6 |  | 47.04
| Sunshade W 1side (1st to 14 th floor) | 10 | 2 | 4 | 0.6 |  | 0.065 | 3.12
| Sunshade SW top (1st to 14 th floor) | 10 | 1 | 3 | 2.26 | 0.6 |  | 40.68
| Sunshade SW side (1st to 14 th floor) | 10 | 2 | 3 | 0.6 |  | 0.065 | 2.34
| Sunshade SW1 top (1st to 14 th floor) | 10 | 1 | 2 | 1.66 | 0.6 |  | 19.92 |  |  |  |  | 1.66
| Sunshade SW1 side (1st to 14 th floor) | 10 | 2 | 2 | 0.6 |  | 0.065 | 1.56
| Stair case 1 ,2 & 3 Room outer | 1 | 1 | 3 | 19.02 |  | 1.35 | 77.03 |  |  |  |  | 19.021 | 2.725 | 1.35
| Water tank outer alround | 1 | 2 | 10 | 21.32 |  | 1.35 | 575.64 |  |  |  |  | 9.355 | 8.355
| Water tank outer alround top projection aree | 1 | 1 | 10 | 30.54 | 0.5 |  | 152.7 |  |  |  |  | 5.925 | 4.925 |  |  |  | 30.54
| Water tank outer alround top projection middle areea | 1 | 1 | 10 | 5.93 | 0.5 |  | 29.65
| Stair case 1 ,2 & 3 Room Outer parapet wall inner | 1 | 1 | 10 | 19.02 |  | 0.45 | 85.59
| Stair case 1 ,2 & 3 Room Outer parapet wall outer | 1 | 1 | 3 | 21 |  | 0.68 | 42.84
| LIFT 1 & 2 room parapet wall inner | 1 | 1 | 2 | 9 |  | 0.45 | 8.1 |  |  |  |  | 3.06 | 2.36 | 5.42 | 10.84
| LIFT 1 & 2 room parapet wall outer | 1 | 1 | 2 | 10.84 |  | 0.68 | 14.74 |  |  |  |  | 2.6 | 1.9 | 4.5 | 9
| Service lift parapet wall inner | 1 | 1 | 1 | 10.6 |  | 0.45 | 4.77 |  |  |  |  | 10.6
| Service lift parapet wall outer | 1 | 1 | 1 | 12.44 |  | 0.68 | 8.46 |  |  |  |  | 2.76 | 3.46 | 6.22 | 12.44
| Parapet wall building alround outer | 1 | 1 | 1 | 213.646 |  | 1.73 | 369.61 |  |  |  |  | 187.796
| OTS alround outer | 1 | 1 | 8 | 11.84 |  | 1.73 | 163.87 |  |  |  |  | 11.84
| OTS alround inner | 1 | 1 | 8 | 10 |  | 1.5 | 120 |  |  |  |  | 10
| OTS alround inner | 1 | 1 | 2 | 9.29 |  | 1.5 | 27.87 |  |  |  |  | 9.29
| Terrace head room GSD sunshade top | 1 | 1 | 3 | 1.96 | 0.6 |  | 3.53 |  |  |  |  | 1.96
| Terrace head room GSD sunshade 3 side | 1 | 1 | 3 | 3.16 |  | 0.065 | 0.62 |  |  |  |  | 3.16 | 0.065
| Terrace head roomSW sunshade top | 1 | 1 | 3 | 2.26 | 0.6 |  | 4.07 |  |  |  |  | 2.26
| Terrace head room SW sunshade 3 side | 1 | 1 | 3 | 3.46 |  | 0.065 | 0.67 |  |  |  |  | 3.46
| Terrace head roomSW1sunshade top | 1 | 2 | 3 | 1.66 | 0.6 |  | 5.98 |  |  |  |  | 1.66
| Terrace head room SW1 sunshade 3 side | 1 | 2 | 3 | 2.86 |  | 0.065 | 1.12 |  |  |  |  | 2.86
Duct portion
| Duct DB -I Top( Duct small (A.T)) outer | 11 | 5 | 2 | 2.645 | 0.3 |  | 87.29 |  |  |  |  | 2.645
| DB-I Top (A.T duct) outer | 11 | 5 | 2 | 2.645 | 0.115 |  | 33.46
| Duct DB -I Top( Duct small (A.T)) inner | 11 | 5 | 2 | 2.179 | 0.3 |  | 71.91 |  |  |  |  | 2.179
| Duct DB -II Top (Duct big ( C.T ) outer | 11 | 5 | 2 | 2.63 | 0.6 |  | 173.58 |  |  |  |  | 2.63
| DB-II Top (C.T duct) outer top | 11 | 5 | 2 | 2.63 | 0.115 |  | 33.27
| Duct DB -II Top (Duct big ( C.T ) inner | 11 | 5 | 2 | 2.4 | 0.3 |  | 79.2 |  |  |  |  | 2.4
OTS
| alround OTS 1,2,3,4,5,6,7,8 | 1 | 8 | 1 | 10 |  | 35.05 | 2804 |  |  |  |  | 10 | 42.75 | 44.25
| alround OTS 9,10 | 1 | 2 | 1 | 8.8 |  | 35.05 | 616.88
| D/F Hall FW | -10 | 5 | 1 | 1.5 |  | 1.8 | -135 |  |  |  |  | 56
| D/F Still floor open near OTS side | -1 | 5 | 2 | 3.1 |  | 1.85 | -57.35 |  |  |  |  | 1.85
| D/F Still floor open near OTS side | -1 | 5 | 2 | 1.9 |  | 1.85 | -35.15 |  |  |  |  | 1.85
| D/F Still floor open near OTS side grill (1st to 14 the floor) | -10 | 2 | 2 | 3.1 |  | 0.95 | -117.8 |  |  |  |  | 1.85 | 0.95
| D/F Still floor open near OTS side grill (1st to 14 the floor) | -10 | 2 | 2 | 1.9 |  | 0.95 | -72.2 |  |  |  |  | 1.85 | 0.95
| D/F Hall FW | -10 | 5 | 1 | 1.5 |  | 1.8 | -135 |  |  |  |  | 56
| D/F Still floor open near OTS side | -1 | 2 | 2 | 4.25 |  | 1.85 | -31.45 |  |  |  |  | 1.85
| D/F Still floor open near OTS side grill (1st to 14 the floor) | -10 | 2 | 2 | 4.25 |  | 0.95 | -161.5 |  |  |  |  | 1.85 | 0.95
| Garbage duct inner alround | 1 | 1 | 2 | 3.9 |  | 42.75 | 333.45 |  |  |  |  | 42.75 | 3.9
| D/F GW | -10 | 1 | 2 | 0.75 |  | 0.6 | -9
| Electrical duct inner alround | 1 | 1 | 2 | 5.67 |  | 42.75 | 484.79 |  |  |  |  | 5.67
| D/F GD | -10 | 1 | 2 | 0.9 |  | 0.6 | -10.8
[8 empty] | 12766.64 | sqm
[6 empty] | Overall Total |  | 44493.19 | sqm
[6 empty] | Say |  | 44494 | sqm |  |  |  | 319791.46
34 | Plastering in C.M. 1:4, 12mm thick
Stilt Floor to Eleventh Floor
| Main Staircase First Flight | 12 | 2 | 1 | 3 | - | 1.65 | 118.8
| Fire Staircase First Flight | 12 | 1 | 1 | 3 | - | 1.65 | 59.4
| Main Staircase Second Flight | 12 | 2 | 1 | 2.7 | - | 1.65 | 106.92
| Fire Staircase Second Flight | 12 | 1 | 1 | 2.7 | - | 1.65 | 53.46
| Main Staircase Mid Landing | 12 | 2 | 1 | 0.15 | - | 1.65 | 5.94
| Fire Staircase Mid Landing | 12 | 1 | 1 | 0.53 | - | 1.65 | 10.49
Lift Terrace Floor
| Lift Handrail | 1 | 1 | 1 | 7.2 | - | 1.65 | 11.88
| Fire Staircase to Terrace Handrail | 1 | 1 | 1 | 12.75 | - | 1.65 | 21.04
| Service Lift Handrail | 1 | 1 | 1 | 6 | - | 1.65 | 9.9
| Inspection Chamber | 1 | 2 | 10 | 2.4 | - | 0.75 | 36
| Electrical Duct for Building | 1 | 1 | 5 | 2.4 | - | 0.75 | 9
| Electrical Duct for Building Outer | 1 | 1 | 5 | 2.4 | - | 0.75 | 9
[6 empty] | Total |  | 451.83 | sqm
[6 empty] | Say |  | 451.9 | sqm
Two Coat of Wall Putty
In stilt floor/Ground floor
Stilt Floor
| Security Room | 1 | 1 | 1 | 3.385 | 2.505 | - | 8.48
| Security Room Offset | 1 | 1 | 1 | 0.785 | 1.43 | - | 1.12
| Office Room | 1 | 1 | 1 | 3.385 | 2.505 | - | 8.48
| Office Room Offset | 1 | 1 | 1 | 0.785 | 1.43 | - | 1.12
| Toilet | 1 | 1 | 1 | 2.1 | 1.315 | - | 2.76
| EB Room | 1 | 1 | 3 | 3.385 | 4.665 | - | 47.37
| EB Room | 1 | 1 | 4 | 3.385 | 4.845 | - | 65.6
| EB Room | 1 | 1 | 1 | 3.375 | 4.845 | - | 16.35
| EB Room | 1 | 1 | 2 | 3.315 | 4.835 | - | 32.06
| Common Area | 1 | 1 | 1 | 35.5 | 6.06 | - | 215.13
| Common Area Offset | 1 | 1 | 2 | 2.91 | 1.315 | - | 7.65
| Main Staircase, Corrider and OTS | 1 | 1 | 1 | 4.98 | 21.91 | - | 109.11
| Parking Area | 1 | 1 | 5 | 6.93 | 9.355 | - | 324.15
| Parking Area Offset | 1 | 1 | 7 | 3.845 | 4.23 | - | 113.85
For Roof Beam
| Main Staircase Tie Beam | 1 | 2 | 2 | 2.85 | - | 0.325 | 3.71
| Fire Staircase Tie Beam | 1 | 1 | 2 | 3.53 | - | 0.325 | 2.29
| Hall and Bed-1 Middle Beam | 1 | 2 | 10 | 3.35 | - | 0.275 | 18.43
| Hall and Bed-1 Middle Beam | 1 | 2 | 5 | 8.895 | - | 0.275 | 24.46
| Kitchen and Service Verandah Middle Beam | 1 | 1 | 6 | 2.57 | - | 0.275 | 4.24
| Kitchen and Att.Toilet Middle Beam | 1 | 1 | 6 | 2.17 | - | 0.475 | 6.18
| Com.Toilet and Bed-2 Middle Beam | 2 | 2 | 8 | 3.385 | - | 0.475 | 51.45
| Hall and Bed-1 Middle Beam | 1 | 2 | 10 | 3.35 | - | 0.275 | 18.43
| Hall and Bed-1 Middle Beam | 1 | 2 | 5 | 8.895 | - | 0.275 | 24.46
| Att.Toilet Below Beam | 1 | 1 | 6 | 3.385 | - | 0.25 | 5.08
| Duct and Service Verandah Below Beam | 1 | 1 | 6 | 3.6 | - | 0.25 | 5.4
| Hall and Bed-2 Middle Beam | 1 | 2 | 5 | 5.065 | - | 0.475 | 24.06
| Bed-1 and Kichen Middle Beam | 1 | 2 | 6 | 3.6 | - | 0.475 | 20.52
| Main Staircase Tie Beam | 1 | 2 | 2 | 2.85 | - | 0.325 | 3.71
| Fire Staircase Tie Beam | 1 | 1 | 2 | 3.53 | - | 0.325 | 2.29
| OTS and Foyer Middle Beam | 1 | 2 | 20 | 1.9 | - | 0.175 | 13.3
| Lobby Middle Beam | 1 | 2 | 1 | 8.39 | - | 0.475 | 7.97
| Lobby and Corrider Beam | 1 | 2 | 1 | 6.06 | - | 0.175 | 2.12
| Lobby and Corrider Beam | 1 | 2 | 2 | 2.85 | - | 0.275 | 3.14
| Corrider Beam | 1 | 2 | 2 | 26.705 | - | 0.325 | 34.72
| Lobby and Fire Staircase Middle Beam | 1 | 2 | 1 | 4.23 | - | 0.475 | 4.02
| Lobby and Service Verandah | 1 | 2 | 1 | 2.97 | - | 0.325 | 1.93
| OTS, Foyer and Lobby Middle Beam | 1 | 2 | 1 | 7.62 | - | 0.475 | 7.24
| OTS Side Beam | 1 | 2 | 2 | 2.71 | - | 0.275 | 2.98
| Hall and Bed-2 Middle Beam | 1 | 2 | 3 | 3.165 | - | 0.475 | 9.02
| Bed-1 Rear Beam | 1 | 1 | 10 | 3.35 | - | 0.275 | 9.21
Deduction
| Lift | -1 | 1 | 2 | 3.06 | 2.13 | - | -13.04
| Service Lift | -1 | 1 | 1 | 3.46 | 2.53 | - | -8.75
| Open to Sky | -1 | 1 | 6 | 3.1 | 1.9 | - | -35.34
| Open to Sky | -1 | 1 | 2 | 2.5 | 1.9 | - | -9.5
| Open to Sky | -1 | 1 | 2 | 1.86 | 1.9 | - | -7.07
| Open to Sky | -1 | 1 | 2 | 1.23 | 0.67 | - | -1.65
| Open to Sky | -1 | 0.5 | 2 | 0.67 | 0.67 | - | -0.45
| Duct | -1 | 1 | 10 | 1.66 | 1.445 | - | -23.99
| Garbage | -1 | 1 | 2 | 0.97 | 0.935 | - | -1.81
| EB | -1 | 1 | 2 | 0.695 | 0.935 | - | -1.3
| EB | -1 | 1 | 4 | 0.75 | 0.635 | - | -1.91
| EB | -1 | 1 | 2 | 0.75 | 1.15 | - | -1.73
| EB | -1 | 1 | 2 | 0.635 | 1.005 | - | -1.28
| Service | -1 | 1 | 2 | 0.635 | 0.895 | - | -1.14
| Fire Duct | -1 | 1 | 2 | 1.155 | 1.15 | - | -2.66
| Main Staircase Right Side | -1 | 1 | 2 | 3.645 | 1.9 | - | -13.85
First Floor to Tenth Floor
| Hall | 10 | 1 | 10 | 5.18 | 3.35 | - | 1735.3
| Bed-1 | 10 | 1 | 10 | 3.6 | 3.35 | - | 1206
| Bed-2 | 10 | 1 | 10 | 3.35 | 3.5 | - | 1172.5
| Kitchen | 10 | 1 | 10 | 2.8 | 2.4 | - | 672
| Com.Toilet | 10 | 1 | 10 | 1.2 | 2.1 | - | 252
| Passage | 10 | 1 | 10 | 1.2 | 1.4 | - | 168
| Att.Toilet | 10 | 1 | 10 | 1.2 | 2.29 | - | 274.8
| Service Verandah | 10 | 1 | 10 | 2.8 | 1.1 | - | 308
| Foyer | 10 | 1 | 10 | 2.02 | 1.62 | - | 327.24
| Corrider | 10 | 1 | 1 | 27.62 | 1.8 | - | 497.16
| Corrider Offset | 10 | 2 | 1 | 3.49 | 2.13 | - | 148.67
| EB and Garbage Middle | 10 | 2 | 1 | 1.2 | 1.17 | - | 28.08
| Lobby | 10 | 1 | 1 | 4.99 | 4.8 | - | 239.52
| Lobby, Fire Staircase and Lift Service | 10 | 1 | 1 | 6.2 | 6.06 | - | 375.72
| Main Staircase | 10 | 1 | 2 | 2.85 | 5.55 | - | 316.35
| Lobby and Fire Duct | 10 | 1 | 1 | 2.85 | 3.3 | - | 94.05
| Lobby, EB and Service | 10 | 1 | 1 | 4.24 | 2.13 | - | 90.31
| Fire Duct and EB Offset | 10 | 1 | 2 | 2.14 | 0.87 | - | 37.24
| Lobby and Corrider Offset | 10 | 1 | 1 | 2.85 | 1.17 | - | 33.35
| EB and Corrider Offset | 10 | 1 | 2 | 0.6 | 0.75 | - | 9
| Corrider | 10 | 2 | 1 | 2.03 | 1.8 | - | 73.08
For Loft
| Bed-1 | 10 | 1 | 10 | 3.35 | 0.6 | - | 201
| Bed-2 | 10 | 1 | 10 | 3.35 | 0.6 | - | 201
| Kitchen | 10 | 1 | 10 | 4.6 | 0.6 | - | 276
| Kitchen Hearth Slab | 10 | 1 | 10 | 2.8 | 0.6 | - | 168
For Roof Beam
| Main Staircase Tie Beam | 10 | 2 | 2 | 2.85 | - | 0.325 | 37.05
| Fire Staircase Tie Beam | 10 | 2 | 1 | 3.53 | - | 0.325 | 22.95
| Lobby Middle Beam | 10 | 2 | 1 | 8.39 | - | 0.475 | 79.71
| Corrider Middle Beam | 10 | 2 | 1 | 1.8 | - | 0.175 | 6.3
| Corrider Middle Beam | 10 | 2 | 1 | 1.8 | - | 0.475 | 17.1
| Lobby and Corrider Beam | 10 | 2 | 2 | 2.85 | - | 0.275 | 31.35
| Lobby and Service Verandah Middle Beam | 10 | 2 | 1 | 2.97 | - | 0.325 | 19.31
Deduction
| Lift Serivce | -10 | 1 | 1 | 3.23 | 2.53 | - | -81.72
| Fire Staircase | -10 | 1 | 1 | 2.7 | 0.53 | - | -14.31
| Main Staircase | -10 | 1 | 1 | 2.7 | 0.15 | - | -4.05
| Beam Joints | -10 | 1 | 4 | - | 0.23 | 0.275 | -2.53
| Beam Joints | -10 | 1 | 1 | - | 0.23 | 0.325 | -0.75
Terrace Floor
| Main Staircase Head Room Terrace | 1 | 1 | 2 | 2.85 | 6.12 | - | 34.88
| Main Staircase Head Room Terrace | 1 | 2 | 0.5 | 0.91 | 0.91 | - | 0.83
| Main Staircase Head Room Terrace | 1 | 2 | 0.5 | 0.56 | 0.55 | - | 0.31
| Lift Head Room Terrace | 1 | 1 | 1 | 2.6 | 6.06 | - | 15.76
| Service Lift Head Room Terrace | 1 | 1 | 1 | 6.15 | 2.3 | - | 14.15
| Fire Staircase Head Room Terrace | 1 | 1 | 1 | 6.15 | 3.53 | - | 21.71
| Fire Staircase Head Room Terrace | 1 | 1 | 1 | 1.05 | 1.8 | - | 1.89
| Fire Staircase Head Room Terrace | 1 | 1 | 1 | 1.4 | 0.23 | - | 0.32
For Roof Beam
| Main Staircase Tie Beam | 1 | 2 | 2 | 2.85 | - | 0.325 | 3.71
| Fire Staircase Tie Beam | 1 | 1 | 2 | 3.53 | - | 0.325 | 2.29
| Fire Staircase | 1 | 1 | 2 | 4.2 | - | 0.325 | 2.73
| Fire Staircase | 1 | 1 | 2 | 3.53 | - | 0.475 | 3.35
| Lift | 1 | 2 | 2 | 2.6 | - | 0.275 | 2.86
| Service Lift | 1 | 1 | 2 | 2.3 | - | 0.275 | 1.27
[6 empty] | Overall Total |  | 10258.96 | Sqm
10259
35.1 | Spl. Ceiling plastering in C.M. 1:3,
Outer Side
Terrace Floor
| Water Tank | 1 | 1 | 8 | 4.29 | 3.92 | - | 134.53
| Fire and Water Tank | 1 | 1 | 2 | 3.92 | 9.36 | - | 73.38
| Water Tank Inner Alround | 1 | 1 | 8 | 14.59 | - | 0.3 | 35.02
| Fire and Water Tank Alround | 1 | 1 | 2 | 16.6 | - | 0.3 | 9.96
| Fire and Water Tank Alround | 1 | 1 | 2 | 14.59 | - | 0.3 | 8.75
| Lift Landing | 1 | 1 | 1 | 7.2 | 0.9 | - | 6.48
| Fire Staircase to Terrace Landing | 1 | 1 | 1 | 12.75 | 0.9 | - | 11.48
| Service Lift Landing | 1 | 1 | 1 | 6 | 0.9 | - | 5.4
Deduction
| Duct | -1 | 1 | 10 | 1.22 | 1.43 | - | -17.45
[7 empty] | Total | 267.55
[7 empty] | Say | 267.6 | SQM
White washing 3 coats (slaked)
[8 empty] | 267.6 | SQM
35.1 | Plastering in C.M. 1:3, 12mm thick with WPC
For Basement
| Lift | 1 | 1 | 2 | 2.6 | 1.9 | - | 9.88
| Lift Wall Alround | 1 | 1 | 2 | 9 | - | 1.65 | 29.7
| Lift Service | 1 | 1 | 1 | 2.3 | 3 | - | 6.9
| Lift Service Wall Alround | 1 | 1 | 1 | 10.6 | - | 1.65 | 17.49
For Water Tank and Fire Tank
| Water Tank | 1 | 1 | 10 | 3.47 | 3.83 | - | 132.9
| Water Tank Wall Alround | 1 | 1 | 10 | 14.59 | - | 1.2 | 175.08
| Fire Tank | 1 | 1 | 2 | 3.47 | 4.84 | - | 33.59
| Fire Tank Alround | 1 | 1 | 2 | 16.6 | - | 1.2 | 39.84
[8 empty] | 445.38 | sqm
[7 empty] | Say | 445.4 | sqm
36 | Cement mortar Border in C.M. 1:5, 12 mm thick
a.150mm wide
| Building alround | 1 | 1 | 1 | 213.646 |  |  | 213.646
[7 empty] | Total | 213.65
[7 empty] | Say | 214 | Rmt.
b.75mm wide
Stilt Floor
| Building alround | 1 | 1 | 1 | 213.646 |  |  | 213.65
| Common toilet Duct beam side | 1 | 10 | 2 | 0.715 |  |  | 14.3
3rd Floor & 5th floor
| Building alround | 2 | 1 | 1 | 213.646 |  |  | 427.29
| Common toilet Duct beam side | 2 | 10 | 2 | 0.715 |  |  | 28.6
7th Floor & 9th floor
| Building alround | 2 | 1 | 1 | 213.646 |  |  | 427.29
| Common toilet Duct beam side | 2 | 10 | 2 | 0.715 |  |  | 28.6
11th Floor
| Building alround | 2 | 1 | 1 | 213.646 |  |  | 427.29
| Common toilet Duct beam side | 2 | 10 | 2 | 0.715 |  |  | 28.6
[7 empty] | Total | 1595.62
[7 empty] | Say | 1596 | Rmt.
C.50mm wide
| Building alround | 2 | 1 | 1 | 213.646 |  |  | 427.29
| Common toilet Duct beam side | 2 | 10 | 2 | 0.715 |  |  | 28.6
| Ventilator | 2 | 10 | 10 | 3 |  |  | 600
1055.89
[7 empty] | Say | 1055.9 | Rmt.
One coat of primer paint
| As per item No.35 | [6 empty] | 10259 | Sqm
39 | M.S.Grill
| Stilt floor |  |  |  |  | co-eff
| W1 | 1 | 1 | 4 | 1.5 | 18 | 1.35 | 145.8
| Security room SW1 | 1 | 2 | 2 | 1.2 | 18 | 1.35 | 116.64
| Office room SW | 1 | 1 | 2 | 1.8 | 18 | 1.35 | 87.48
| EB room GD | 1 | 1 | 2 | 1 | 18 | 2.1 | 75.6
| RS | 1 | 1 | 2 | 2.1 | 20 | 2.1 | 176.4
| Ventilator V | 1 | 1 | 2 | 0.75 | 15 | 0.75 | 16.88
| Fire Staircase | 1 | 1 | 1 | 2.4 | 18 | 1.35 | 58.32
|  | 1 | 1 | 1 | 3 | 18 | 1.35 | 72.9
| Fire staircase Grill door | 1 | 1 | 1 | 1.5 | 18 | 2.1 | 56.7
1st to 10th floor
| Door GD | 100 | 1 | 1 | 1 | 20 | 2.1 | 4200
| Door GD | 2 | 1 | 1 | 1 | 20 | 2.1 | 84
| Door MD | 100 | 1 | 1 | 1 | 15 | 0.6 | 900
| Window FW | 100 | 1 | 1 | 1.5 | 18 | 1.8 | 4860
| Window KW | 100 | 1 | 1 | 1.1 | 18 | 1.05 | 2079
| Window W | 100 | 1 | 1 | 1.8 | 18 | 1.35 | 4374
| Window W1 | 100 | 1 | 1 | 1.5 | 18 | 1.35 | 3645
| Ventilator V | 100 | 2 | 1 | 0.75 | 15 | 0.75 | 1687.5
| Foyer Grill | 100 | 1 | 1 | 1.9 | 18 | 1.1 | 3762
| Service Verandah Grill | 100 | 1 | 1 | 1.6 | 20 | 1.1 | 3520
| Garbage Grill | 10 | 1 | 2 | 0.45 | 15 | 0.75 | 101.25
| Open to Sky Grill | 10 | 1 | 6 | 2.4 | 18 | 1.1 | 2851.2
| Open to Sky Grill | 10 | 1 | 2 | 1.8 | 18 | 1.1 | 712.8
| Open to Sky Grill | 10 | 1 | 2 | 0.9 | 18 | 1.1 | 356.4
| Open to Sky Grill | 10 | 1 | 2 | 0.75 | 18 | 1.1 | 297
| Door FD | 10 | 1 | 2 | 0.9 | 20 | 2.1 | 756
| Door EBD | 10 | 1 | 12 | 0.75 | 20 | 2.1 | 3780
| Corrider Grill | 10 | 1 | 2 | 1.2 | 20 | 1.1 | 528
| Fire Staircase Grill | 10 | 1 | 1 | 2.4 | 20 | 1.35 | 648
| Fire Staircase Grill | 10 | 1 | 1 | 3 | 20 | 1.35 | 810
| Fire Staircase GSD | 1 | 1 | 1 | 1.5 | 20 | 2.1 | 63
Terrace Floor
| Door D | 1 | 1 | 2 | 0.9 | 20 | 2.1 | 75.6
| Door D4 | 1 | 1 | 1 | 1.5 | 20 | 2.1 | 63
| Door D5 | 1 | 1 | 2 | 1.2 | 20 | 2.1 | 100.8
| Door EBD | 1 | 1 | 5 | 0.75 | 20 | 2.1 | 157.5
| Window W1 | 1 | 1 | 5 | 1.5 | 20 | 1.35 | 202.5
| Water Tank Handrails and Step | 1 | 1 | 10 | 4 | 20 | 0.45 | 360
[8 empty] | 41781.27 | kgs
[6 empty] | Say |  | 41782 | kgs |  |  |  | 124826.84 | 120.49 | 13494.88
40 | Painting-New "wood work" |  |  |  |  | co-eff
Stilt floor
| Security room , Office room, D | 1 | 1 | 2 | 0.9 | 2.6 | 2.1 | 9.83
| Enterence EMD | 1 | 1 | 2 | 1.5 | 2.6 | 2.1 | 16.38
| 1st to 10th floor (bed1,M-Bed ) door | 10 | 10 | 2 | 0.9 | 2.6 | 2.1 | 982.8
| 1st to 10th floor service romm D1 | 10 | 10 | 1 | 0.75 | 2.6 | 2.1 | 409.5 |  |  |  |  | 0.13 | 0.62
1418.51
[7 empty] | Say | 1418.6 | sqm
41 | Painting - New "iron work" |  |  |  |  | co-eff
| Stilt floor |  |  |  |  | co-eff
| W1 | 1 | 1 | 4 | 1.5 | 1 | 1.35 | 8.1
| Security room SW1 | 1 | 2 | 2 | 1.2 | 1 | 1.35 | 6.48
| Office room SW | 1 | 1 | 2 | 1.8 | 1 | 1.35 | 4.86
| EB room GD | 1 | 1 | 2 | 1 | 1 | 2.1 | 4.2
| RS | 1 | 1 | 2 | 2.1 | 1 | 2.1 | 8.82
| Ventilator V | 1 | 1 | 2 | 0.75 | 1 | 0.75 | 1.13
| Fire Staircase | 1 | 1 | 1 | 2.4 | 1 | 1.35 | 3.24
|  | 1 | 1 | 1 | 3 | 1 | 1.35 | 4.05
| Fire staircase Grill door | 1 | 1 | 1 | 1.5 | 1 | 2.1 | 3.15
1st to 10th floor
| Door GD | 100 | 1 | 1 | 1 | 1 | 2.1 | 210
| Door GD | 2 | 1 | 1 | 1 | 1 | 2.1 | 4.2
| Door MD | 100 | 1 | 1 | 1 | 1 | 0.6 | 60
| Window FW | 100 | 1 | 1 | 1.5 | 1 | 1.8 | 270
| Window KW | 100 | 1 | 1 | 1.1 | 1 | 1.05 | 115.5
| Window W | 100 | 1 | 1 | 1.8 | 1 | 1.35 | 243
| Window W1 | 100 | 1 | 1 | 1.5 | 1 | 1.35 | 202.5
| Ventilator V | 100 | 2 | 1 | 0.75 | 1 | 0.75 | 112.5
| Foyer Grill | 100 | 1 | 1 | 1.9 | 1 | 1.1 | 209
| Service Verandah Grill | 100 | 1 | 1 | 1.6 | 1 | 1.1 | 176
| Garbage Grill | 10 | 1 | 2 | 0.45 | 1 | 0.75 | 6.75
| Open to Sky Grill | 10 | 1 | 6 | 2.4 | 1 | 1.1 | 158.4
| Open to Sky Grill | 10 | 1 | 2 | 1.8 | 1 | 1.1 | 39.6
| Open to Sky Grill | 10 | 1 | 2 | 0.9 | 1 | 1.1 | 19.8
| Open to Sky Grill | 10 | 1 | 2 | 0.75 | 1 | 1.1 | 16.5
| Door FD | 10 | 1 | 2 | 0.9 | 1 | 2.1 | 37.8
| Door EBD | 10 | 1 | 12 | 0.75 | 1 | 2.1 | 189
| Corrider Grill | 10 | 1 | 2 | 1.2 | 1 | 1.1 | 26.4
| Fire Staircase Grill | 10 | 1 | 1 | 2.4 | 1 | 1.35 | 32.4
| Fire Staircase Grill | 10 | 1 | 1 | 3 | 1 | 1.35 | 40.5
| Fire Staircase GSD | 1 | 1 | 1 | 1.5 | 1 | 2.1 | 3.15
Terrace Floor
| Door D | 1 | 1 | 2 | 0.9 | 1 | 2.1 | 3.78
| Door D4 | 1 | 1 | 1 | 1.5 | 1 | 2.1 | 3.15
| Door D5 | 1 | 1 | 2 | 1.2 | 1 | 2.1 | 5.04
| Door EBD | 1 | 1 | 5 | 0.75 | 1 | 2.1 | 7.88
| Window W1 | 1 | 1 | 5 | 1.5 | 1 | 1.35 | 10.13
| Water Tank Handrails and Step | 1 | 1 | 10 | 4 | 1 | 0.45 | 18
[8 empty] | 2265.01 |  |  |  |  | 8499.45 | 8.2 | 918.4 | 1346.61
[7 empty] | Say | 2265.1 | sqm
46 | S & F 20mm dia Aluminium Hanger road
| 1st to 10th floor bed 1 & bed 2 | 10 | 10 | 2 | 1 |  |  | 200
[8 empty] | 200 | Rmt.
47 | S & F Aluminium Towel rail 75CM long
| Stilt floor Toilet | 1 | 1 | 2 |  |  |  | 2
| 1st to 10th floor C.T & A.T | 10 | 10 | 2 |  |  |  | 200
[8 empty] | 202 | Nos
48 | S & F 5 pin coat stand
| Stilt floor office room & Security room | 1 | 1 | 2 |  |  |  | 2
| 1st to 10th floor bed 1 & bed 2 | 10 | 10 | 2 |  |  |  | 200
[8 empty] | 202 | Nos
49 | S & F chromium plated 8 guage picture Hook
First Floor to Eleventh Floor
| Door MD | 100 | 1 | 2 | - | - | - | 200
| Door D | 100 | 2 | 2 | - | - | - | 400
| Door D1 | 100 | 1 | 2 | - | - | - | 200
| Door GD | 100 | 1 | 2 | - | - | - | 200
| Window FW | 100 | 1 | 2 | - | - | - | 200
| Kitchen Open | 100 | 1 | 2 | - | - | - | 200
| Window W | 100 | 1 | 2 | - | - | - | 200
| Window W1 | 100 | 1 | 2 | - | - | - | 200
[6 empty] | Total |  | 1800 | Nos
50.3 | Supply and planting avenue trees
| Front portion | 1 | 1 | 25 |  |  |  | 25 | Nos
50.4 | Providing Tree guard | 1 | 1 | 25 |  |  |  | 25 | Nos
50.5 | SUPPLY OF DLINK - 8 Port POE - Manaqed switch 'Fon!: Min 16 ports,Rj45-10/100/1000Base T, Min 4 SFP, 1 Console Port POE: lEEE802.af support in all ports & 802.at L:ourer supply: Built in. Layer2 Features: Spanning tree(STP) Static Port Trunking, 16K MAC Layer 2 tUlulticast Features: lnternet Group management protocol(IGMP)Snooping, IGMP V1N2, MLD- 'v l,rl'2 Security features : Broaocas;'Mr.ilticasUUrricast Storm Control [fanagenrent ieatures: \\eb baseC CLI simple Network Management Protocol (SNMP) Trap/Alarm/Log Secirity Control. POli Power Budget: 193 Watts.
| Building | 1 | 1 | 1 | - | - | - | 1
[7 empty] | Total | 1
[7 empty] | Say | 1 | EACH
52 | UPVC water supply
a. 32 mm dia
Common toilet
| parapet to 10th floor | 1 | 10 | 1 | 32 |  |  | 320
| parapet to 9th floor | 1 | 10 | 1 | 14 |  |  | 140 |  |  |  |  | 36.35
| parapet to 8th floor | 1 | 10 | 1 | 18.5 |  |  | 185 |  |  |  |  | 18.35
| parapet to 7th floor | 1 | 10 | 1 | 21 |  |  | 210 |  |  |  |  | 22.85
| parapet to 6 th floor | 1 | 10 | 1 | 23 |  |  | 230 |  |  |  |  | 26.35
| Security room & Office room 3 th to 10th floor | 1 | 2 | 1 | 42.5 |  |  | 85
Attached toilet
| parapet to 10th floor | 1 | 10 | 1 | 14.5 |  |  | 145 |  |  |  |  | 14.5
| parapet to 9th floor | 1 | 10 | 1 | 19 |  |  | 190
| parapet to 8th floor | 1 | 10 | 1 | 23.5 |  |  | 235 |  |  |  |  | 23.5
| parapet to 7th floor | 1 | 10 | 1 | 26 |  |  | 260
| parapet to 6 th floor | 1 | 10 | 1 | 28 |  |  | 280
| Airpipe | 5 | 20 | 1 | 1.5 |  |  | 150
| Security Airpipe & Office room | 1 | 1 | 2 | 1.05 |  |  | 2.1 |  |  |  |  | 28
| over flow pipe | 1 | 5 | 3 | 8.5 |  |  | 127.5
2559.6
[6 empty] | Say |  | 2560 | Rmt
b. 25 mm dia
Common toilet
| 8th floor to 10 th floor Horizontal | 1 | 10 | 10 | 1 |  |  | 100
| Security room & Office room vertical | 1 | 1 | 2 | 28.4 |  |  | 56.8 |  |  |  |  | 22.8 | 28.4
Attached toilet & Common toilet
| 1st floor to 8th floor | 2 | 1 | 10 | 19.95 |  |  | 399 |  |  |  |  | 19.95
| 2nd floor to 8th floor | 2 | 1 | 10 | 17.1 |  |  | 342 |  |  |  |  | 17.1
| 3rd floor to 8th floor | 2 | 1 | 10 | 14.25 |  |  | 285 |  |  |  |  | 14.25
| 4th floor to 8th floor | 2 | 1 | 10 | 11.4 |  |  | 228 |  |  |  |  | 11.4
| 5th floor to 8th floor | 2 | 1 | 10 | 8.55 |  |  | 171 |  |  |  |  | 8.55
| 6th floor to 8th floor | 2 | 1 | 10 | 5.7 |  |  | 114 |  |  |  |  | 5.7
| 7th floor to 8th floor | 2 | 1 | 10 | 2.85 |  |  | 57 |  |  |  |  | 2.85
water tank (Horizontal) Common toilet
| Security room & Office room | 1 | 1 | 2 | 2 |  |  | 4
[8 empty] | 1756.8 | Rmt.
C. 20 mm dia
Common toilet
| 8th floor Horizontal | 1 | 10 | 1 | 0.9 |  |  | 9
| 9th floor Horizontal | 1 | 10 | 1 | 0.9 |  |  | 9
| 10th floor Horizontal | 1 | 10 | 1 | 0.9 |  |  | 9
| 11th floor Horizontal | 1 | 10 | 1 | 0.9 |  |  | 9
| 12th floor Horizontal | 1 | 10 | 1 | 0.9 |  |  | 9
| 13th floor Horizontal | 1 | 10 | 1 | 0.9 |  |  | 9
| 14th floor Horizontal | 1 | 10 | 1 | 0.9 |  |  | 9
| Security room & Horizontal horizontal | 1 | 1 | 2 | 3 |  |  | 6
Attached toilet
| 1st floor Horizontal | 1 | 10 | 1 | 0.9 |  |  | 9
| 2nd floor Horizontal | 1 | 10 | 1 | 0.9 |  |  | 9
| 3rd floor Horizontal | 1 | 10 | 1 | 0.9 |  |  | 9
| 4th floor Horizontal | 1 | 10 | 1 | 0.9 |  |  | 9
| 5th floor Horizontal | 1 | 10 | 1 | 0.9 |  |  | 9
| 6th floor Horizontal | 1 | 10 | 1 | 0.9 |  |  | 9
| 7th floor Horizontal | 1 | 10 | 1 | 0.9 |  |  | 9
Water tank
| Cleaning pipe | 1 | 5 | 20 | 1 |  |  | 100
| Security room & Office room | 1 | 2 | 1 | 1 |  |  | 2
[8 empty] | 234 | Rmt.
52.1 | CPVC pipe 20 mm dia for Hot water line(Fully concealed in walls) | 1 | 1 | 100 | 3 |  |  | 300 | Rmt. |  |  |  | 5.77
56.1 | Suppying and fixing of orissa pan in IWC GF | 1 | 1 | 2 |  |  |  | 2 | Nos
56.2 | Supplying and fixing of Orissa pan other than IWC GF | 1 | 1 | 100 |  |  |  | 100 | Nos
57 | S & F of E.W.C(white) | 1 | 1 | 100 |  |  |  | 100 | Nos
59.2 | Gully Trap using chamber burnt bricks 23 x 11.4 x 7.5CM
| For Kitchen waste water & kitchen line | 10 | 3 | 1 |  |  |  | 30
[8 empty] | 30 | Nos
60 | PVC Nahani trap (4way/2way)
| Stilt floor Toilet | 1 | 2 | 2 |  |  |  | 4
| Common Toilet & Attached toilet & wash basin,Kitchen | 100 | 1 | 5 |  |  |  | 500
[8 empty] | 504 | Nos
69 | Electrical arrangements
15 Amp.power plug
| Invertor ,Fridge point, washing machine, Kitchen power plug & Attaced toilet heater point & AC Plug | 100 | 1 | 6 |  |  |  | 600 | Nos
72 | Box type Fibre Fan hook
| At hall cum living (Fan & Baby hook) | 100 | 1 | 3 |  |  |  | 300
| At bed I & bed II (Fan & bed -1 Baby hook) | 100 | 1 | 3 |  |  |  | 300
| Stilt floor Security room | 1 | 1 | 1 |  |  |  | 1
| EB room | 1 | 2 | 2 |  |  |  | 4
| Office room | 1 | 1 | 1 |  |  |  | 1
| Gentrator room | 1 | 1 | 1 |  |  |  | 1
| Pumproom | 1 | 1 | 1 |  |  |  | 1
[6 empty] | Total |  | 608 | Nos
74 | Chargers for fixing of "Fan"
| At hall cum living | 100 | 1 | 2 |  |  |  | 200
| At bed I & bed II | 100 | 1 | 2 |  |  |  | 200
| Stilt floor Security room | 1 | 1 | 1 |  |  |  | 1
| EB room | 1 | 2 | 2 |  |  |  | 4
| Office room | 1 | 1 | 1 |  |  |  | 1
| Gentrator room | 1 | 1 | 1 |  |  |  | 1
| Pumproom | 1 | 1 | 1 |  |  |  | 1
[8 empty] | 408 | Nos
76 | 8 SWG wire | 1 | 1 | 10 | 10 |  |  | 100 | Rmt.
78 | Earthing Station IS3043 (Type I) | 1 | 1 | 10 |  |  |  | 10 | Nos
86 | Anti termite treatment
| For building | 1 | 1 | 1 | 50.06 | 24.77 |  | 1239.99
1239.99
[7 empty] | Say | 1240 | sqm
112 | S & F of Exsaust Fan 225 mm dia
| At Kitchen | 100 | 1 | 1 |  |  |  | 100
[7 empty] | Total | 100 | Nos
Annexure
2.15 | filling Gravel
Stilt floor carparking area
| Security room | 1 | 1 | 1 | 5.185 | 3.235 | 0.575 | 9.64
| Toilet | 1 | 1 | 1 | 2.1 | 1.315 | 0.575 | 1.59
| Toilet front passage | 1 | 1 | 1 | 1.47 | 1.265 | 0.575 | 1.07
| EB room 1 & 2 | 1 | 1 | 2 | 5.175 | 3.165 | 0.575 | 18.84
| EB room 1 & 2 | 1 | 1 | 2 | 3.385 | 4 | 0.575 | 15.57
| EB room 1 & 2 | 1 | 1 | 2 | 1.43 | 2.17 | 0.575 | 3.57
| Parking area 1,4 | 1 | 1 | 2 | 14.16 | 8.895 | 0.575 | 144.85
| Parking area 2,3,5 | 1 | 1 | 3 | 6.965 | 8.895 | 0.575 | 106.87
| Parking area 2,3,5 | 1 | 1 | 3 | 3.35 | 5.43 | 0.575 | 31.38
| Parking area 2,3,5 | 1 | 1 | 3 | 1.55 | 3.235 | 0.575 | 8.65
| Staircase 1,2 | 1 | 1 | 2 | 2.85 | 4.2 | 0.575 | 13.77
| Staircase front | 1 | 1 | 2 | 2.85 | 1.2 | 0.575 | 3.93
| Staircase passage | 1 | 1 | 2 | 1.8 | 2.029 | 0.575 | 4.2
| OTS area | 1 | 1 | 2 | 1.9 | 3.1 | 0.575 | 6.77
| Sitout | 2 | 1 | 1 | 1.9 | 1.5 | 0.575 | 3.28
| Lobby | 1 | 1 | 1 | 4.985 | 6.06 | 0.575 | 17.37
| OTS& Sitout | 2 | 1 | 3 | 4.83 | 1.9 | 0.575 | 31.66
| Corridor | 1 | 1 | 1 | 27.165 | 1.8 | 0.575 | 28.12
| Lobby | 1 | 1 | 1 | 2.1 | 1.9 | 0.575 | 2.29
| OTS area | 1 | 1 | 2 | 4.23 | 1.9 | 0.575 | 9.24
| Staircase 3 | 1 | 1 | 1 | 4.2 | 3.53 | 0.575 | 8.52
| passage area | 1 | 1 | 1 | 1.77 | 3.53 | 0.575 | 3.59
| Lift area front 3 | 1 | 1 | 1 | 2.97 | 2.3 | 0.575 | 3.93
| Duct portion | 1 | 2 | 2 | 9.125 | 2.8 | 0.575 | 58.77
| Garbage duct | 1 | 1 | 2 | 0.8 | 1.15 | 0.575 | 1.06
| EB duct | 1 | 1 | 2 | 1.685 | 1.15 | 0.575 | 2.23
| Main & Fire S/c area | 1 | 1 | 3 | 2.55 | 2.85 | 0.575 | 12.54
| Garbage duct back side | 1 | 1 | 1 | 0.86 | 0.935 | 0.575 | 0.46
| Garbage duct back side | 1 | 1 | 1 | 0.79 | 0.935 | 0.575 | 0.42 |  |  |  |  | 1.715 | 0.8575
| Enternece side | 1 | 1 | 4 | 1.43 | 2.9 | 0.575 | 9.54
| Enternece side front area | 1 | 1 | 1 | 5.81 | 1.55 | 0.575 | 5.18 |  |  |  |  | 11.62 | 5.81
| Enternece side front area | 1 | 1 | 3 | 1.41 | 6.09 | 0.575 | 14.81 |  |  |  |  | 12.17 | 6.09 | 4.22 | 1.41
583.71
| Deduction 13.1 Qty -892.00m3 | [6 empty] | 308.29
[7 empty] | Say | 309 | cum
18.1 | Form work - M.S. Sheet
a) Formwork using M.S.Sheet a.For Column footings,plinth beam,Grade beam, Raftbeam, Raft slab etC.,
FOOTINGS
| FOOTINGS- F1 | 1 | 1 | 3 | 9.6 |  | 0.6 | 17.28
| F2 | 1 | 1 | 6 | 10.8 |  | 0.7 | 45.36
| F3 | 1 | 1 | 3 | 12 |  | 0.85 | 30.6
| F4 | 1 | 1 | 1 | 14 |  | 0.9 | 12.6
| F1©- combined footing | 1 | 1 | 2 | 23.3 |  | 0.85 | 39.61
| F2© | 1 | 1 | 2 | 12.8 |  | 0.85 | 21.76
| F3© | 1 | 1 | 2 | 14 |  | 0.85 | 23.8
| F4© | 1 | 1 | 1 | 25.2 |  | 0.85 | 21.42
| F5© | 1 | 1 | 2 | 10 |  | 0.85 | 17
| F5© | 1 | 1 | 2 | 13.8 |  | 0.85 | 23.46
| F6© offset | 1 | 1 | 1 | 76.24 |  | 0.9 | 68.62
| F7© | 1 | 1 | 1 | 24.4 |  | 0.85 | 20.74
| F8© | 1 | 1 | 8 | 15.5 |  | 0.85 | 105.4
| F9© | 1 | 1 | 3 | 20.4 |  | 0.85 | 52.02
| F10© | 1 | 1 | 6 | 14.4 |  | 0.85 | 73.44
| F11© | 1 | 1 | 1 | 71.1 |  | 0.9 | 63.99
| F12© | 1 | 1 | 1 | 31.75 |  | 0.9 | 28.58
| F13© | 1 | 1 | 3 | 14.8 |  | 0.85 | 37.74
| F14© | 1 | 1 | 3 | 20.2 |  | 0.85 | 51.51
| Lift 2 -No | 1 | 1 | 1 | 16.68 |  | 0.6 | 10.01
Footing depth avg 0.85 M
Grade Beam
| Wall around | 1 | 1 | 1 | 217.356 |  | 0.4 | 86.94 |  | Column upto Grade Bottom
| House 5 | [8 empty] | Column - C1 | 1 | 1 | 79 | 0.3 | 0.45 | 1.65 | 17.6
| Bed2 inside | 1 | 1 | 2 | 13.24 |  | 0.4 | 10.59 |  | C2 | 1 | 1 | 54 | 0.3 | 0.6 | 1.65 | 16.04
| Att.Toilet | 1 | 1 | 2 | 9.17 |  | 0.4 | 7.34 |  | C3 | 1 | 1 | 3 | 0.3 | 0.6 | 1.65 | 0.89
| Hall | 1 | 1 | 2 | 16.37 |  | 0.4 | 13.1 |  | C4 | 1 | 1 | 7 | 0.3 | 0.75 | 1.65 | 2.6
| Bed1 | 1 | 1 | 2 | 14.7 |  | 0.4 | 11.76 |  | C5 | 1 | 1 | 1 | 0.38 | 0.75 | 1.65 | 0.47
| Kitchen | 1 | 1 | 2 | 14.77 |  | 0.4 | 11.82 |  | Lift 1 -2nos Vertical wall | 1 | 1 | 2 | 9.92 | 0.23 | 1.65 | 7.53
| Sit out | 1 | 1 | 2 | 6.8 |  | 0.4 | 5.44 |  | Lift 2 | 1 | 1 | 1 | 11.52 | 0.23 | 1.65 | 4.37
| OTS inner side | 1 | 1 | 2 | 10 |  | 0.4 | 8
| Staircase | 1 | 1 | 2 | 14.1 |  | 0.4 | 11.28
| Entrance | 1 | 1 | 2 | 7.24 |  | 0.4 | 5.79
House1to4
| Bed1 | 2 | 1 | 4 | 17.56 |  | 0.4 | 56.19
| Kitchen | 2 | 1 | 4 | 17.63 |  | 0.4 | 56.42
| Bed2 inside | 2 | 1 | 4 | 16.84 |  | 0.4 | 53.89
| Middle wall Toilet | 2 | 1 | 1 | 3.385 |  | 0.4 | 2.71
| Vertical wall | 2 | 1 | 1 | 1.265 |  | 0.4 | 1.01
| Hall inside | 2 | 1 | 4 | 9.57 |  | 0.4 | 30.62
| OTS,SIT,inside | 1 | 1 | 6 | 13.46 |  | 0.4 | 32.3
| Lift inside | 1 | 1 | 2 | 9 |  | 0.4 | 7.2
| lobby inside | 1 | 1 | 2 | 8 |  | 0.4 | 6.4
| Store inside | 1 | 1 | 1 | 7.61 |  | 0.4 | 3.04
| Garbage | 1 | 1 | 1 | 6.61 |  | 0.4 | 2.64
| lobby inside | 1 | 1 | 1 | 7.27 |  | 0.4 | 2.91
| Do | 1 | 1 | 1 | 6.47 |  | 0.4 | 2.59
| OTS, Staicase | 1 | 1 | 2 | 12.26 |  | 0.4 | 9.81
| lobby inside | 1 | 1 | 1 | 10.6 |  | 0.4 | 4.24
| Staircase | 1 | 1 | 1 | 15.46 |  | 0.4 | 6.18
| lobby inside | 1 | 1 | 1 | 10.54 |  | 0.4 | 4.22
| Lift inside | 1 | 1 | 1 | 10.6 |  | 0.4 | 4.24
| Toe beam | 1 | 1 | 2 | 3.54 |  | 0.4 | 2.83
| House 5 front lobby | 1 | 1 | 1 | 22.09 |  | 0.4 | 8.84
| Column offset | 1 | 1 | 2 | 1.04 |  | 0.4 | 0.83
| EB duct | 1 | 1 | 1 | 7.27 |  | 0.4 | 2.91
| Garbage | 1 | 1 | 2 | 9.07 |  | 0.4 | 7.26
| Column offset | 5 | 1 | 2 | 0.74 |  | 0.4 | 2.96
| Do | 5 | 1 | 4 | 0.59 |  | 0.4 | 4.72
| Do | 5 | 2 | 1 | 0.59 |  | 0.4 | 2.36
| Corridor | 1 | 1 | 1 | 13.26 |  | 0.4 | 5.3
| Do | 1 | 1 | 1 | 18.92 |  | 0.4 | 7.57
| Do | 1 | 1 | 1 | 22.19 |  | 0.4 | 8.88
| Do | 1 | 1 | 1 | 12.06 |  | 0.4 | 4.82
Plinth Beam
| Wall around | 1 | 1 | 1 | 217.356 |  | 0.15 | 32.6 |  | Column upto Grade Bottom
| House 5 | [8 empty] | Column - C1 | 1 | 1 | 79 | 0.3 | 0.45 | 1.65 | 17.6
| Bed2 inside | 1 | 1 | 2 | 13.24 |  | 0.15 | 3.97 |  | C2 | 1 | 1 | 54 | 0.3 | 0.6 | 1.65 | 16.04
| Att.Toilet | 1 | 1 | 2 | 9.17 |  | 0.15 | 2.75 |  | C3 | 1 | 1 | 3 | 0.3 | 0.6 | 1.65 | 0.89
| Hall | 1 | 1 | 2 | 16.37 |  | 0.15 | 4.91 |  | C4 | 1 | 1 | 7 | 0.3 | 0.75 | 1.65 | 2.6
| Bed1 | 1 | 1 | 2 | 14.7 |  | 0.15 | 4.41 |  | C5 | 1 | 1 | 1 | 0.38 | 0.75 | 1.65 | 0.47
| Kitchen | 1 | 1 | 2 | 14.77 |  | 0.15 | 4.43 |  | Lift 1 -2nos Vertical wall | 1 | 1 | 2 | 9.92 | 0.23 | 1.65 | 7.53
| Sit out | 1 | 1 | 2 | 6.8 |  | 0.15 | 2.04 |  | Lift 2 | 1 | 1 | 1 | 11.52 | 0.23 | 1.65 | 4.37
| OTS inner side | 1 | 1 | 2 | 10 |  | 0.15 | 3
| Staircase | 1 | 1 | 2 | 14.1 |  | 0.15 | 4.23
| Entrance | 1 | 1 | 2 | 7.24 |  | 0.15 | 2.17
House1to4
| Bed1 | 2 | 1 | 4 | 17.56 |  | 0.15 | 21.07
| Kitchen | 2 | 1 | 4 | 17.63 |  | 0.15 | 21.16
| Bed2 inside | 2 | 1 | 4 | 16.84 |  | 0.15 | 20.21
| Middle wall Toilet | 2 | 1 | 1 | 3.385 |  | 0.15 | 1.02
| Vertical wall | 2 | 1 | 1 | 1.265 |  | 0.15 | 0.38
| Hall inside | 2 | 1 | 4 | 9.57 |  | 0.15 | 11.48
| OTS,SIT,inside | 1 | 1 | 6 | 13.46 |  | 0.15 | 12.11
| Lift inside | 1 | 1 | 2 | 9 |  | 0.15 | 2.7
| lobby inside | 1 | 1 | 2 | 8 |  | 0.15 | 2.4
| Store inside | 1 | 1 | 1 | 7.61 |  | 0.15 | 1.14
| Garbage | 1 | 1 | 1 | 6.61 |  | 0.15 | 0.99
| lobby inside | 1 | 1 | 1 | 7.27 |  | 0.15 | 1.09
| Do | 1 | 1 | 1 | 6.47 |  | 0.15 | 0.97
| OTS, Staicase | 1 | 1 | 2 | 12.26 |  | 0.15 | 3.68
| lobby inside | 1 | 1 | 1 | 10.6 |  | 0.15 | 1.59
| Staircase | 1 | 1 | 1 | 15.46 |  | 0.15 | 2.32
| lobby inside | 1 | 1 | 1 | 10.54 |  | 0.15 | 1.58
| Lift inside | 1 | 1 | 1 | 10.6 |  | 0.15 | 1.59
| Toe beam | 1 | 1 | 2 | 3.54 |  | 0.15 | 1.06
| House 5 front lobby | 1 | 1 | 1 | 22.09 |  | 0.15 | 3.31
| Column offset | 1 | 1 | 2 | 1.04 |  | 0.15 | 0.31
| EB duct | 1 | 1 | 1 | 7.27 |  | 0.15 | 1.09
| Garbage | 1 | 1 | 2 | 9.07 |  | 0.15 | 2.72
| Column offset | 5 | 1 | 2 | 0.74 |  | 0.15 | 1.11
| Do | 5 | 1 | 4 | 0.59 |  | 0.15 | 1.77
| Do | 5 | 2 | 1 | 0.59 |  | 0.15 | 0.89
| Corridor | 1 | 1 | 1 | 13.26 |  | 0.15 | 1.99
| Do | 1 | 1 | 1 | 18.92 |  | 0.15 | 2.84
| Do | 1 | 1 | 1 | 22.19 |  | 0.15 | 3.33
| Do | 1 | 1 | 1 | 12.06 |  | 0.15 | 1.81
1477.11
[7 empty] | Say | 1478 | sqm
B. Plain surfaces such as Roof slab,floorslab,Beams,lintels,lofts,sill slab,staircase,portico slab and other similar works
Stilt floor /Ground floor
Stilt Floor
For Roof Slab
| Building Area | 1 | 1 | 1 | 50.07 | 24.77 | - | 1240.23
| Building Alround | 1 | 1 | 1 | 186.17 | - | 0.125 | 23.27
| Open to Sky | 1 | 1 | 6 | 10 | - | 0.125 | 7.5
| Open to Sky | 1 | 1 | 2 | 8.8 | - | 0.125 | 2.2
| Open to Sky | 1 | 1 | 2 | 9.05 | - | 0.125 | 2.26
| Duct | 1 | 1 | 10 | 4.37 | - | 0.125 | 5.46
| Garbage | 1 | 1 | 2 | 3.81 | - | 0.125 | 0.95
| EB | 1 | 1 | 2 | 3.26 | - | 0.125 | 0.82
| EB | 1 | 1 | 4 | 2.77 | - | 0.125 | 1.39
| EB | 1 | 1 | 2 | 3.8 | - | 0.125 | 0.95
| EB | 1 | 1 | 2 | 3.28 | - | 0.125 | 0.82
| Service | 1 | 1 | 2 | 3.06 | - | 0.125 | 0.77
| Fire Duct | 1 | 1 | 2 | 4.61 | - | 0.125 | 1.15
| Lift Alround | 1 | 1 | 2 | 9 | - | 0.125 | 2.25
| Lift Service Alround | 1 | 1 | 1 | 10.6 | - | 0.125 | 1.33
| Main Staircase Three Side Inner | 1 | 1 | 2 | 11.26 | - | 0.125 | 2.82
| Fire Staircase Three Side Inner | 1 | 1 | 1 | 11.96 | - | 0.125 | 1.5
Add for Column Outer
| Column C1 | 1 | 1 | 5 | 0.45 | 0.07 | - | 0.16
| Column C2 | 1 | 1 | 2 | 0.6 | 0.07 | - | 0.08
Roof Beam 300mm
| Column C1 | 1 | 1 | 1 | 0.45 | 0.07 | - | 0.03
Roof Beam 400mm
| Column C2 | 1 | 1 | 7 | 0.6 | 0.07 | - | 0.29
| Column C3 | 1 | 1 | 14 | 0.75 | 0.07 | - | 0.74
| Column C4 | 1 | 1 | 5 | 0.9 | 0.07 | - | 0.32
Roof Beam 450mm
| Column C1 | 1 | 1 | 8 | 0.45 | 0.07 | - | 0.25
| Column C2 | 1 | 1 | 12 | 0.6 | 0.07 | - | 0.5
Roof Beam 600mm
| Column C1 | 1 | 1 | 2 | 0.45 | 0.07 | - | 0.06
| Column C3 | 1 | 1 | 10 | 0.75 | 0.07 | - | 0.53
| Column C4 | 1 | 1 | 10 | 0.9 | 0.07 | - | 0.63
Roof Beam Below 450mm
| Column C1 | 1 | 1 | 10 | 0.45 | 0.07 | - | 0.32
| Column C2 | 1 | 1 | 20 | 0.6 | 0.07 | - | 0.84
Add for Column Inner
For Roof Beam
| Single Block Alround | 2 | 1 | 5 | 47.03 | - | 0.275 | 129.33
| Middle Longer Side Beam | 2 | 1 | 5 | 8.9 | - | 0.275 | 24.48
| Middle Longer Side Beam | 2 | 1 | 10 | 8.9 | - | 0.475 | 84.55
| Hall and Bed-1 Middle Beam | 2 | 1 | 10 | 3.35 | - | 0.275 | 18.43
| Bed-2, Com.Toilet, Kitchen and Service Verandah Middle Beam | 2 | 3 | 10 | 3.39 | - | 0.475 | 96.62
| Kitchen and Service Verandah Middle Beam | 2 | 1 | 10 | 2.57 | - | 0.275 | 14.14
| Att.Toilet and Duct Middle Beam | 2 | 1 | 10 | 0.99 | - | 0.275 | 5.45
| Foyer, Lift and OTS Middle Beam | 2 | 1 | 24 | 1.9 | - | 0.175 | 15.96
| Corrider Front and Rear Side | 2 | 1 | 2 | 26.73 | - | 0.325 | 34.75
| OTS, Foyer and Lobbty Middle Beam | 2 | 1 | 1 | 7.62 | - | 0.475 | 7.24
| Lobby and EB Room Middle Beam | 2 | 1 | 1 | 8.39 | - | 0.475 | 7.97
| Lobby and Corrider Middle Beam | 2 | 1 | 1 | 6.06 | - | 0.175 | 2.12
| Lobby and Corrider Middle Beam | 2 | 1 | 2 | 2.85 | - | 0.475 | 5.42
| Corrider and Fire Staircase Lobby Middle Beam | 2 | 1 | 1 | 4.23 | - | 0.475 | 4.02
| Fire Staircase Left and Right Beam | 2 | 1 | 2 | 3.76 | - | 0.325 | 4.89
| Fire Staircase Rear Beam | 2 | 1 | 1 | 3.7 | - | 0.325 | 2.41
| Lift Service Left and Right Beam | 2 | 1 | 2 | 2.53 | - | 0.175 | 1.77
| Lift Service Front Beam | 2 | 1 | 1 | 3.69 | - | 0.325 | 2.4
| Main Staircase Rear Beam | 2 | 1 | 2 | 3.31 | - | 0.275 | 3.64
| Main Staircase Front Beam | 2 | 1 | 2 | 2.85 | - | 0.325 | 3.71
| Main Staircase Left Beam | 2 | 1 | 2 | 3.67 | - | 0.325 | 4.77
| Main Staircase Right Beam | 2 | 1 | 2 | 5.23 | - | 0.325 | 6.8
| OTS and Corrider Middle Beam | 2 | 2 | 2 | 2.7 | - | 0.275 | 5.94
| EB and Garbage Middle | 1 | 2 | 2 | 2.8 | - | 0.325 | 3.64
| Hall and OTS Middle Beam | 3 | 2 | 4 | 7.43 | - | 0.2 | 35.66
Deduction
| Lift | -1 | 1 | 2 | 2.6 | 1.9 | - | -9.88
| Lift Service | -1 | 1 | 1 | 2.3 | 3 | - | -6.9
| Open to Sky | -1 | 1 | 6 | 3.1 | 1.9 | - | -35.34
| Open to Sky | -1 | 1 | 2 | 2.5 | 1.9 | - | -9.5
| Open to Sky | -1 | 1 | 2 | 1.86 | 1.9 | - | -7.07
| Open to Sky | -1 | 1 | 2 | 1.23 | 0.67 | - | -1.65
| Open to Sky | -1 | 0.5 | 2 | 0.67 | 0.67 | - | -0.45
| Duct | -1 | 1 | 10 | 1.66 | 1.445 | - | -23.99
| Garbage | -1 | 1 | 2 | 0.97 | 0.935 | - | -1.81
| EB | -1 | 1 | 2 | 0.695 | 0.935 | - | -1.3
| EB | -1 | 1 | 4 | 0.75 | 0.635 | - | -1.91
| EB | -1 | 1 | 2 | 0.75 | 1.15 | - | -1.73
| EB | -1 | 1 | 2 | 0.635 | 1.005 | - | -1.28
| Service | -1 | 1 | 2 | 0.635 | 0.895 | - | -1.14
| Fire Duct | -1 | 1 | 2 | 1.155 | 1.15 | - | -2.66
| Main Staircase Right | -1 | 1 | 2 | 1.9 | 3.645 | - | -13.85
| Main Staircase | -1 | 1 | 2 | 2.85 | 4.2 | - | -23.94
| Fire Staircase | -1 | 1 | 1 | 4.22 | 3.53 | - | -14.9
| Beam Joints | -1 | 1 | 50 | - | 0.23 | 0.175 | -2.01
| Beam Joints | -1 | 1 | 38 | - | 0.23 | 0.275 | -2.4
| Beam Joints | -1 | 1 | 8 | - | 0.23 | 0.325 | -0.6
| Beam Joints | -1 | 1 | 97 | - | 0.23 | 0.475 | -10.6
| Building NorthEast and SouthEast Corner | -1 | 1 | 2 | 9.13 | 3.65 | - | -66.65
| Building North and South Side | -1 | 1 | 2 | 5.28 | 1.43 | - | -15.1
| Building NorthWest and SouthWest Corner | -1 | 1 | 2 | 3.7 | 9.13 | - | -67.56
| Building Middle Portion | -1 | 1 | 2 | 2.8 | 7.96 | - | -44.58
For Main Staircase
| First Flight | 1 | 1 | 2 | 2.7 | 1.35 | - | 7.29
| Mid Landing | 1 | 1 | 2 | 3.31 | 1.73 | - | 11.45
| Second Flight | 1 | 1 | 2 | 3 | 1.35 | - | 8.1
| Mid Landing Beam Three Side Outer | 1 | 1 | 2 | 6.77 | - | 0.3 | 4.06
| Mid Landing Beam Three Side Inner | 1 | 1 | 2 | 5.85 | - | 0.15 | 1.76
| Steps | 2 | 0.5 | 18 | - | 0.3 | 0.15 | 0.81
| Steps | 1 | 1 | 18 | 1.35 | - | 0.15 | 3.65
Deduction
| Column C1 | -1 | 2 | 2 | 0.45 | 0.23 | - | -0.41
For Fire Staircase
| First Flight | 1 | 1 | 1 | 3 | 1.5 | - | 4.5
| Mid Landing | 1 | 1 | 1 | 3.99 | 1.73 | - | 6.9
| Second Flight | 1 | 1 | 1 | 2.7 | 1.35 | - | 3.65
| Mid Landing Beam Three Side Outer | 1 | 1 | 1 | 7.45 | - | 0.3 | 2.24
| Mid Landing Beam Three Side Inner | 1 | 1 | 1 | 6.53 | - | 0.15 | 0.98
| Steps | 1 | 1 | 18 | 1.5 | - | 0.15 | 4.05
| Steps | 2 | 0.5 | 18 | - | 0.3 | 0.15 | 0.81
Deduction
| Column C1 | -1 | 1 | 2 | 0.45 | 0.23 | - | -0.21
For Sill Slab
| Window W1 | 2 | 1 | 7 | 1.96 | - | 0.05 | 1.37
| Window SW1 | 2 | 1 | 2 | 2.26 | - | 0.05 | 0.45
| Window SW1 | 2 | 1 | 2 | 1.66 | - | 0.05 | 0.33
| Window SLW | 2 | 1 | 4 | 1.96 | - | 0.05 | 0.78
| Window SLW1 | 2 | 1 | 3 | 1.66 | - | 0.05 | 0.5
| Fire Staircase Grill | 2 | 1 | 1 | 2.86 | - | 0.05 | 0.29
| Fire Staircase Grill | 2 | 1 | 1 | 3.46 | - | 0.05 | 0.35
For Lintel Bottom
| Door FD | 1 | 1 | 2 | 0.9 | 0.12 | - | 0.22
| Door EBD | 1 | 1 | 12 | 0.75 | 0.12 | - | 1.08
| Door DD | 1 | 1 | 10 | 0.75 | 0.12 | - | 0.9
| Door D | 1 | 1 | 1 | 0.9 | 0.12 | - | 0.11
| Door D3 | 1 | 1 | 1 | 0.75 | 0.12 | - | 0.09
| Door D4 | 1 | 1 | 1 | 1.5 | 0.23 | - | 0.35
| Door D2 | 1 | 1 | 2 | 0.75 | 0.12 | - | 0.18
| Ventilator V | 1 | 1 | 2 | 0.75 | 0.23 | - | 0.35
| Rolling Shutter RS | 1 | 1 | 10 | 1.8 | 0.23 | - | 4.14
| Door LD | 1 | 1 | 2 | 1 | 0.23 | - | 0.46
| Door LD1 | 1 | 1 | 1 | 1.2 | 0.23 | - | 0.28
| Door DG | 1 | 1 | 2 | 0.9 | 0.23 | - | 0.41
| EB and Garbage Middle | 1 | 1 | 2 | 1.2 | 0.23 | - | 0.55
| Fire Staircase Grill | 1 | 1 | 1 | 2.4 | 0.23 | - | 0.55
| Fire Staircase Grill | 1 | 1 | 1 | 3 | 0.23 | - | 0.69
For Lintel Side
| Door FD | 2 | 1 | 2 | 1.36 | - | 0.15 | 0.82
| Door EBD | 2 | 1 | 12 | 1.21 | - | 0.15 | 4.36
| Door DD | 2 | 1 | 10 | 1.21 | - | 0.15 | 3.63
| Door D | 2 | 1 | 1 | 1.36 | - | 0.15 | 0.41
| Door D3 | 2 | 1 | 1 | 1.21 | - | 0.15 | 0.36
| Door D4 | 1 | 1 | 1 | 1.96 | - | 0.15 | 0.29
| Door D2 | 2 | 1 | 2 | 1.21 | - | 0.15 | 0.73
| Ventilator V | 2 | 1 | 2 | 1.21 | - | 0.15 | 0.73
| Rolling Shutter RS | 2 | 1 | 10 | 2.26 | - | 0.15 | 6.78
| Door LD | 2 | 1 | 2 | 1.46 | - | 0.15 | 0.88
| Door LD1 | 2 | 1 | 1 | 1.66 | - | 0.15 | 0.5
| EB and Garbage Middle | 2 | 1 | 2 | 2.8 | - | 0.15 | 1.68
| Fire Staircase Grill | 2 | 1 | 1 | 2.86 | - | 0.15 | 0.86
| Fire Staircase Grill | 2 | 1 | 1 | 3.46 | - | 0.15 | 1.04
First Floor to Third Floor
For Roof Slab
| Building Area | 3 | 1 | 1 | 50.07 | 24.77 | - | 3720.7
| Building Alround | 3 | 1 | 1 | 217.43 | - | 0.125 | 81.54
| Open to Sky | 1 | 1 | 6 | 10 | - | 0.125 | 7.5
| Open to Sky | 1 | 1 | 2 | 8.8 | - | 0.125 | 2.2
| Open to Sky | 1 | 1 | 2 | 9.05 | - | 0.125 | 2.26
| Duct | 1 | 1 | 10 | 4.37 | - | 0.125 | 5.46
| Garbage | 1 | 1 | 2 | 3.81 | - | 0.125 | 0.95
| EB | 1 | 1 | 2 | 3.26 | - | 0.125 | 0.82
| EB | 1 | 1 | 4 | 2.77 | - | 0.125 | 1.39
| EB | 1 | 1 | 2 | 3.8 | - | 0.125 | 0.95
| EB | 1 | 1 | 2 | 3.28 | - | 0.125 | 0.82
| Service | 1 | 1 | 2 | 3.06 | - | 0.125 | 0.77
| Fire Duct | 1 | 1 | 2 | 4.61 | - | 0.125 | 1.15
| Lift Alround | 3 | 1 | 2 | 9 | - | 0.125 | 6.75
| Lift Service Alround | 3 | 1 | 1 | 10.6 | - | 0.125 | 3.98
| Main Staircase Three Side Inner | 3 | 1 | 2 | 11.26 | - | 0.125 | 8.45
| Fire Staircase Three Side Inner | 3 | 1 | 1 | 11.96 | - | 0.125 | 4.49
Add for Column Outer
| Column C1 | 3 | 1 | 5 | 0.45 | 0.07 | - | 0.47
| Column C2 | 3 | 1 | 2 | 0.6 | 0.07 | - | 0.25
Add for Column Inner
Roof Beam 300mm
| Column C1 | 3 | 1 | 1 | 0.45 | 0.07 | - | 0.09
Roof Beam 400mm
| Column C2 | 3 | 1 | 7 | 0.6 | 0.07 | - | 0.88
| Column C3 | 3 | 1 | 14 | 0.75 | 0.07 | - | 2.21
| Column C4 | 3 | 1 | 5 | 0.9 | 0.07 | - | 0.95
Roof Beam 450mm
| Column C1 | 3 | 1 | 8 | 0.45 | 0.07 | - | 0.76
| Column C2 | 3 | 1 | 12 | 0.6 | 0.07 | - | 1.51
Roof Beam 600mm
| Column C1 | 3 | 1 | 2 | 0.45 | 0.07 | - | 0.19
| Column C3 | 3 | 1 | 10 | 0.75 | 0.07 | - | 1.58
| Column C4 | 3 | 1 | 10 | 0.9 | 0.07 | - | 1.89
Roof Beam Below 450mm
| Column C1 | 3 | 1 | 10 | 0.45 | 0.07 | - | 0.95
| Column C2 | 3 | 1 | 20 | 0.6 | 0.07 | - | 2.52
For Roof Beam
| Single Block Alround | 3 | 2 | 5 | 47.03 | - | 0.275 | 388
| Middle Longer Side Beam | 3 | 2 | 5 | 8.9 | - | 0.275 | 73.43
| Middle Longer Side Beam | 3 | 2 | 10 | 8.9 | - | 0.475 | 253.65
| Hall and Bed-1 Middle Beam | 3 | 2 | 10 | 3.35 | - | 0.275 | 55.28
| Bed-2, Com.Toilet, Kitchen and Service Verandah Middle Beam | 3 | 2 | 30 | 3.39 | - | 0.475 | 289.85
| Kitchen and Service Verandah Middle Beam | 3 | 2 | 10 | 2.57 | - | 0.275 | 42.41
| Att.Toilet and Duct Middle Beam | 3 | 2 | 10 | 0.99 | - | 0.275 | 16.34
| Foyer, Lift and OTS Middle Beam | 3 | 2 | 24 | 1.9 | - | 0.175 | 47.88
| Corrider Front and Rear Side | 3 | 2 | 2 | 26.73 | - | 0.325 | 104.25
| OTS, Foyer and Lobbty Middle Beam | 3 | 2 | 1 | 7.62 | - | 0.475 | 21.72
| Lobby and EB Room Middle Beam | 3 | 2 | 1 | 8.39 | - | 0.475 | 23.91
| Lobby and Corrider Middle Beam | 3 | 2 | 1 | 6.06 | - | 0.175 | 6.36
| Lobby and Corrider Middle Beam | 3 | 2 | 2 | 2.85 | - | 0.475 | 16.25
| Corrider and Fire Staircase Lobby Middle Beam | 3 | 2 | 1 | 4.23 | - | 0.475 | 12.06
| Fire Staircase Left and Right Beam | 3 | 2 | 2 | 3.76 | - | 0.325 | 14.66
| Fire Staircase Rear Beam | 3 | 2 | 1 | 3.7 | - | 0.325 | 7.22
| Lift Service Left and Right Beam | 3 | 2 | 2 | 2.53 | - | 0.175 | 5.31
| Lift Service Front Beam | 3 | 2 | 1 | 3.69 | - | 0.325 | 7.2
| Main Staircase Rear Beam | 3 | 2 | 2 | 3.31 | - | 0.275 | 10.92
| Main Staircase Front Beam | 3 | 2 | 2 | 2.85 | - | 0.325 | 11.12
| Main Staircase Left Beam | 3 | 2 | 2 | 3.67 | - | 0.325 | 14.31
| Main Staircase Right Beam | 3 | 2 | 2 | 5.23 | - | 0.325 | 20.4
| OTS and Corrider Middle Beam | 3 | 2 | 4 | 2.7 | - | 0.275 | 17.82
| EB and Garbage Middle | 3 | 2 | 2 | 2.8 | - | 0.325 | 10.92
| Hall and OTS Middle Beam | 3 | 2 | 4 | 7.43 | - | 0.2 | 35.66
Deduction
| Lift | -3 | 1 | 2 | 2.6 | 1.9 | - | -29.64
| Lift Service | -3 | 1 | 1 | 2.3 | 3 | - | -20.7
| Open to Sky | -3 | 1 | 6 | 3.1 | 1.9 | - | -106.02
| Open to Sky | -3 | 1 | 2 | 2.5 | 1.9 | - | -28.5
| Open to Sky | -3 | 1 | 2 | 1.86 | 1.9 | - | -21.2
| Open to Sky | -3 | 1 | 2 | 1.23 | 0.67 | - | -4.94
| Open to Sky | -3 | 0.5 | 2 | 0.67 | 0.67 | - | -1.35
| Duct | -3 | 1 | 10 | 1.66 | 1.445 | - | -71.96
| Garbage | -3 | 1 | 2 | 0.97 | 0.935 | - | -5.44
| EB | -3 | 1 | 2 | 0.695 | 0.935 | - | -3.9
| EB | -3 | 1 | 4 | 0.75 | 0.635 | - | -5.72
| EB | -3 | 1 | 2 | 0.75 | 1.15 | - | -5.18
| EB | -3 | 1 | 2 | 0.635 | 1.005 | - | -3.83
| Service | -3 | 1 | 2 | 0.635 | 0.895 | - | -3.41
| Fire Duct | -3 | 1 | 2 | 1.155 | 1.15 | - | -7.97
| Main Staircase | -3 | 1 | 2 | 2.85 | 4.2 | - | -71.82
| Fire Staircase | -3 | 1 | 1 | 4.22 | 3.53 | - | -44.69
| Main Staircase Right Side | -3 | 1 | 2 | 1.9 | 5.23 | - | -59.62
| Main Staircase Right Side | -3 | 0.5 | 2 | 1.25 | 1.84 | - | -6.9
| Building NorthEast and SouthEast Corner | -3 | 1 | 2 | 9.13 | 3.65 | - | -199.95
| Building North and South Side | -3 | 1 | 2 | 5.28 | 1.43 | - | -45.3
| Building NorthWest and SouthWest Corner | -3 | 1 | 2 | 3.7 | 9.13 | - | -202.69
| Building Middle Portion | -3 | 1 | 2 | 2.8 | 7.96 | - | -133.73
For Main Staircase
| First Flight | 3 | 1 | 2 | 2.7 | 1.35 | - | 21.87
| Mid Landing | 3 | 1 | 2 | 3.31 | 1.73 | - | 34.36
| Second Flight | 3 | 1 | 2 | 3 | 1.35 | - | 24.3
| Mid Landing Beam Three Side Outer | 3 | 1 | 2 | 6.77 | - | 0.3 | 12.19
| Mid Landing Beam Three Side Inner | 3 | 1 | 2 | 5.85 | - | 0.15 | 5.27
| Steps | 3 | 1 | 18 | 1.35 | - | 0.15 | 10.94
| Steps | 3 | 2 | 18 | 0.5 | 0.3 | 0.15 | 2.43
Deduction
| Column C1 | -3 | 2 | 2 | 0.45 | 0.23 | - | -1.24
For Fire Staircase
| First Flight | 3 | 1 | 1 | 3 | 1.5 | - | 13.5
| Mid Landing | 3 | 1 | 1 | 3.99 | 1.73 | - | 20.71
| Second Flight | 3 | 1 | 1 | 2.7 | 1.35 | - | 10.94
| Mid Landing Beam Three Side Outer | 3 | 1 | 1 | 7.45 | - | 0.3 | 6.71
| Mid Landing Beam Three Side Inner | 3 | 1 | 1 | 6.53 | - | 0.15 | 2.94
| Steps | 3 | 1 | 18 | 1.5 | - | 0.15 | 12.15
| Steps | 3 | 2 | 18 | 0.5 | 0.3 | 0.15 | 2.43
Deduction
| Column C1 | -3 | 2 | 2 | 0.45 | 0.23 | - | -1.24
For Sill Slab
| Window FW | 3 | 2 | 10 | 1.96 | - | 0.05 | 5.88
| Window KW | 3 | 2 | 10 | 1.56 | - | 0.05 | 4.68
| Window W | 3 | 2 | 10 | 2.26 | - | 0.05 | 6.78
| Window W1 | 3 | 2 | 10 | 1.96 | - | 0.05 | 5.88
| Window SW | 3 | 2 | 2 | 2.26 | - | 0.05 | 1.36
| Window SW1 | 3 | 2 | 4 | 1.66 | - | 0.05 | 1.99
| Service Verandah Grill | 3 | 2 | 10 | 2.06 | - | 0.05 | 6.18
| Foyer Grill | 3 | 2 | 10 | 2.36 | - | 0.05 | 7.08
| OTS Grill | 3 | 2 | 6 | 2.86 | - | 0.05 | 5.15
| OTS Grill | 3 | 2 | 2 | 2.26 | - | 0.05 | 1.36
| OTS Grill | 3 | 2 | 2 | 1.36 | - | 0.05 | 0.82
| OTS Grill | 3 | 2 | 2 | 1.21 | - | 0.05 | 0.73
| EB and Garbage Middle | 3 | 2 | 2 | 1.66 | - | 0.05 | 1
| Fire Staircase Grill | 3 | 2 | 1 | 2.86 | - | 0.05 | 0.86
| Fire Staircase Grill | 3 | 2 | 1 | 3.46 | - | 0.05 | 1.04
For Lintel Bottom
| Door MD | 3 | 1 | 10 | 1 | 0.23 | - | 6.9
| Door GD | 3 | 2 | 5 | 1 | 0.23 | - | 6.9
| Door GD | 1 | 1 | 2 | 1 | 0.23 | - | 0.46
| Door D1 and Window KW | 3 | 1 | 10 | 0.75 | 0.12 | - | 2.7
| Door D1 and Window KW | 3 | 1 | 10 | 1.1 | 0.12 | - | 3.96
| Door D2 | 3 | 1 | 20 | 0.75 | 0.12 | - | 5.4
| Door D | 3 | 1 | 3 | 0.9 | 0.23 | - | 1.86
| Door LD | 3 | 1 | 2 | 1 | 0.23 | - | 1.38
| Door LD1 | 3 | 1 | 1 | 1.2 | 0.23 | - | 0.83
| Door FD | 3 | 1 | 2 | 0.9 | 0.12 | - | 0.65
| Door EBD | 3 | 1 | 12 | 0.75 | 0.12 | - | 3.24
| Open O | 3 | 1 | 1 | 0.9 | 0.23 | - | 0.62
| Foyer Grill | 3 | 1 | 1 | 1.6 | 0.23 | - | 1.1
| Fire Staircase Grill | 3 | 1 | 1 | 2.4 | 0.23 | - | 1.66
| Fire Staircase Grill | 3 | 1 | 1 | 3 | 0.23 | - | 2.07
| Garbage Grill | 3 | 1 | 2 | 0.45 | 0.12 | - | 0.32
For Lintel Side
| Door MD | 3 | 2 | 10 | 1.46 | - | 0.15 | 13.14
| Door GD | 3 | 2 | 5 | 2.69 | - | 0.15 | 12.11
| Door D1 and Window KW | 3 | 2 | 10 | 2.4 | - | 0.15 | 21.6
| Door D2 | 3 | 2 | 20 | 1.21 | - | 0.15 | 21.78
| Door LD | 3 | 2 | 2 | 1.46 | - | 0.15 | 2.63
| Door LD1 | 3 | 2 | 1 | 1.66 | - | 0.15 | 1.49
| Door FD | 3 | 2 | 2 | 1.36 | - | 0.15 | 2.45
| Door EBD | 3 | 2 | 12 | 1.21 | - | 0.15 | 13.07
| Fire Staircase Grill | 3 | 2 | 1 | 2.86 | - | 0.15 | 2.57
| Fire Staircase Grill | 3 | 2 | 1 | 3.46 | - | 0.15 | 3.11
| Garbage Grill | 3 | 2 | 2 | 0.91 | - | 0.15 | 1.64
| Hall and Bed-1 Middle Wall | 3 | 2 | 10 | 3.35 | - | 0.15 | 30.15
| Hall and Bed-2 Middle Wall | 3 | 2 | 10 | 3.35 | - | 0.15 | 30.15
| Com.Toilet, Passage and Kitchen Middle Wall | 3 | 2 | 10 | 2.52 | - | 0.15 | 22.68
| Bed-1 and Kichen Middle Wall | 3 | 2 | 10 | 2.92 | - | 0.15 | 26.28
| Foyer Two Side | 3 | 2 | 10 | 3.63 | - | 0.15 | 32.67
For Loft
| Hall | 3 | 1 | 10 | 3.35 | 0.45 | - | 45.23
| Bed-1 and Bed-2 | 3 | 2 | 10 | 3.35 | 0.6 | - | 120.6
| Kitchen | 3 | 1 | 10 | 4.6 | 0.6 | - | 82.8
| Kitchen Hearth Slab | 3 | 1 | 10 | 3.85 | 0.6 | - | 69.3
| Kitchen Hearth Slab Sink Side | 3 | 2 | 10 | 0.6 | 0.1 | - | 3.6
| AC Slab OTS | 3 | 1 | 8 | 3.1 | 1 | - | 74.4
| AC Slab OTS | 3 | 1 | 2 | 2.5 | 1 | - | 15
| AC Slab OTS Side | 3 | 1 | 8 | 5.1 | - | 0.125 | 15.3
| AC Slab OTS | 3 | 1 | 2 | 5.5 | - | 0.125 | 4.13
Fourth Floor to Tenth Floor
For Roof Slab
| Building Area | 7 | 1 | 1 | 50.07 | 24.77 | - | 8681.64
| Building Alround | 7 | 1 | 1 | 217.43 | - | 0.125 | 190.25
| Open to Sky | 1 | 1 | 6 | 10 | - | 0.125 | 7.5
| Open to Sky | 1 | 1 | 2 | 8.8 | - | 0.125 | 2.2
| Open to Sky | 1 | 1 | 2 | 9.05 | - | 0.125 | 2.26
| Duct | 1 | 1 | 10 | 4.37 | - | 0.125 | 5.46
| Garbage | 1 | 1 | 2 | 3.81 | - | 0.125 | 0.95
| EB | 1 | 1 | 2 | 3.26 | - | 0.125 | 0.82
| EB | 1 | 1 | 4 | 2.77 | - | 0.125 | 1.39
| EB | 1 | 1 | 2 | 3.8 | - | 0.125 | 0.95
| EB | 1 | 1 | 2 | 3.28 | - | 0.125 | 0.82
| Service | 1 | 1 | 2 | 3.06 | - | 0.125 | 0.77
| Fire Duct | 1 | 1 | 2 | 4.61 | - | 0.125 | 1.15
| Lift Alround | 7 | 1 | 2 | 9 | - | 0.125 | 15.75
| Lift Service Alround | 7 | 1 | 1 | 10.6 | - | 0.125 | 9.28
| Main Staircase Three Side Inner | 7 | 1 | 2 | 11.26 | - | 0.125 | 19.71
| Fire Staircase Three Side Inner | 7 | 1 | 1 | 11.96 | - | 0.125 | 10.47
For Roof Beam
| Single Block Alround | 7 | 2 | 5 | 47.03 | - | 0.275 | 905.33
| Middle Longer Side Beam | 7 | 2 | 5 | 8.9 | - | 0.275 | 171.33
| Middle Longer Side Beam | 7 | 2 | 10 | 8.9 | - | 0.475 | 591.85
| Hall and Bed-1 Middle Beam | 7 | 2 | 10 | 3.35 | - | 0.275 | 128.98
| Bed-2, Com.Toilet, Kitchen and Service Verandah Middle Beam | 7 | 2 | 30 | 3.39 | - | 0.475 | 676.31
| Kitchen and Service Verandah Middle Beam | 7 | 2 | 10 | 2.57 | - | 0.275 | 98.95
| Att.Toilet and Duct Middle Beam | 7 | 2 | 10 | 0.99 | - | 0.275 | 38.12
| Foyer, Lift and OTS Middle Beam | 7 | 2 | 24 | 1.9 | - | 0.175 | 111.72
| Corrider Front and Rear Side | 7 | 2 | 2 | 26.73 | - | 0.325 | 243.24
| OTS, Foyer and Lobbty Middle Beam | 7 | 2 | 1 | 7.62 | - | 0.475 | 50.67
| Lobby and EB Room Middle Beam | 7 | 2 | 1 | 8.39 | - | 0.475 | 55.79
| Lobby and Corrider Middle Beam | 7 | 2 | 1 | 6.06 | - | 0.175 | 14.85
| Lobby and Corrider Middle Beam | 7 | 2 | 2 | 2.85 | - | 0.475 | 37.91
| Corrider and Fire Staircase Lobby Middle Beam | 7 | 2 | 1 | 4.23 | - | 0.475 | 28.13
| Fire Staircase Left and Right Beam | 7 | 2 | 2 | 3.76 | - | 0.325 | 34.22
| Fire Staircase Rear Beam | 7 | 2 | 1 | 3.7 | - | 0.325 | 16.84
| Lift Service Left and Right Beam | 7 | 2 | 2 | 2.53 | - | 0.175 | 12.4
| Lift Service Front Beam | 7 | 2 | 1 | 3.69 | - | 0.325 | 16.79
| Main Staircase Rear Beam | 7 | 2 | 2 | 3.31 | - | 0.275 | 25.49
| Main Staircase Front Beam | 7 | 2 | 2 | 2.85 | - | 0.325 | 25.94
| Main Staircase Left Beam | 7 | 2 | 2 | 3.67 | - | 0.325 | 33.4
| Main Staircase Right Beam | 7 | 2 | 2 | 5.23 | - | 0.325 | 47.59
| OTS and Corrider Middle Beam | 7 | 2 | 4 | 2.7 | - | 0.275 | 41.58
| EB and Garbage Middle | 7 | 2 | 2 | 2.8 | - | 0.325 | 25.48
| Hall and OTS Middle Beam | 7 | 2 | 4 | 7.43 | - | 0.2 | 83.22
Deduction
| Lift | -7 | 1 | 2 | 2.6 | 1.9 | - | -69.16
| Lift Service | -7 | 1 | 1 | 2.3 | 3 | - | -48.3
| Open to Sky | -7 | 1 | 6 | 3.1 | 1.9 | - | -247.38
| Open to Sky | -7 | 1 | 2 | 2.5 | 1.9 | - | -66.5
| Open to Sky | -7 | 1 | 2 | 1.86 | 1.9 | - | -49.48
| Open to Sky | -7 | 1 | 2 | 1.23 | 0.67 | - | -11.54
| Open to Sky | -7 | 0.5 | 2 | 0.67 | 0.67 | - | -3.14
| Duct | -7 | 1 | 10 | 1.66 | 1.445 | - | -167.91
| Garbage | -7 | 1 | 2 | 0.97 | 0.935 | - | -12.7
| EB | -7 | 1 | 2 | 0.695 | 0.935 | - | -9.1
| EB | -7 | 1 | 4 | 0.75 | 0.635 | - | -13.34
| EB | -7 | 1 | 2 | 0.75 | 1.15 | - | -12.08
| EB | -7 | 1 | 2 | 0.635 | 1.005 | - | -8.93
| Service | -7 | 1 | 2 | 0.635 | 0.895 | - | -7.96
| Fire Duct | -7 | 1 | 2 | 1.155 | 1.15 | - | -18.6
| Main Staircase | -7 | 1 | 2 | 2.85 | 4.2 | - | -167.58
| Fire Staircase | -7 | 1 | 1 | 4.22 | 3.53 | - | -104.28
| Main Staircase Right Side | -7 | 1 | 2 | 1.9 | 5.23 | - | -139.12
| Main Staircase Right Side | -7 | 0.5 | 2 | 1.25 | 1.84 | - | -16.1
| Building NorthEast and SouthEast Corner | -7 | 1 | 2 | 9.13 | 3.65 | - | -466.54
| Building North and South Side | -7 | 1 | 2 | 5.28 | 1.43 | - | -105.71
| Building NorthWest and SouthWest Corner | -7 | 1 | 2 | 3.7 | 9.13 | - | -472.93
| Building Middle Portion | -7 | 1 | 2 | 2.8 | 7.96 | - | -312.03
For Main Staircase
| First Flight | 7 | 1 | 2 | 2.7 | 1.35 | - | 51.03
| Mid Landing | 7 | 1 | 2 | 3.31 | 1.73 | - | 80.17
| Second Flight | 7 | 1 | 2 | 3 | 1.35 | - | 56.7
| Mid Landing Beam Three Side Outer | 7 | 1 | 2 | 6.77 | - | 0.3 | 28.43
| Mid Landing Beam Three Side Inner | 7 | 1 | 2 | 5.85 | - | 0.15 | 12.29
| Steps | 7 | 1 | 18 | 1.35 | - | 0.15 | 25.52
| Steps | 7 | 2 | 18 | 0.5 | 0.3 | 0.15 | 5.67
Deduction
| Column C1 | -7 | 2 | 2 | 0.45 | 0.23 | - | -2.9
For Fire Staircase
| First Flight | 7 | 1 | 1 | 3 | 1.5 | - | 31.5
| Mid Landing | 7 | 1 | 1 | 3.99 | 1.73 | - | 48.32
| Second Flight | 7 | 1 | 1 | 2.7 | 1.35 | - | 25.52
| Mid Landing Beam Three Side Outer | 7 | 1 | 1 | 7.45 | - | 0.3 | 15.65
| Mid Landing Beam Three Side Inner | 7 | 1 | 1 | 6.53 | - | 0.15 | 6.86
| Steps | 7 | 1 | 18 | 1.5 | - | 0.15 | 28.35
| Steps | 7 | 2 | 18 | 0.5 | 0.3 | 0.15 | 5.67
Deduction
| Column C1 | -7 | 2 | 2 | 0.45 | 0.23 | - | -2.9
For Sill Slab
| Window FW | 7 | 2 | 10 | 1.96 | - | 0.05 | 13.72
| Window KW | 7 | 2 | 10 | 1.56 | - | 0.05 | 10.92
| Window W | 7 | 2 | 10 | 2.26 | - | 0.05 | 15.82
| Window W1 | 7 | 2 | 10 | 1.96 | - | 0.05 | 13.72
| Window SW | 7 | 2 | 2 | 2.26 | - | 0.05 | 3.16
| Window SW1 | 7 | 2 | 4 | 1.66 | - | 0.05 | 4.65
| Service Verandah Grill | 7 | 2 | 10 | 2.06 | - | 0.05 | 14.42
| Foyer Grill | 7 | 2 | 10 | 2.36 | - | 0.05 | 16.52
| OTS Grill | 7 | 2 | 6 | 2.4 | - | 0.05 | 10.08
| OTS Grill | 7 | 2 | 2 | 1.8 | - | 0.05 | 2.52
| OTS Grill | 7 | 2 | 2 | 1.36 | - | 0.05 | 1.9
| OTS Grill | 7 | 2 | 2 | 1.21 | - | 0.05 | 1.69
| EB and Garbage Middle | 7 | 2 | 2 | 1.66 | - | 0.05 | 2.32
| Fire Staircase Grill | 7 | 1 | 2 | 2.86 | - | 0.05 | 2
| Fire Staircase Grill | 7 | 1 | 2 | 3.46 | - | 0.05 | 2.42
For Lintel Bottom
| Door MD | 7 | 1 | 10 | 1 | 0.23 | - | 16.1
| Door GD | 7 | 1 | 10 | 1 | 0.23 | - | 16.1
| Door D1 and Window KW | 7 | 1 | 10 | 0.75 | 0.12 | - | 6.3
| Door D1 and Window KW | 7 | 1 | 10 | 1.1 | 0.12 | - | 9.24
| Door D2 | 7 | 1 | 20 | 0.75 | 0.12 | - | 12.6
| Door D | 7 | 1 | 2 | 0.9 | 0.23 | - | 2.9
| Door LD | 7 | 1 | 2 | 1 | 0.23 | - | 3.22
| Door LD1 | 7 | 1 | 1 | 1.2 | 0.23 | - | 1.93
| Door FD | 7 | 1 | 2 | 0.9 | 0.12 | - | 1.51
| Door EBD | 7 | 1 | 12 | 0.75 | 0.12 | - | 7.56
| Fire Staircase Grill | 7 | 1 | 1 | 2.4 | 0.23 | - | 3.86
| Fire Staircase Grill | 7 | 1 | 1 | 3 | 0.23 | - | 4.83
| Garbage Grill | 7 | 1 | 2 | 0.45 | 0.12 | - | 0.76
For Lintel Side
| Door MD | 7 | 2 | 10 | 1.46 | - | 0.15 | 30.66
| Door GD | 7 | 2 | 5 | 2.69 | - | 0.15 | 28.25
| Door D1 and Window KW | 7 | 2 | 10 | 2.4 | - | 0.15 | 50.4
| Door D2 | 7 | 2 | 20 | 1.21 | - | 0.15 | 50.82
| Door D | 7 | 2 | 3 | 1.36 | - | 0.15 | 8.57
| Door LD | 7 | 2 | 2 | 1.46 | - | 0.15 | 6.13
| Door LD1 | 7 | 2 | 1 | 1.66 | - | 0.15 | 3.49
| Door FD | 7 | 2 | 2 | 1.36 | - | 0.15 | 5.71
| Door EBD | 7 | 2 | 12 | 1.21 | - | 0.15 | 30.49
| Fire Staircase Grill | 7 | 1 | 2 | 2.86 | - | 0.15 | 6.01
| Fire Staircase Grill | 7 | 1 | 2 | 3.46 | - | 0.15 | 7.27
| Garbage Grill | 7 | 1 | 2 | 0.91 | - | 0.15 | 1.91
| Hall and Bed-1 Middle Wall | 7 | 2 | 10 | 3.35 | - | 0.15 | 70.35
| Hall and Bed-2 Middle Wall | 7 | 2 | 10 | 3.35 | - | 0.15 | 70.35
| Com.Toilet, Passage and Kitchen Middle Wall | 7 | 2 | 10 | 2.52 | - | 0.15 | 52.92
| Bed-1 and Kichen Middle Wall | 7 | 2 | 10 | 2.92 | - | 0.15 | 61.32
| Foyer Two Side | 7 | 2 | 10 | 3.63 | - | 0.15 | 76.23
For Loft
| Hall | 7 | 1 | 10 | 3.35 | 0.45 | - | 105.53
| Bed-1 and Bed-2 | 7 | 2 | 10 | 3.35 | 0.6 | - | 281.4
| Kitchen | 7 | 1 | 10 | 4.6 | 0.6 | - | 193.2
| Kitchen Hearth Slab | 7 | 1 | 10 | 3.85 | 0.6 | - | 161.7
| Kitchen Hearth Slab Sink Side | 7 | 2 | 10 | 0.6 | 0.1 | - | 8.4
| AC Slab OTS | 7 | 1 | 8 | 3.1 | 1 | - | 173.6
| AC Slab OTS | 7 | 1 | 2 | 2.5 | 1 | - | 35
| AC Slab OTS Side | 7 | 1 | 8 | 5.1 | - | 0.125 | 35.7
| AC Slab OTS | 7 | 1 | 2 | 5.5 | - | 0.125 | 9.63
Terrace Floor
For Roof Slab
| Main Staircase Head Room Terrace | 1 | 1 | 2 | 3.31 | 6.46 | - | 42.77
| Main Staircase Head Room Terrace | 1 | 2 | 0.5 | 1.14 | 1.14 | - | 1.3
| Main Staircase Head Room Terrace | 1 | 2 | 0.5 | 0.68 | 0.68 | - | 0.46
| Lift Head Room Terrace | 1 | 1 | 1 | 3.06 | 6.52 | - | 19.95
| Lift Head Room Terrace Bed | 1 | 1 | 1 | 2.6 | 2.26 | - | 5.88
| Service Lift Head Room Terrace | 1 | 1 | 1 | 6.61 | 2.76 | - | 18.24
| Fire Staircase Head Room Terrace | 1 | 1 | 1 | 6.61 | 6.52 | - | 43.1
| Fire Staircase Head Room Terrace | 1 | 1 | 1 | 1.28 | 2.26 | - | 2.89
| Main Staircase Head Room Outer | 1 | 1 | 2 | 20.56 | - | 0.45 | 18.5
| Main Staircase Head Room Inner | 1 | 1 | 2 | 18.65 | - | 0.3 | 11.19
| Main Staircase Head Room Beam Middle | 1 | 1 | 2 | 2.85 | - | 0.3 | 1.71
| Lift Head Room Terrace Outer | 1 | 1 | 1 | 19.16 | - | 0.45 | 8.62
| Lift Head Room Terrace Inner | 1 | 1 | 1 | 17.32 | - | 0.3 | 5.2
| Lift Head Room Terrace Beam | 1 | 2 | 2 | 2.6 | - | 0.3 | 3.12
| Service Lift Head Room Outer | 1 | 1 | 1 | 18.74 | - | 0.45 | 8.43
| Service Lift Head Room Inner | 1 | 1 | 1 | 16.9 | - | 0.3 | 5.07
| Service Lift Head Room Beam Middle | 1 | 1 | 2 | 2.3 | - | 0.3 | 1.38
| Fire Staircase Head Room Outer | 1 | 1 | 1 | 28.81 | - | 0.45 | 12.96
| Fire Staircase Head Room Inner | 1 | 1 | 1 | 26.97 | - | 0.3 | 8.09
| Fire Staircase Head Room Beam | 1 | 2 | 2 | 6.06 | - | 0.3 | 7.27
Deduction
| Service Lift | -1 | 1 | 1 | 2.3 | 3 | - | -6.9
For Sill Slab
| Window W1 | 1 | 1 | 5 | 1.96 | - | 0.05 | 0.49
For Lintel Bottom
| Door D | 1 | 1 | 2 | 0.9 | 0.23 | - | 0.41
| Door D4 | 1 | 1 | 1 | 1.5 | 0.23 | - | 0.35
| Door D5 | 1 | 1 | 2 | 1.2 | 0.23 | - | 0.55
| Window W1 | 1 | 1 | 5 | 1.5 | 0.23 | - | 1.73
For Lintel Side
| Door D | 1 | 2 | 2 | 1.36 | - | 0.15 | 0.82
| Door D4 | 1 | 2 | 1 | 1.96 | - | 0.15 | 0.59
| Door D5 | 1 | 2 | 2 | 1.66 | - | 0.15 | 1
| Window W1 | 1 | 2 | 5 | 1.96 | - | 0.15 | 2.94
Lift Staircase
| First Flight | 1 | 1 | 1 | 0.9 | 0.9 | - | 0.81
| Mid Landing | 1 | 1 | 1 | 1.8 | 0.9 | - | 1.62
| Second Flight | 1 | 1 | 1 | 1.8 | 0.9 | - | 1.62
| Landing | 1 | 1 | 1 | 1.13 | 0.9 | - | 1.02
| Steps | 1 | 1 | 7 | 1.35 | - | 0.15 | 1.42
| Steps | 1 | 2 | 7 | 0.5 | 0.3 | 0.15 | 0.32
Fire Staircase to Terrace
| First Flight | 1 | 1 | 1 | 0.9 | 0.9 | - | 0.81
| Mid Landing | 1 | 1 | 1 | 0.9 | 0.9 | - | 0.81
| Second Flight | 1 | 1 | 1 | 2.1 | 0.9 | - | 1.89
| Mid Landing | 1 | 1 | 1 | 1.8 | 0.9 | - | 1.62
| Third Flight | 1 | 1 | 1 | 2.1 | 0.9 | - | 1.89
| Landing | 1 | 1 | 1 | 1.13 | 0.9 | - | 1.02
| Steps | 1 | 1 | 16 | 1.35 | - | 0.15 | 3.24
| Steps | 1 | 2 | 16 | 0.5 | 0.3 | 0.15 | 0.72
Service Lift Staircase
| First Flight | 1 | 1 | 1 | 3 | 0.9 | - | 2.7
| Landing | 1 | 1 | 1 | 1.13 | 0.9 | - | 1.02
| Steps | 1 | 1 | 9 | 1.35 | - | 0.15 | 1.82
| Steps | 1 | 2 | 9 | 0.5 | 0.3 | 0.15 | 0.41
For Water Tank and Fire Tank
| Water Tank Base Slab | 1 | 1 | 8 | 3.93 | 4.29 | - | 134.88
| Water Tank Base Beam Outer | 1 | 1 | 8 | 16.43 | - | 0.45 | 59.15
| Water Tank Base Beam Inner | 1 | 1 | 8 | 14.59 | - | 0.3 | 35.02
| Water Tank Cover Slab | 1 | 1 | 8 | 3.47 | 3.83 | - | 106.32
| Water Tank Cover Slab Outer | 1 | 1 | 8 | 16.43 | - | 0.15 | 19.72
| Manhole | 1 | 4 | 8 | 2.4 | - | 0.15 | 11.52
Deduction
| Manhole | -1 | 4 | 8 | 0.6 | 0.6 | - | -11.52
| Duct | -1 | 2 | 8 | 1.22 | 1.43 | - | -27.91
| Fire and Water Tank Base Slab | 1 | 1 | 2 | 3.93 | 9.36 | - | 73.57
| Fire and Water Tank Base Beam Outer | 1 | 1 | 2 | 26.56 | - | 0.45 | 23.9
| Fire Tank Base Beam Inner | 1 | 1 | 2 | 16.6 | - | 0.3 | 9.96
| Water Tank Base Beam Inner | 1 | 1 | 2 | 14.59 | - | 0.3 | 8.75
| Water Tank Cover Slab | 1 | 1 | 2 | 3.47 | 3.83 | - | 26.58
| Fire Tank Cover Slab | 1 | 1 | 2 | 3.47 | 4.84 | - | 33.59
| Fire and Water Tank Cover Slab Outer | 1 | 1 | 2 | 26.56 | - | 0.15 | 7.97
| Manhole | 1 | 8 | 2 | 2.4 | - | 0.15 | 5.76
Deduction
| Manhole | -1 | 8 | 2 | 0.6 | 0.6 | - | -5.76
| Duct | -1 | 2 | 2 | 1.22 | 1.43 | - | -6.98
[6 empty] | Over all total |  | 19656.91 | sqm |  |  | 0.75
[6 empty] | Say |  | 19657 | sqm
C. .For Square and rectangular columns and small quantities
IN FOUNDATION AND BASEMENT
| Column upto Grade Bottom | [8 empty] | 0.68 | 1.36
| Column - C1 | 1 | 1 | 79 | 1.5 |  | 1.65 | 195.53 |  | 0.98 | 1.96
| C2 | 1 | 1 | 54 | 1.8 |  | 1.65 | 160.38 |  |  | 0
| C3 | 1 | 1 | 3 | 1.8 |  | 1.65 | 8.91 |  | 1.13 | 2.26
| C4 | 1 | 1 | 7 | 2.1 |  | 1.65 | 24.26 |  | 0.83 | 1.66
| C5 | 1 | 1 | 1 | 2.26 |  | 1.65 | 3.73 |  | 0.98 | 1.96
| Lift 1 -2nos Vertical wall | 1 | 1 | 2 | 10.24 |  | 1.65 | 33.79 |  | 0.75 | 1.5
| Lift 2 | 1 | 1 | 1 | 12.44 |  | 1.65 | 20.53 |  | 0.9 | 1.8
| Column upto Plinth Beam | [8 empty] | 0.68 | 1.36
| Column - C1 | 1 | 1 | 79 | 1.5 |  | 0.75 | 88.88 |  | 0.98 | 1.96
| C2 | 1 | 1 | 54 | 1.8 |  | 0.75 | 72.9 |  |  | 0
| C3 | 1 | 1 | 3 | 1.8 |  | 0.75 | 4.05 |  | 1.13 | 2.26
| C4 | 1 | 1 | 7 | 2.1 |  | 0.75 | 11.03 |  | 0.83 | 1.66
| C5 | 1 | 1 | 1 | 2.26 |  | 0.75 | 1.7 |  | 0.98 | 1.96
| Lift 1 -2nos Vertical wall | 1 | 2 | 2 | 10.24 |  | 0.75 | 30.72 |  | 0.75 | 1.5
| Lift 2 | 1 | 2 | 1 | 12.44 |  | 0.75 | 18.66 |  | 0.9 | 1.8
[8 empty] | 447.13 | Sqm
IN STILT FLOOR
| Column - C1 | 1 | 1 | 79 | 1.5 |  | 2.65 | 314.03 |  |  |  | 1.36
| C2 | 1 | 1 | 54 | 1.8 |  | 2.65 | 257.58 |  |  |  | 1.66
| C3 | 1 | 1 | 3 | 1.8 |  | 2.65 | 14.31 |  |  |  | 1.96
| C4 | 1 | 1 | 7 | 2.1 |  | 2.65 | 38.96 |  |  |  | 1.36
| C5 | 1 | 1 | 1 | 2.26 |  | 2.65 | 5.99 |  |  |  | 1.66
| Main & Fire Staircase C2 | 1 | 3 | 2 | 1.66 |  | 1.1 | 10.96 |  |  |  | 1.8
[8 empty] | 641.83 | sqm
(b) In First Floor
| same qty as above | [6 empty] | 641.83 | sqm
(c) In Second Floor
| same qty as above | [6 empty] | 641.83 | sqm
(d) In Third Floor
| same qty as above | [6 empty] | 641.83 | sqm
(e) In fourth Floor
| same qty as above | [6 empty] | 641.83 | sqm
(f) In fifth Floor
| same qty as above | [6 empty] | 641.83 | sqm |  |  | 1.36
(g) In sixth Floor
| same qty as above | [6 empty] | 641.83 | sqm
(h) In seventh Floor
| same qty as above | [6 empty] | 641.83 | sqm
(i) In eight Floor
| same qty as above | [6 empty] | 641.83 | sqm
(j) In nineth Floor
| same qty as above | [6 empty] | 641.83 | sqm
(k) In tenth Floor
| same qty as above | [6 empty] | 641.83 | sqm
PARAPERT COLUMN
| Column C1 | 1 | 1 | 65 | 1.5 |  | 1.5 | 146.25 |  |  |  | 1.36
| Column C3 | 1 | 1 | 20 | 1.8 |  | 1.5 | 54 |  |  |  | 1.96
| Column C4 | 1 | 1 | 1 | 2.1 |  | 1.5 | 3.15 |  |  |  | 1.36
OHT - COLUMN CONCRETE
| C1 | 1 | 1 | 10 | 1.5 |  | 0.65 | 9.75 |  |  |  | 1.66
| C2 | 1 | 1 | 4 | 1.8 |  | 0.65 | 4.68 |  |  |  | 1.66
| C3 | 1 | 1 | 3 | 2.1 |  | 0.65 | 4.1 |  |  |  | 1.96
[8 empty] | 863.76 | sqm
(k) In Eleventh Floor
Main & Fire Head Room Column Concrete
| C1 | 1 | 1 | 7 | 1.5 |  | 2.65 | 27.83 |  |  |  | 1.66
| C2 | 1 | 5 | 1 | 1.8 |  | 2.65 | 23.85 |  |  |  | 1.96
| C3 | 1 | 1 | 1 | 1.8 |  | 2.65 | 4.77 |  |  |  | 1.36
| Fire OHT Column Concrete | [10 empty] | 0
| C2 | 2 | 3 | 1 | 1.5 |  | 0.9 | 8.1 |  |  |  | 1.66
| C3 | 2 | 1 | 1 | 1.8 |  | 0.9 | 3.24 |  |  |  | 1.96
67.79
[8 empty] | 7796.98 | sqm
[7 empty] | Say | 7797 | sqm
d.For vertical walls
IN FOUNDATION AND BASEMENT
| Lift wall outer alround | 1 | 1 | 2 | 10.84 |  | 2 | 43.36 |  | 5.42 | 10.84 |  | 10.84 | 2.36
| Lift wall inner alround | 1 | 1 | 2 | 9 |  | 2 | 36 |  |  |  |  | 9
| Service Lift wall outer alround | 1 | 1 | 1 | 12.44 |  | 2 | 24.88 |  |  |  |  | 2.76 | 3.46 | 6.22 | 12.44
| Service Lif wall inner alround | 1 | 1 | 1 | 10.6 |  | 2 | 21.2 |  |  |  |  | 10.6
[8 empty] | 125.44 | sqm
a.IN GROUND FLOOR
| Lift wall outer alround | 1 | 1 | 2 | 10.84 |  | 2.65 | 57.45 |  | 2.45
| Lift wall inner alround | 1 | 1 | 2 | 9 |  | 2.65 | 47.7
| Service Lift wall outer alround | 1 | 1 | 1 | 12.44 |  | 2.65 | 32.97
| Service Lif wall inner alround | 1 | 1 | 1 | 10.6 |  | 2.65 | 28.09
| D/F Lift open | -1 | 1 | 2 | 1 |  | 2.1 | -4.2
| D/F Service Lift open | -1 | 1 | 1 | 1.2 |  | 2.3 | -2.76
| alround open Jams | 1 | 1 | 2 | 5.2 | 0.23 |  | 2.39 |  |  |  |  | 5.2
| open open Jams service lift | 1 | 1 | 1 | 5.8 | 0.23 |  | 1.33 |  |  |  |  | 5.8
[8 empty] | 162.97 | sqm
(b) In First Floor
| same qty as above | [6 empty] | 162.97 | sqm
(c) In Second Floor
| same qty as above | [6 empty] | 162.97 | sqm
(d) In Third Floor
| same qty as above | [6 empty] | 162.97 | sqm
(e) In fourth Floor
| same qty as above | [6 empty] | 162.97 | sqm
(f) In fifth Floor
| same qty as above | [6 empty] | 162.97 | sqm
(g) In sixth Floor
| same qty as above | [6 empty] | 162.97 | sqm
(h) In seventh Floor
| same qty as above | [6 empty] | 162.97 | sqm
(i) In eight Floor
| same qty as above | [6 empty] | 162.97 | sqm
(j) In nineth Floor
| same qty as above | [6 empty] | 162.97 | sqm
(k) In tenth Floor
| same qty as above | [6 empty] | 162.97 | sqm
| Lift wall outer alround | 1 | 1 | 2 | 10.84 |  | 4.35 | 94.31 |  |  |  |  | 4.35
| Lift wall inner alround | 1 | 1 | 2 | 9 |  | 4.35 | 78.3 |  |  |  |  | 9
| Service Lift wall outer alround | 1 | 1 | 1 | 12.44 |  | 4.35 | 54.11
| Service Lif wall inner alround | 1 | 1 | 1 | 10.6 |  | 4.35 | 46.11
| D/F Lift open | -1 | 1 | 2 | 1 |  | 2.1 | -4.2
| D/F Service Lift open | -1 | 1 | 1 | 1.2 |  | 2.3 | -2.76
| D/F Open | -1 | 1 | 3 | 0.6 |  | 0.6 | -1.08
| alround open Jams | 1 | 1 | 2 | 5.2 | 0.23 |  | 2.39 |  |  |  |  | 5.2
| open open Jams service lift | 1 | 1 | 1 | 5.8 | 0.23 |  | 1.33 |  |  |  |  | 5.8
| Terrace open jams | 1 | 1 | 3 | 2.4 | 0.23 |  | 1.66
PARAPET WALL 115mm WALL
| Wall alround inner | 1 | 1 | 1 | 294.21 |  | 1.5 | 441.32
OHT -Vertical wall Concrete
| Wall outer alround | 5 | 1 | 1 | 32.42 |  | 0.95 | 154 |  |  |  |  | 13.16 | 2.13 | 15.29 | 30.58
| Wall inner alround | 5 | 1 | 1 | 30.58 |  | 0.95 | 145.26
| Middle wall | 5 | 1 | 2 | 2.13 |  | 0.95 | 20.24
| D/F wall joint area | -5 | 2 | 1 | 0.23 |  | 0.95 | -2.19
[6 empty] | Total |  | 1191.77 | sqm
L).Eleventh floor
Fire OHT Vertical wall Concrete
| Wall Concrete outer | 1 | 1 | 1 | 12.8 |  | 1.2 | 15.36 |  |  |  |  | 4.55 | 1.85 | 6.4 | 12.8
| Wall Concrete inner | 1 | 1 | 1 | 10.96 |  | 1.2 | 13.15 |  |  |  |  | 4.09 | 1.39 | 5.48 | 10.96
[6 empty] | Total |  | 28.51 | sqm |  |  |  |  | 6.8221 | 6822.12
[8 empty] | 3138.39 | sqm
[7 empty] | Say | 3139 | sqm
R.C.C.Door frames of size 100 x 75mm with one edge grooves size 't' x 20 mm using M25grade ( with out vibrating charges)
a. 900 x 2100 mm
| Bed1,2 | 1 | 1 | 2 | 100 |  |  | 200
| Security | 1 | 1 | 2 | 1 |  |  | 2
202
d. 750 x 2100 mm
| Service room | 1 | 1 | 1 | 100 |  |  | 100
22.18 | TW panalled door shutter with brass fittings b. 1000x2100mm (Single leaf)
| main door | 100 | 1 | 1 | 0.9 |  | 2.025 | 182.25 |  |  |  |  | 0.075 | 0.025
[7 empty] | Say | 182.3 | sqm
23.1.8 | T.W. double leaf shutters for cup board/ ward robes
| 1st to 10th floor bed 1 & 2 | 100 | 1 | 2 | 1.15 |  | 2.15 | 494.5
[7 empty] | Say | 495 | sqm
23.1.8 | Flush door shutter size 900x2100 ( Single leaf)
| 1st to 10th floor bed 1 & 2, | 100 | 1 | 2 | 0.8 |  | 2.05 | 328
328
[7 empty] | Say | 328 | sqm
TW styles & rails with 9mm thick BWR single leaf shutters with brass screws size of 750 x 2100 mm
| 1st to 10th floor Service room , | 100 | 1 | 1 | 0.65 |  | 2.05 | 133.25 |  |  |  |  | 0.67
[7 empty] | Say | 133.3 | sqm
TW styles & rails with 9mm thick BWR single leaf shutters with brass screws size of 900 x 2100 mm
| Security | 2 | 1 | 1 | 0.8 |  | 2.05 | 3.28
[7 empty] | Say | 3.3 | sqm
379.4.4 | S & F of Granite tile of size 2'x1', 10mm Thick For Kitchen arrangements (jet blACk)
b.In first floor
| Hearth Slab top area | 1 | 1 | 10 | 3.85 |  | 0.6 | 23.1 |  |  |  |  | 5.2
| Hearth Slab | 1 | 1 | 10 | 3.85 |  | 0.1 | 3.85 |  |  |  |  | 1.8
| D/f window open | -1 | 1 | 10 | 0.6 |  | 0.6 | -3.6
23.35
[7 empty] | Say | 23.4 | sqm
(c) In Second Floor
| same qty as above | [6 empty] | 23.4 | sqm
(d) In Third Floor
| same qty as above | [6 empty] | 23.4 | sqm
(e) In fourth Floor
| same qty as above | [6 empty] | 23.4 | sqm
(f) In fifth Floor
| same qty as above | [6 empty] | 23.4 | sqm
(g) In sixth Floor
| same qty as above | [6 empty] | 23.4 | sqm
(h) In seventh Floor
| same qty as above | [6 empty] | 23.4 | sqm
(i) In eight Floor
| same qty as above | [6 empty] | 23.4 | sqm
(j) In nineth Floor
| same qty as above | [6 empty] | 23.4 | sqm
(k) In tenth Floor
| same qty as above | [6 empty] | 23.4 | sqm
29.8 | Supplying and fixing of Wall /Glazed Tiles using Grout etC..
Stilt Floor
| Toilet | 1 | 1 | 2 | 5.63 | - | 1.5 | 16.89
| Passage Three Side | 1 | 1 | 1 | 3.645 | - | 1.5 | 5.47
For Jambs
| Door D2 | 1 | 2 | 2 | - | 0.065 | 1.5 | 0.39
Deduction
| Door D2 | -1 | 2 | 2 | 0.75 | - | 1.5 | -4.5
First Floor to Tenth Floor
| Con.Toilet | 1 | 1 | 100 | 6.6 | - | 1.5 | 990
| Att.Toilet | 1 | 1 | 100 | 6.97 | - | 1.5 | 1045.5
| Kitchen | 1 | 1 | 100 | 3.85 | - | 0.6
For Jambs
| Door D2 | 2 | 2 | 100 | - | 0.065 | 1.5 | 39
| Window KW | 1 | 1 | 100 | - | 0.065 | 1.6 | 10.4
Deduction
| Door D2 | -1 | 2 | 100 | 0.75 | - | 1.5 | -225
| Window KW | -1 | 1 | 100 | 1.1 | - | 0.25 | -27.5
[8 empty] | 1850.65 | sqm
[7 empty] | Say | 1850.7 | sqm
29.9 | Supplying and laying of Floor ceramic tiles using Grout (Tile Joint Filler).CM 1:3, 20mm tk(anti skid floor tiles )
Stilt Floor
| Toilet | 1 | 1 | 2 | 1.5 | 1.315 | - | 3.95
| Passage | 1 | 1 | 2 | 0.785 | 1.43 | - | 2.25
For Jambs
| Door D2 | 1 | 1 | 2 | 0.75 | 0.115 | - | 0.17
First Floor to Tenth Floor
| Con.Toilet | 1 | 1 | 100 | 1.2 | 2.1 | - | 252
| Att.Toilet | 1 | 1 | 100 | 1.2 | 2.285 | - | 274.2
[8 empty] | 532.57 | sqm
[7 empty] | Say | 532.6 | sqm
379.4. | Supply and Laying of Ivory Virtified tile Flooring with 1st Quality homogeneous tiles in C.M 1:3 20mm Thick incl. pointing with Latricrete or Equivalent make Epoxy Stain Free (SP-100) grout
a. Silt floor
| Security room | 1 | 1 | 1 | 5.19 | 3.235 |  | 16.79 |  |  |  |  | 16.84
| Add door threshold | 1 | 1 | 1 | 0.9 | 0.115 |  | 0.1
| skirting tiles | 1 | 1 | 1 | 16.84 |  | 0.1 | 1.68
| D/F Door | -1 | 1 | 1 | 0.9 |  | 0.1 | -0.09
| Add door side | 1 | 2 | 1 | 0.07 |  | 0.1 | 0.01
| Security room & EB room front passage | 1 | 1 | 2 | 1.55 | 3.465 |  | 10.74
| Skirting tiles | 1 | 1 | 2 | 10.03 |  | 0.1 | 2.01 |  |  |  |  | 10.03
| D/F Door | -1 | 1 | 2 | 0.9 |  | 0.1 | -0.18
| D/F ED | -1 | 1 | 2 | 1.5 |  | 0.1 | -0.3
| Add ED side skirting | 1 | 2 | 2 | 0.07 |  | 0.1 | 0.03
| Office room | 1 | 1 | 1 | 5.19 | 3.235 |  | 16.79
| Add Door threshold | 1 | 1 | 1 | 0.9 | 0.07 |  | 0.06
| skirting tiles | 1 | 1 | 1 | 16.84 |  | 0.1 | 1.68
| D/F D | -1 | 1 | 1 | 0.9 |  | 0.1 | -0.09
| Add Door jams side | 1 | 1 | 2 | 0.07 |  | 0.1 | 0.01
| D/D D2 | -1 | 1 | 1 | 0.75 |  | 0.1 | -0.08
[8 empty] | 49.16 | sqm
b. First floor
Hall
| Flooring | 1 | 1 | 10 | 3.35 | 5.18 |  | 173.53
| Add 'MD' threshold | 1 | 1 | 10 | 1 | 0.13 |  | 1.3
| alround Skirting tiles | 1 | 1 | 10 | 17.06 |  | 0.1 | 17.06
| D/F MD | -1 | 1 | 10 | 1 |  | 0.1 | -1 |  |  |  |  | 17.06
| Add MD side skirting | 1 | 2 | 10 | 0.13 |  | 0.1 | 0.26
| D/F D | -1 | 2 | 10 | 0.9 |  | 0.1 | -1.8
Bed-1
| Flooring | 1 | 1 | 10 | 3.35 | 3.6 |  | 120.6
| Add D threshold | 1 | 1 | 10 | 0.9 | 0.1 |  | 0.9
| Bed-1 alround skirting | 1 | 1 | 10 | 13.9 |  | 0.1 | 13.9 |  |  |  |  | 13.9
| D/F D | -1 | 1 | 10 | 0.9 |  | 0.1 | -0.9
| Add D side skirting | 1 | 2 | 10 | 0.115 |  | 0.1 | 0.23
| D/F D2 | -1 | 1 | 10 | 0.75 |  | 0.1 | -0.75
Bed-2
| Flooring | 1 | 1 | 10 | 3.5 | 3.35 |  | 117.25
| Add D threshold | 1 | 1 | 10 | 0.9 | 0.1 |  | 0.9
| Alround skirting | 1 | 1 | 10 | 13.7 |  | 0.1 | 13.7 |  |  |  |  | 13.7
| D/F D | -1 | 1 | 10 | 0.9 |  | 0.1 | -0.9
| Add D side skirting | 1 | 2 | 10 | 0.115 |  | 0.1 | 0.23
Kitchen
| Flooring | 1 | 1 | 10 | 2.8 | 2.4 |  | 67.2
| Add open threshold | 1 | 1 | 10 | 1 | 0.115 |  | 1.15
| Alround skirting | 1 | 1 | 10 | 10.4 |  | 0.1 | 10.4 |  |  |  |  | 10.4
| D/F open | -1 | 1 | 10 | 1 |  | 0.1 | -1
| Add open side skirting | 1 | 2 | 10 | 0.115 |  | 0.1 | 0.23
| D/F D1 | -1 | 1 | 10 | 0.75 |  | 0.1 | -0.75
CT front passage
| Flooring | 1 | 1 | 10 | 1.4 | 1.2 |  | 16.8
| Add open threshold | 1 | 1 | 10 | 1.2 | 0.23 |  | 2.76
| Alround skirting | 1 | 1 | 10 | 5.2 |  | 0.1 | 5.2 |  |  |  |  | 5.2
| D/F KW open | -1 | 1 | 10 | 1 |  | 0.1 | -1
| D/F open | -1 | 1 | 10 | 1.2 |  | 0.1 | -1.2
| Add opne side skirting | -1 | 2 | 10 | 0.23 |  | 0.1 | -0.46
| D/F D2 | -1 | 1 | 1 | 0.75 |  | 0.1 | -0.08
Service room
| Flooring | 1 | 1 | 10 | 1.1 | 2.8 |  | 30.8
| Add D1 threshold | 1 | 1 | 10 | 0.75 | 0.115 |  | 0.86
| Alround skirting | 1 | 1 | 10 | 7.8 |  | 0.1 | 7.8 |  |  |  |  | 7.8
| D/F D1 | -1 | 1 | 10 | 0.75 |  | 0.1 | -0.75
| Add open side skirting | 1 | 2 | 10 | 0.115 |  | 0.1 | 0.23
Entrance area
| Flooring | 1 | 1 | 10 | 1.615 | 2.015 |  | 32.54
| Add GD threshold | 1 | 1 | 10 | 1 | 0.23 |  | 2.3
| alround Skirting tiles | 1 | 1 | 10 | 7.26 |  | 0.1 | 7.26 |  |  |  |  | 7.26
| D/F MD | -1 | 1 | 10 | 1 |  | 0.1 | -1
| D/F GD | -1 | 1 | 10 | 1 |  | 0.1 | -1
| Add GD side skirting | 1 | 2 | 10 | 0.23 |  | 0.1 | 0.46
[8 empty] | 633.26 | sqm
(c) In Second Floor
| same qty as above | [6 empty] | 633.26 | sqm
(d) In Third Floor
| same qty as above | [6 empty] | 633.26 | sqm
(e) In fourth Floor
| same qty as above | [6 empty] | 633.26 | sqm
(f) In fifth Floor
| same qty as above | [6 empty] | 633.26 | sqm
(g) In sixth Floor
| same qty as above | [6 empty] | 633.26 | sqm
(h) In seventh Floor
| same qty as above | [6 empty] | 633.26 | sqm
(i) In eight Floor
| same qty as above | [6 empty] | 633.26 | sqm
(j) In nineth Floor
| same qty as above | [6 empty] | 633.26 | sqm
(k) In tenth Floor
| same qty as above | [6 empty] | 633.26 | sqm
[8 empty] | 6381.76 | sqm
[7 empty] | Say | 6382 | sqm
Providing two coats of Plastic Emulsion paint including primer for inner walls
First floor inner
HALL
| inner wall alround | 10 | 1 | 1 | 17.06 |  | 2.925 | 499.01 |  |  |  |  | 17.06
In Stilt floor/Ground floor
| EB room 1 & 2 alround | 2 | 1 | 1 | 25.4 |  | 2.925 | 148.59 |  |  |  |  | 2.725
| D/F EBD | -1 | 1 | 1 | 1.8 |  | 2.1 | -3.78
| Add EBD jams | 1 | 1 | 1 | 6 | 0.23 |  | 1.38 |  |  |  |  | 6
| D/F D | -1 | 1 | 1 | 0.9 |  | 2.1 | -1.89
| Add D jams | 1 | 1 | 1 | 5.1 | 0.23 |  | 1.17 |  |  |  |  | 5.1
| D/F SLW | -1 | 1 | 5 | 1.5 |  | 1.4 | -10.5
| Add SLW jams | 1 | 1 | 5 | 5.7 | 0.23 |  | 6.56 |  |  |  |  | 5.7
| D/F W1 | -1 | 1 | 2 | 1.5 |  | 1.35 | -4.05
| Add W1 jams | 1 | 1 | 2 | 5.7 | 0.23 |  | 2.62
| EB 1 side entrance area | 1 | 1 | 1 | 9.76 |  | 2.925 | 28.55 |  |  |  |  | 9.76
| D/F EBD | -1 | 1 | 1 | 1.8 |  | 2.1 | -3.78
| D/F EMD | -1 | 1 | 1 | 1.5 |  | 2.1 | -3.15
| Add EBD jams | 1 | 1 | 1 | 7.2 | 0.23 |  | 1.66 |  |  |  |  | 7.2
| Front open | -1 | 1 | 1 | 2.3 |  | 2.1 | -4.83
| Add open jams | 1 | 1 | 1 | 6.5 | 0.23 |  | 1.5 |  |  |  |  | 6.5
| EMD outer wall side | 1 | 1 | 1 | 2.3 |  | 2.925 | 6.73
| D/F EMD | -1 | 1 | 1 | 1.5 |  | 2.1 | -3.15
| EB room 2 side entrance area | 1 | 1 | 3 | 6.5 |  | 2.925 | 57.04 |  |  |  |  | 6.5
| D/F EMD | -1 | 1 | 3 | 1.5 |  | 2.1 | -9.45
| Add EBD jams | 1 | 1 | 3 | 7.2 | 0.23 |  | 4.97 |  |  |  |  | 7.2
| EMD outer wall side | 1 | 1 | 3 | 1.75 |  | 2.925 | 15.36
| D/F EMD | -1 | 1 | 3 | 1.5 |  | 2.1 | -9.45
| Office room alround | 1 | 1 | 1 | 16.84 |  | 2.925 | 49.26 |  |  |  |  | 16.84
| D/F D | -1 | 1 | 1 | 0.9 |  | 2.1 | -1.89
| Add D jams | 1 | 1 | 1 | 5.1 | 0.23 |  | 1.17 |  |  |  |  | 5.1
| D/F SLW | -1 | 1 | 1 | 1.5 |  | 1.35 | -2.03
| Add SLW jams | 1 | 1 | 1 | 5.7 | 0.23 |  | 1.31
| D/F open | -1 | 1 | 1 | 1.1 |  | 2.1 | -2.31
| Add open jams | 1 | 1 | 1 | 5.3 | 0.115 |  | 0.61
| Office room front entry side & middle wall | 1 | 1 | 3 | 3.465 |  | 2.925 | 30.41
| D/F D | -1 | 1 | 1 | 0.9 |  | 2.1 | -1.89
| D/F SLW | -1 | 1 | 1 | 1.5 |  | 1.35 | -2.03
| Office room toilet inner alround | 1 | 1 | 1 | 6.83 |  | 2.925 | 19.98 |  |  |  |  | 6.83
| D/F D2 | -1 | 1 | 1 | 0.75 |  | 2.1 | -1.58
| Add jams | 1 | 1 | 1 | 4.95 | 0.115 |  | 0.57
| front passage | 1 | 1 | 1 | 5.2 |  | 2.925 | 15.21 |  |  |  |  | 5.2
| D/F D2 | -1 | 1 | 1 | 0.75 |  | 2.1 | -1.58
| D/F open | -1 | 1 | 1 | 1.1 |  | 2.1 | -2.31
| Gentrator room inner alround | 1 | 1 | 1 | 14.77 |  | 2.925 | 43.2 |  |  |  |  | 14.77
| D/F RS | -1 | 1 | 1 | 2.1 |  | 2.1 | -4.41
| Add RS jams | 1 | 1 | 1 | 6.3 | 0.23 |  | 1.45 |  |  |  |  | 6.3
| Security room alround | 1 | 1 | 1 | 16.84 |  | 2.925 | 49.26 |  |  |  |  | 16.84
| D/F D | -1 | 1 | 1 | 0.9 |  | 2.1 | -1.89
| Add D jams | 1 | 1 | 1 | 5.1 | 0.23 |  | 1.17
| D/F SLW1 | -1 | 1 | 1 | 1.2 |  | 1.35 | -1.62
| Add SLW1 jams | 1 | 1 | 1 | 5.1 | 0.23 |  | 1.17 |  |  |  |  | 5.1
| D/F SLW | -1 | 1 | 1 | 1.5 |  | 1.35 | -2.03
| Add SLW jams | 1 | 1 | 1 | 5.7 | 0.23 |  | 1.31
| Scecurity room in front vertical wall | 1 | 1 | 3 | 3.465 |  | 2.925 | 30.41
| D/F D | 1- | 1 | 2 | 0.9 |  | 2.1 | 3.78
| Scecurity room in front Horizontal wall | 1 | 1 | 1 | 3.79 |  | 2.925 | 11.09
| D/F SLW | -1 | 1 | 2 | 1.5 |  | 1.35 | -4.05
| Add SLW jams | 1 | 1 | 2 | 5.7 | 0.23 |  | 2.62
| Secrity room toilet | 1 | 1 | 1 | 6.83 |  | 2.925 | 19.98 |  |  |  |  | 6.83
| D/F D2 | -1 | 1 | 1 | 0.75 |  | 2.1 | -1.58
| Add D2 jams | -1 | 1 | 1 | 4.95 | 0.115 |  | -0.57 |  |  |  |  | 4.95
| D/F RV | -1 | 1 | 1 | 0.75 |  | 0.45 | -0.34
| Add RV jams | 1 | 1 | 1 | 2.4 | 0.115 |  | 0.28 |  |  |  |  | 2.4
| Toilet front passage alround | 1 | 1 | 1 | 4.87 |  | 2.925 | 14.24 |  |  |  |  | 4.87
| D/F D2 | -1 | 1 | 1 | 0.75 |  | 2.1 | -1.58
| D/F RV | -1 | 1 | 1 | 0.75 |  | 0.45 | -0.34
| Pump room alround inner | 1 | 1 | 1 | 14.64 |  | 2.925 | 42.82
| D/F RS | -1 | 1 | 1 | 2.1 |  | 2.1 | -4.41
| Add RS jams | 1 | 1 | 1 | 6.3 | 0.23 |  | 1.45 |  |  |  |  | 6.3
| D/F W1 | -1 | 1 | 2 | 1.5 |  | 1.35 | -4.05
| Add W1 jams | 1 | 1 | 2 | 5.7 | 0.23 |  | 2.62
| Electrical duct room wall inner alround | 1 | 1 | 1 | 5.6 |  | 2.925 | 16.38 |  |  |  |  | 5.6
| D/F D | -1 | 1 | 1 | 0.9 |  | 2.1 | -1.89
| Add D jams | 1 | 1 | 1 | 5.1 | 0.115 |  | 0.59
| Garbage duct inner alround | 1 | 1 | 1 | 3.9 |  | 2.925 | 11.41 |  |  |  |  | 3.9
| D/F open | -1 | 1 | 1 | 1.15 |  | 2.1 | -2.42
| Add open jams | 1 | 1 | 1 | 5.35 | 0.115 |  | 0.62
| OTS inner 2 sides | 1 | 1 | 4 | 5 |  | 0.6 | 12 |  |  |  |  | 5
| OTS inner 3 sides | 1 | 1 | 4 | 6.1 |  | 0.6 | 14.64 |  |  |  |  | 6.105
| OTS outer 2 side | 1 | 1 | 4 | 5.64 |  | 0.83 | 18.72 |  |  |  |  | 5.64
| OTS outer 3 sides | 1 | 1 | 4 | 6.82 |  | 0.83 | 22.64
| Building outer wall | 1 | 1 | 4 | 14.62 |  | 2.85 | 166.67 |  |  |  |  | 6.821
| Main & Fire S/C inner alround 3 sides | 1 | 1 | 3 | 11.43 |  | 2.85 | 97.73 |  |  |  |  | 11.426
| D/F SW1 | -1 | 3 | 2 | 1.2 |  | 1.35 | -9.72
| Add jams | 1 | 3 | 2 | 5.4 | 0.23 |  | 7.45 |  |  |  |  | 5.4
| Column - C1 | 1 | 1 | 79 | 1.5 |  | 2.65 | 314.03
| C2 | 1 | 1 | 54 | 1.8 |  | 2.65 | 257.58
| C3 | 1 | 1 | 3 | 1.8 |  | 2.65 | 14.31
| C4 | 1 | 1 | 7 | 2.1 |  | 2.65 | 38.96
| C5 | 1 | 1 | 1 | 2.26 |  | 2.65 | 5.99
[6 empty] | Total |  | 1510.67 | Sqm
First floor inner
HALL
| inner wall alround | 10 | 1 | 1 | 17.06 |  | 2.925 | 499.01 |  |  |  |  | 17.06
| d/f 'MD' main door | -10 | 1 | 1 | 1 |  | 2.1 | -21
| add main door jam | 10 | 1 | 1 | 5.2 | 0.23 |  | 11.96 |  |  |  |  | 5.2 | 0.23
| d/f 'D' door (bed1&bed2) | -10 | 1 | 2 | 0.9 |  | 2.1 | -37.8 |  |  |  |  | .
| d/f 'o' open | -10 | 1 | 1 | 1.15 |  | 2.375 | -27.31 |  |  |  |  | 2.725 | 0.35
| add open jam | 10 | 1 | 1 | 5.9 | 0.23 |  | 13.57 |  |  |  |  | 5.9
| d/f 'FW' window | -10 | 1 | 1 | 1.5 |  | 1.8 | -27
| add 'FW' jam | 10 | 1 | 1 | 6.6 | 0.23 |  | 15.18 |  |  |  |  | 6.6
| show case loft top | 10 | 1 | 1 | 3.35 | 0.45 |  | 15.08
| add showcase shelf wall side | 10 | 2 | 2 | 0.45 |  | 2.1 | 37.8
BEDROOM 1
| bed1 | 10 | 1 | 1 | 13.9 |  | 2.925 | 406.58 |  |  |  |  | 13.9
| d/f 'D2' door | -10 | 1 | 1 | 0.75 |  | 2.1 | -15.75
| d/f 'D' door | -10 | 1 | 1 | 0.9 |  | 2.1 | -18.9
| add 'D' jam | -10 | 1 | 1 | 5.1 | 0.015 |  | -0.77
| d/f 'W' window | -10 | 1 | 1 | 1.8 |  | 1.35 | -24.3
| add 'W' jam | 10 | 1 | 1 | 6.3 | 0.23 |  | 14.49 |  |  |  |  | 6.3
| loft top | 10 | 1 | 1 | 3.35 | 0.6 |  | 20.1
| add W/R side | 10 | 1 | 2 | 0.6 |  | 2 | 24
| add shelf side | 10 | 1 | 2 | 0.45 |  | 2 | 18
ATTACHED TOILET
| Att.Toilet alround | 10 | 1 | 1 | 6.97 |  | 2.425 | 169.02 |  |  |  |  | 6.97 | 2.425
| d/f 'D2' door | -10 | 1 | 1 | 0.75 |  | 2.1 | -15.75 |  |  |  |  | 4.95
| add door jam | 10 | 1 | 1 | 4.95 | 0.115 |  | 5.69
| d/f Vx | -10 | 1 | 1 | 0.75 |  | 0.75 | -5.63
| add jally jam | 10 | 1 | 1 | 3 | 0.23 |  | 6.9 |  |  |  |  | 3
BED ROOM 2
| bed2 | 10 | 1 | 1 | 13.7 |  | 2.925 | 400.73 |  |  |  |  | 13.7
| d/f 'D' door | -10 | 1 | 1 | 0.9 |  | 2.1 | -18.9
| add 'D' jam | 10 | 1 | 1 | 5.1 | 0.015 |  | 0.77
| d/f 'W' window | -12 | 1 | 1 | 1.8 |  | 1.35 | -29.16
| add 'W' jam | 12 | 1 | 1 | 6.3 | 0.23 |  | 17.39
| d/f 'W'1 window | -8 | 1 | 1 | 1.5 |  | 1.35 | -16.2
| add 'W1 jam | 8 | 1 | 1 | 5.7 | 0.23 |  | 10.49
| loft top | 10 | 1 | 1 | 3.35 | 0.6 |  | 20.1
| W/R side wall | 10 | 1 | 2 | 0.6 |  | 2.1 | 25.2
| shelf side wall | 10 | 1 | 2 | 0.45 |  | 2.1 | 18.9
COMMON PASSAGE TOILET
| com.toilet passage | 10 | 1 | 1 | 4.74 |  | 2.925 | 138.65 |  |  |  |  | 4.74
| d/f "o" open | -10 | 1 | 1 | 1.15 |  | 2.375 | -27.31
| d/f 'Kitchen O1' open | -10 | 1 | 1 | 1 |  | 2.1 | -21
| d/f 'D2' door | -10 | 1 | 1 | 0.75 |  | 2.1 | -15.75
| com.toilet (w.c) | 10 | 1 | 1 | 6.6 |  | 2.375 | 156.75 |  |  |  |  | 6.6
| d/f 'D2' door | -10 | 1 | 1 | 0.75 |  | 2.1 | -15.75
| add 'D2' jam | 10 | 1 | 1 | 4.95 | 0.115 |  | 5.69
| d/f Vx | -10 | 1 | 1 | 0.75 |  | 0.75 | -5.63
| add jally jam | 10 | 1 | 1 | 3 | 0.23 |  | 6.9 |  |  |  |  | 3
Service verandah room
| inner alround | 10 | 1 | 1 | 7.8 |  | 2.925 | 228.15 |  |  |  |  | 7.8
| D/F D1 | -10 | 1 | 1 | 0.75 |  | 2.1 | -15.75
| Add D1 Jams | 10 | 1 | 1 | 4.95 | 0.115 |  | 5.69
| D/F KW | -10 | 1 | 1 | 1.1 |  | 1.05 | -11.55
| D/F grill | -10 | 1 | 1 | 1.6 |  | 1.5 | -24 |  |  |  |  | 2.725 | 1.5 | 1.225
KITCHEN
| kitchen | 10 | 1 | 1 | 10.4 |  | 2.925 | 304.2 |  |  |  |  | 10.4
| loft top | 10 | 1 | 1 | 2.4 | 0.6 |  | 14.4
| loft top | 10 | 1 | 1 | 2.8 | 0.6 |  | 16.8
| shelf side wall | 10 | 2 | 3 | 0.6 |  | 2.1 | 75.6
| d/f 'KW' | -10 | 1 | 1 | 1.1 |  | 1.05 | -11.55
| add jam | 10 | 1 | 1 | 4.3 | 0.23 |  | 9.89 |  |  |  |  | 4.3
| D/F D1 | -10 | 1 | 1 | 0.75 |  | 2.1 | -15.75
| D/F open | -10 | 1 | 1 | 1 |  | 2.1 | -21
| add open jams | 10 | 1 | 1 | 5.2 | 0.115 |  | 5.98
| Flat front passage area | 10 | 1 | 1 | 7.26 |  | 2.925 | 212.36 |  |  |  |  | 7.26
| D/F MD | -10 | 1 | 1 | 1 |  | 2.1 | -21
| D/F GD | -10 | 1 | 1 | 1 |  | 2.1 | -21
| Add GD jams | 10 | 1 | 1 | 5.2 | 0.115 |  | 5.98 |  |  |  |  | 5.2
Common area
Mian S/C & Fire Staircase
| Three sides | 3 | 1 | 1 | 11.43 |  | 2.925 | 100.3 |  |  |  |  | 11.426
| D/f SW | -3 | 1 | 1 | 1.8 |  | 1.35 | -7.29
| Add jams | 3 | 1 | 1 | 6.3 |  | 0.23 | 4.35 |  |  |  |  | 6.3
| D/f SW1 | -3 | 1 | 1 | 1.2 |  | 1.35 | -4.86
| Add jams | 3 | 1 | 2 | 5.1 |  | 0.23 | 7.04 |  |  |  |  | 5.1
| S/C 1,2 & 3 front passage | 3 | 1 | 2 | 1.262 |  | 2.925 | 22.15
| S/C 1 front passage wall | 1 | 1 | 1 | 1.875 |  | 2.925 | 5.48
| S/C 1 front passage wall | 1 | 1 | 1 | 1.45 |  | 2.925 | 4.24
| S/C 1 front passage wall | 1 | 1 | 2 | 0.93 |  | 2.925 | 5.44
| S/C 2 front passage wall | 1 | 1 | 1 | 1.364 |  | 2.925 | 3.99
| S/C 2 & 3 front passage wall | 1 | 1 | 2 | 1.917 |  | 2.925 | 11.21
| S/C 2 & 3 front passage wall | 1 | 1 | 2 | 0.774 |  | 2.925 | 4.53
| S/C 3 Front passage wall | 1 | 1 | 1 | 1.589 |  | 2.925 | 4.65
| S/C 3 Front passage wall | 1 | 1 | 1 | 0.995 |  | 2.925 | 2.91 |  |  |  |  | 1.93
| S/C 3 Front passage wall | 1 | 1 | 1 | 0.935 |  | 2.925 | 2.73
| Service lift front passage wall | 1 | 1 | 1 | 2.32 |  | 2.925 | 6.79
| Service lift front passage wall | 1 | 1 | 1 | 2.97 |  | 2.925 | 8.69
| Service lift front passage wall | 1 | 1 | 1 | 2.97 |  | 2.925 | 8.69
| Service lift front passage wall | 1 | 1 | 1 | 2.3 |  | 2.925 | 6.73
| Garbage duct backe side wall | 1 | 1 | 2 | 0.981 |  | 2.925 | 5.74
| Garbage duct backe side wall | 1 | 1 | 2 | 0.695 |  | 2.925 | 4.07
| Garbage duct backe side wall | 1 | 1 | 2 | 0.935 |  | 2.925 | 5.47
| Staicase front & corridor area between wall | 2 | 1 | 1 | 4.985 |  | 2.925 | 29.16
| Corridor area between wall | 2 | 1 | 1 | 27.165 |  | 2.925 | 158.92
| D/F Corridor open | -1 | 1 | 2 | 1.8 |  | 2.925 | -10.53
| D/F GD | -2 | 1 | 2 | 1 |  | 2.1 | -8.4
| Corridor area | 1 | 1 | 2 | 16.06 |  | 2.725 | 87.53
| D/F GD | -2 | 1 | 2 | 1 |  | 2.1 | -8.4
| EB room Front D | -2 | 1 | 1 | 0.9 |  | 2.1 | -3.78
| D/F Lift LD | -2 | 1 | 1 | 1 |  | 2.1 | -4.2
| D/ F OTS outer wall | -2 | 1 | 2 | 2.88 |  | 1.23 | -14.17 |  |  |  |  | 1.23
| D/F RV | -4 | 1 | 1 | 0.75 |  | 0.45 | -1.35
| Add Jmas RV | 5 | 1 | 1 | 2.4 | 0.23 |  | 2.76 |  |  |  |  | 2.4
| D/F Garbage duct and EB duct open grill | -2 | 1 | 2 | 0.75 |  | 0.9 | -2.7
| Shoe rack support wall corner | 10 | 2 | 1 | 0.4 |  | 0.7 | 5.6
| Shoe rack support wall middle | 10 | 2 | 1 | 0.4 |  | 0.7 | 5.6
| Shoe rack support wall top | 10 | 2 | 1 | 0.4 |  | 0.07 | 0.56
| Shoe rack support wall top | 10 | 2 | 1 | 0.4 |  | 0.07 | 0.56
Duct inside wall
| 'Garbage alround inner | 1 | 1 | 2 | 3.9 |  | 3.05 | 23.79 |  |  |  |  | 3.9
| D/f grill | -1 | 1 | 2 | 0.75 |  | 0.9 | -1.35
| Add Grill jams | 1 | 1 | 2 | 3.3 | 0.23 |  | 1.52 |  |  |  |  | 3.3
| Electrical duct alround inner | 1 | 1 | 2 | 5.67 |  | 3.05 | 34.59 |  |  |  |  | 5.67
| D/f grill | -1 | 1 | 2 | 0.75 |  | 0.9 | -1.35
| Add Grill jams | 1 | 1 | 2 | 3.3 | 0.23 |  | 1.52 |  |  |  |  | 3.3
[6 empty] | Total |  | 2961.42 | Sqm
Second floor
| same qty as above | [6 empty] | 2961.42 | sqm
Third floor
| same qty as above | [6 empty] | 2961.42 | sqm
Fourth floor
| same qty as above | [6 empty] | 2961.42 | sqm
Fifth floor
| same qty as above | [6 empty] | 2961.42 | sqm
Sixth floor
| same qty as above | [6 empty] | 2961.42 | sqm
Seventh floor
| same qty as above | [6 empty] | 2961.42 | sqm
Eighth floor
| same qty as above | [6 empty] | 2961.42 | sqm
Ninth floor
| same qty as above | [6 empty] | 2961.42 | sqm
Tenth floor
| same qty as above | [6 empty] | 2961.42 | sqm
Eleventh floor
| Stair case 1 ,2 & 3 Room inner | 1 | 1 | 3 | 19.02 |  | 2.925 | 166.9 |  |  |  |  | 19.021 | 2.725
| D/ F GSD | -1 | 1 | 3 | 1.5 |  | 2.1 | -9.45
| Add GSD jams | 1 | 1 | 3 | 5.7 | 0.23 |  | 3.93
| D/F SW | -1 | 1 | 3 | 1.8 |  | 1.35 | -7.29
| Add SW Jams | 1 | 1 | 3 | 6.3 | 0.23 |  | 4.35
| D/F SW1 | -1 | 2 | 3 | 1.2 |  | 1.35 | -9.72
| Add SW1 Jams | 1 | 2 | 3 | 5.1 | 0.23 |  | 7.04
[6 empty] | Total |  | 3117.18 | sqm
[6 empty] | Overall Total |  | 31124.87 | sqm
[6 empty] | Say |  | 31125 | sqm
207.1 | Painting the walls with 2 coats of EMULSION paint
Outer plastering
Basement
| Alround basement lvevel | 1 | 1 | 1 | 213.646 |  | 1 | 213.65
outer area
| Building alround | 1 | 1 | 1 | 213.646 |  | 33.1 | 7071.68 |  |  |  |  | 42.75 | 44.48
| D/f Silt floor Open area | -1 | 1 | 2 | 3.015 |  | 2.45 | -14.77
| D/f Silt floor Open area | -1 | 1 | 2 | 2.33 |  | 2.45 | -11.42 | [5 empty] | 2.45
| D/f Silt floor Open area | -1 | 1 | 2 | 2.28 |  | 2.45 | -11.17
| D/f Silt floor Open area | -1 | 1 | 2 | 2.945 |  | 2.45 | -14.43
| D/f Silt floor Open area | -1 | 2 | 2 | 3.095 |  | 2.45 | -30.33
| d/f Open | -1 | 1 | 1 | 2.3 |  | 2.45 | -5.64
| d/f Open | -1 | 1 | 3 | 1.75 |  | 2.45 | -12.86
| D/F W1 (Stilt floor) | -1 | 1 | 4 | 1.5 |  | 1.35 | -8.1
| D/F W (1st to 14 th floor) | -10 | 1 | 12 | 1.8 |  | 1.35 | -291.6
| D/F W1 (1st to 14 th floor) | -10 | 1 | 4 | 1.5 |  | 1.35 | -81
| D/F SW | -10 | 1 | 3 | 1.8 |  | 1.35 | -72.9
| D/F SW1 | -10 | 1 | 6 | 1.2 |  | 1.35 | -97.2
| D/F V/Ex | -10 | 5 | 4 | 0.75 |  | 0.75 | -112.5
| D/F Service verandah | -10 | 5 | 2 | 1.6 |  | 1.5 | -240
| Sunshade W1 top stilt floor | 1 | 1 | 5 | 1.96 | 0.6 |  | 5.88 |  |  |  |  | 1.96
| Sunshade W1 side stilt floor | 1 | 2 | 5 | 0.6 |  | 0.065 | 0.39
| Sunshade W top (1st to 10 th floor) | 10 | 1 | 12 | 2.26 | 0.6 |  | 162.72 |  |  |  |  | 2.26
| Sunshade W side (1st to 10. th floor) | 10 | 2 | 12 | 0.6 |  | 0.065 | 9.36
| Sunshade W1 top (1st to 10 th floor) | 10 | 1 | 4 | 1.96 | 0.6 |  | 47.04
| Sunshade W 1side (1st to 10 th floor) | 10 | 2 | 4 | 0.6 |  | 0.065 | 3.12
| Sunshade SW top (1st to 10 th floor) | 10 | 1 | 3 | 2.26 | 0.6 |  | 40.68
| Sunshade SW side (1st to 10 th floor) | 10 | 2 | 3 | 0.6 |  | 0.065 | 2.34
| Sunshade SW1 top (1st to 10 th floor) | 10 | 1 | 2 | 1.66 | 0.6 |  | 19.92 |  |  |  |  | 1.66
| Sunshade SW1 side (1st to 10 th floor) | 10 | 2 | 2 | 0.6 |  | 0.065 | 1.56
| Stair case 1 ,2 & 3 Room outer | 1 | 1 | 3 | 19.02 |  | 1.35 | 77.03 |  |  |  |  | 19.021 | 2.725 | 1.35
| Water tank outer alround | 1 | 2 | 10 | 21.32 |  | 1.35 | 575.64 |  |  |  |  | 9.355 | 8.355
| Water tank outer alround top projection aree | 1 | 1 | 10 | 30.54 | 0.5 |  | 152.7 |  |  |  |  | 5.925 | 4.925 |  |  |  | 30.54
| Water tank outer alround top projection middle areea | 1 | 1 | 10 | 5.93 | 0.5 |  | 29.65
| Stair case 1 ,2 & 3 Room Outer parapet wall inner | 1 | 1 | 10 | 19.02 |  | 0.45 | 85.59
| Stair case 1 ,2 & 3 Room Outer parapet wall outer | 1 | 1 | 3 | 21 |  | 0.68 | 42.84
| LIFT 1 & 2 room parapet wall inner | 1 | 1 | 2 | 9 |  | 0.45 | 8.1 |  |  |  |  | 3.06 | 2.36 | 5.42 | 10.84
| LIFT 1 & 2 room parapet wall outer | 1 | 1 | 2 | 10.84 |  | 0.68 | 14.74 |  |  |  |  | 2.6 | 1.9 | 4.5 | 9
| Service lift parapet wall inner | 1 | 1 | 1 | 10.6 |  | 0.45 | 4.77 |  |  |  |  | 10.6
| Service lift parapet wall outer | 1 | 1 | 1 | 12.44 |  | 0.68 | 8.46 |  |  |  |  | 2.76 | 3.46 | 6.22 | 12.44
| Parapet wall building alround outer | 1 | 1 | 1 | 213.646 |  | 1.73 | 369.61 |  |  |  |  | 187.796
| OTS alround outer | 1 | 1 | 8 | 11.84 |  | 1.73 | 163.87 |  |  |  |  | 11.84
| OTS alround inner | 1 | 1 | 8 | 10 |  | 1.5 | 120 |  |  |  |  | 10
| OTS alround inner | 1 | 1 | 2 | 9.29 |  | 1.5 | 27.87 |  |  |  |  | 9.29
| Terrace head room GSD sunshade top | 1 | 1 | 3 | 1.96 | 0.6 |  | 3.53 |  |  |  |  | 1.96
| Terrace head room GSD sunshade 3 side | 1 | 1 | 3 | 3.16 |  | 0.065 | 0.62 |  |  |  |  | 3.16 | 0.065
| Terrace head roomSW sunshade top | 1 | 1 | 3 | 2.26 | 0.6 |  | 4.07 |  |  |  |  | 2.26
| Terrace head room SW sunshade 3 side | 1 | 1 | 3 | 3.46 |  | 0.065 | 0.67 |  |  |  |  | 3.46
| Terrace head roomSW1sunshade top | 1 | 2 | 3 | 1.66 | 0.6 |  | 5.98 |  |  |  |  | 1.66
| Terrace head room SW1 sunshade 3 side | 1 | 2 | 3 | 2.86 |  | 0.065 | 1.12 |  |  |  |  | 2.86
Duct portion
| Duct DB -I Top( Duct small (A.T)) outer | 11 | 5 | 2 | 2.645 | 0.3 |  | 87.29 |  |  |  |  | 2.645
| DB-I Top (A.T duct) outer | 11 | 5 | 2 | 2.645 | 0.115 |  | 33.46
| Duct DB -I Top( Duct small (A.T)) inner | 11 | 5 | 2 | 2.179 | 0.3 |  | 71.91 |  |  |  |  | 2.179
| Duct DB -II Top (Duct big ( C.T ) outer | 11 | 5 | 2 | 2.63 | 0.6 |  | 173.58 |  |  |  |  | 2.63
| DB-II Top (C.T duct) outer top | 11 | 5 | 2 | 2.63 | 0.115 |  | 33.27
| Duct DB -II Top (Duct big ( C.T ) inner | 11 | 5 | 2 | 2.4 | 0.3 |  | 79.2 |  |  |  |  | 2.4
OTS
| alround OTS 1,2,3,4,5,6,7,8 | 1 | 8 | 1 | 10 |  | 20 | 1600 |  |  |  |  | 10 | 42.75 | 44.25
| alround OTS 9,10 | 1 | 2 | 1 | 8.8 |  | 20 | 352
[6 empty] | Sub-Total-1 |  | 10701.99 | Sqm
b.in first floor
| fire S/C (1 Nos) Third flight handrail | 1 | 1 | 2 | 3.3 |  | 0.72 | 4.75
| Fourth flight handrail | 1 | 1 | 2 | 3 |  | 0.72 | 4.32
9.07
[6 empty] | Say |  | 10 | Sqm
(c) In Second Floor
| same qty as above | [6 empty] | 10 | Sqm
(d) In Third Floor
| same qty as above | [6 empty] | 10 | Sqm
(e) In fourth Floor
| same qty as above | [6 empty] | 10 | Sqm
(f) In fifth Floor
| same qty as above | [6 empty] | 10 | Sqm
(g) In sixth Floor
| same qty as above | [6 empty] | 10 | Sqm
(h) In seventh Floor
| same qty as above | [6 empty] | 10 | Sqm
(i) In eight Floor
| same qty as above | [6 empty] | 10 | Sqm
(j) In nineth Floor
| same qty as above | [6 empty] | 10 | Sqm
(k) In tenth Floor
| same qty as above | [6 empty] | 10 | Sqm
(l) In Eleventh Floor
| same qty as above | [6 empty] | 10 | Sqm
(M) In Twelth Floor
| same qty as above | [6 empty] | 10 | Sqm
(N) In thirteenth Floor
| same qty as above | [6 empty] | 10 | Sqm
(N) In Forteenth Floor
| same qty as above | [6 empty] | 10 | Sqm
For Sunshade
Bottom and Top
| Window FW & Foyer Grill | 10 | 2 | 10 | 3.07 | 0.45 | - | 276.3
| Window W | 10 | 2 | 10 | 2.26 | 0.45 | - | 203.4
| Window W1 | 10 | 2 | 10 | 1.96 | 0.45 | - | 176.4
| Window SW | 10 | 2 | 2 | 2.26 | 0.45 | - | 40.68
| Window SW1 | 10 | 2 | 4 | 1.66 | 0.45 | - | 59.76
| AC Slab | 10 | 2 | 2 | 2.5 | 1 | - | 100
| AC Slab | 10 | 2 | 8 | 3.1 | 1 | - | 496
| Door GD | 1 | 2 | 2 | 1.36 | 0.6 | - | 3.26
Side
| Door GD | 1 | 2 | 2 | - | 0.6 | 0.06 | 0.14
| Window FW & Foyer Grill | 10 | 2 | 10 | - | 0.45 | 0.06 | 5.4
| Window W | 10 | 2 | 10 | - | 0.45 | 0.06 | 5.4
| Window W1 | 10 | 2 | 10 | - | 0.45 | 0.06 | 5.4
| Window SW | 10 | 2 | 2 | - | 0.45 | 0.06 | 1.08
| Window SW1 | 10 | 2 | 4 | - | 0.45 | 0.06 | 2.16
Parapet Wall
| Parapet wall building alround inner | 1 | 1 | 1 | 224.088 |  | 1.5 | 336.13 |  |  |  |  | 224.088
| Lift 1 & 2 inner alround | 1 | 2 | 1 | 9 |  | 33 | 594 |  |  |  |  | 9 | 42.75 | 46.35
| D/F Lift Door open | -14 | 2 | 1 | 1 |  | 2.1 | -58.8
| D/F Terrace ventilation open | -1 | 2 | 1 | 0.6 |  | 0.6 | -0.72
| Lift 1 & 2 Ceiling | 1 | 2 | 1 | 2.6 | 1.9 |  | 9.88
| Service lift inner alround | 1 | 1 | 1 | 10.6 |  | 33 | 349.8 |  |  |  |  | 10.6
| D/F Lift Door open | -14 | 2 | 1 | 1.2 |  | 2.1 | -70.56
| D/F Terrace ventilation open | -1 | 1 | 1 | 0.6 |  | 0.6 | -0.36
| Electrical Duct ceiling | 1 | 1 | 1 | 1.685 | 1.15 |  | 1.94
| Garbage Duct ceiling | 1 | 1 | 1 | 0.8 | 1.15 |  | 0.92
[8 empty] | 2677.61 | Sqm
[6 empty] | Sub Total-II |  | 2817.61 | Sqm
[6 empty] | Total |  | 13519.6 | Sqm
[6 empty] | Say |  | 13520 | Sqm
43.1 | Fabrication of Mild steel / RTS rills ( with Cement slurry) for all sizes of rods
| As per concrete Qty | [5 empty] | KG
| PCC 1:2:4 | 1 | 1 | 1 | 76.2 | 120 |  | 9144
| Agt No.4.2.3 cum concrete (Foundation, Stilt to terrace ) | 1 | 1 | 1 | 4236.6 | 120 |  | 508392 |  |  |  |  | 4112.6778 | 1028.1695 | 6650200.0026
[6 empty] | Total |  | 517536 | Kg
[6 empty] | Say |  | 517.536 | MT
44.1 | PVC SWR 110mm dia with ISI mark -A for rain water down fall pipe
| 110 mm dia Vertical pipe line ( Flat area) | 1 | 10 | 1 | 30 |  |  | 300
| Main S/C | 1 | 1 | 2 | 30 |  |  | 60
| Y | 1 | 14 | 2 | 0.8 |  |  | 22.4
| Fire S/C | 1 | 1 | 1 | 45 |  |  | 45
| Y | 1 | 14 | 1 | 0.8 |  |  | 11.2
| Lift lobby | 1 | 1 | 3 | 1.3 |  |  | 3.9
| Lift head room | 1 | 1 | 3 | 2.475 |  |  | 7.43
| Fire S/C ( corridor ) | 1 | 2 | 3 | 3.5 |  |  | 21
[8 empty] | 470.93 | Rmt.
471
52.4 | Supplying and laying of 20mm CPVC pipe (fully concelled inner walls)
| Stilt floor Toilets | 1 | 1 | 2 | 5.51 |  |  | 11.02 |  |  |  |  | 5.515
| For attached toilet to Kitchen , C.T | 1 | 1 | 100 | 15 |  |  | 1500
[6 empty] | Total |  | 1511.02 | Rmt. |  |  |  | 18670.56 | 18.0218 | 2018.4389
1511.1
53.5 | Supplying and fixing of wash hand basin (550x400)
| Stilt floor security room & Office room | 1 | 1 | 2 |  |  |  | 2
| FF to 10th floor | 100 | 2 | 1 |  |  |  | 200
[6 empty] | Total |  | 202 | Nos
58.3 | PVC SWR pipe (Soil line) with ISI mark - type 'B'. Class pipe
a. 110mmdia
Common toilet
| chamber to 10th floor | 1 | 1 | 10 | 29 |  |  | 290 |  | 42.75
| Y pipe | 1 | 10 | 10 | 0.45 |  |  | 45
| Gully Kitchen | 1 | 1 | 10 | 0.3 |  |  | 3
| Gully Common toilet | 1 | 1 | 10 | 0.3 |  |  | 3
Attached toilet
| chamber to 14th floor | 1 | 1 | 10 | 29 |  |  | 290
| Y pipe | 1 | 11 | 10 | 0.45 |  |  | 49.5
| Water tank interconnection | 1 | 65 | 1 | 0.15 |  |  | 9.75
| Water tank interconnection | 1 | 64 | 1 | 0.15 |  |  | 9.6
| water tank basewall pipe | 1 | 2 | 10 | 0.3 |  |  | 6
| Gully Attached toilet | 1 | 1 | 10 | 0.3 |  |  | 3 | [7 empty] | 708.85 | 708.85
110 mm dia PVC conceled pipe (SWR)
| inner side | 5 | 1 | 100 | 2.5 |  |  | 1250
1958.85
[6 empty] | Say |  | 1959 | Rmt.
b.75 mm dia
Common toilet
| chamber to 14th floor | 1 | 1 | 10 | 29 |  |  | 290
| Y pipe | 1 | 10 | 10 | 0.45 |  |  | 45
| Kitchen chamber to 14th floor | 1 | 1 | 10 | 29 |  |  | 290
| Y pipe | 1 | 10 | 10 | 0.45 |  |  | 45
| Gully Kitchen | 1 | 1 | 10 | 0.9 |  |  | 9
| Gully Common toilet | 1 | 1 | 10 | 0.65 |  |  | 6.5
Attached toilet
| chamber to 14th floor | 1 | 1 | 10 | 29 |  |  | 290
| Y pipe | 1 | 10 | 10 | 0.45 |  |  | 45
| Gully Attached toilet(0.60+0.30) | 1 | 1 | 10 | 0.9 |  |  | 9 | [7 empty] | 1029.5 | 1029.5
75 mm dia PVC conceled pipe (SWR)
| inner side (Bath room ) (C.T-1.72,A.T-1.72, Kit-1.85=5.29) | 1 | 1 | 100 | 5.29 |  |  | 529
1558.5
[6 empty] | Say |  | 1559 | Rmt.
58.4 | Supplying ,laying and concealing the 50mm dia PVC Pipe with ISI mark type - B with revelant specials
| Att.Toilet | 1 | 1 | 100 | 1.8 | - | - | 180
| Hall Passage | 1 | 1 | 100 | 1.8 | - | - | 180
| Stilt Floor Passage | 1 | 1 | 2 | 1.5 | - | - | 3
[8 empty] | 363 | Rmt
[6 empty] | Say |  | 363 | Rmt.
Electrical Arrangements:
64.1 | Wiring with 1.5sqn\mm copper PVC insolated single core
a) light point with ceiling rose
| At hall cum living | 100 | 1 | 2 |  |  |  | 200
| At bed 1 & 2 | 100 | 1 | 2 |  |  |  | 200
| At Kitchen | 100 | 1 | 2 |  |  |  | 200
| Head room | 1 | 2 | 3 |  |  |  | 6
| C.T passage | 100 | 1 | 1 |  |  |  | 100
| Passage verandah | 10 | 1 | 10 |  |  |  | 100
| Terrace | 1 | 3 | 2 |  |  |  | 6
| Basement | 1 | 1 | 35 |  |  |  | 35
| Corridor | 10 | 10 | 1 |  |  |  | 100
| Building outside | 1 | 1 | 18 |  |  |  | 18
[8 empty] | 965 | Nos
b) Light point with backlite pattern holder type
| At hall cum living | 100 | 1 | 1 |  |  |  | 100
| At bed 1 & 2 | 100 | 1 | 2 |  |  |  | 200
| At Kitchen | 100 | 1 | 1 |  |  |  | 100
| Toilet IWC and EWc | 100 | 1 | 4 |  |  |  | 160
| At entrance | 100 | 1 | 1 |  |  |  | 100
| Passage verandah | 14 | 1 | 5 |  |  |  | 70
| OTS area | 14 | 1 | 5 |  |  |  | 70
[8 empty] | 800 | Nos
| c)calling bell point | 1 | 1 | 100 |  |  |  | 100 | Nos
65.1 | Wirng with 1.5sqmm copper PVC insolator single core FAN Point
| Security room & EB room | 1 | 1 | 5 |  |  |  | 5
| At hall cum living | 100 | 1 | 2 |  |  |  | 200
| At Bed 1 & 2 | 100 | 1 | 2 |  |  |  | 200
[8 empty] | 405 | Nos
66.1 | Wiring with 1.5sqmm PVC insolated staircase light point
| (Stilt +11 floor) | 11 | 3 | 2 |  |  |  | 66
| Terrace | 1 | 3 | 1 |  |  |  | 3
[6 empty] | Total |  | 69 | Nos
66.1 | Wiring with 1.5sqmm for 5 amps 5 pin plug socket at Swicth Board itself
| At hall cum living | 100 | 1 | 1 |  |  |  | 100
| At bed 1 & 2 | 100 | 1 | 2 |  |  |  | 200
| at Kitchen | 100 | 1 | 1 |  |  |  | 100
| Passage | 100 | 1 | 1 |  |  |  | 100
| Basement | 1 | 1 | 7 |  |  |  | 7
[8 empty] | 507 | Nos
68.2 | Wiring with 1.5sqmm for 5 amps 5 pin plug socket at convenient places
| At hall cum living | 100 | 1 | 3 |  |  |  | 300
| At bed 1 & 2 | 100 | 1 | 2 |  |  |  | 200
| Kitchen | 100 | 1 | 1 |  |  |  | 100
[8 empty] | 600 | Nos
75.2 | supplying & delivery of fan with electronic regulator(ISI mark)
a) 48" ( 1200mm sweep)
| Security room & EB room | 1 | 1 | 5 |  |  |  | 5
| At hall cum living | 100 | 1 | 2 |  |  |  | 200
| At Bed 1 & 2 | 100 | 1 | 2 |  |  |  | 200
| Basement | 1 | 1 | 3 |  |  |  | 3
[8 empty] | 408 | Nos
77.6 | Run of 2 Wires of 2.5 sqmm PVC insulated single core multi strand fire retardant flexible copper cable with ISI mark confirming IS: 694:1990.
Power Plug
| Kitchen | 1 | 1 | 100 | 9 | - | - | 900
| Att.Toilet (Heater) | 1 | 1 | 100 | 5 | - | - | 500
| Service Verandah (Washing Machine) | 1 | 1 | 100 | 2 | - | - | 200
| Kitchen (Frigde) | 1 | 1 | 100 | 3 | - | - | 300
| Hall (Invertor) | 1 | 2 | 100 | 5 | - | - | 1000
DB to Switch Board Itself
Stilt Floor
| Security Room and Office Room | 1 | 1 | 2 | 11 | - | - | 22
| EB Room | 1 | 1 | 3 | 10 | - | - | 30
| Pump Room | 1 | 1 | 1 | 10 | - | - | 10
First Floor to Tenth Floor
| Hall | 1 | 1 | 100 | 3 | - | - | 300
| Hall Passage | 1 | 1 | 100 | 7 | - | - | 700
| Bed-1 | 1 | 1 | 100 | 8 | - | - | 800
| Bed-2 | 1 | 1 | 100 | 9 | - | - | 900
| Kitchen | 1 | 1 | 100 | 12 | - | - | 1200
Common Area
| DB to EB Room | 1 | 1 | 11 | 6 | - | - | 66
Lift and Lift Service
| DB Ground Floor to Fifth Floor | 1 | 1 | 3 | 20 | - | - | 60
| DB Sixth Floor to Terrace Floor | 1 | 1 | 3 | 24 | - | - | 72
Main Staircase and Fire Staircase
| DB Ground Floor to Fifth Floor | 1 | 1 | 3 | 18 | - | - | 54
| DB Sixth Floor to Terrace Floor | 1 | 1 | 3 | 20 | - | - | 60
[7 empty] | Total | 7174
[7 empty] | Say | 7174 | RMT
87.1 | Supplying and delivery of Three phase ELCB/RCCB
| 1 st to 10th floor (100 Quarters ) | 100 | 1 | 1 |  |  |  | 100
344 | S & F of Bevelled edge mirror
| Stilt floor | 1 | 1 | 2 |  |  |  | 2
| 1 st to 10th floor (100 Quarters ) C.T & A.T wash Area | 100 | 1 | 2 |  |  |  | 200
[8 empty] | 202 | Nos
383 | Supply and fixing of cuddapah sink 600 x 600 x 200mm
| 1 st to 10th floor (100 Quarters ) C.T & A.T wash Area | 100 | 1 | 1 |  |  |  | 100 | Nos
383.1 | Providing single round nosing to the edges of Granite slab of 10 mm thick including labour for good workmanship, power consumption, wax,tools & plants required, true to horizontal etC., for Kitchen platform in all floors and as directed by the departmental officers. .
| 1st to 10th floor (100 quarters kitchen plat form ) | 100 | 1 | 1 | 4.45 |  |  | 445 | Rmt |  |  |  |  | 4.6 | 1.8
6.4
367 | Providing wooden (Melamine Door) Polish for new wood by removing using blade scrapping |  |  |  |  | Co-eff
| 1st to 10th floor main door | 100 | 1 | 1 | 1 | 2.25 | 2.1 | 472.5 | sqm
54.1 | S & F of 15mm dia half turn CP long body tap
| Stilt floor toilt | 1 | 1 | 2 |  |  |  | 2
| 1st to 10th floor C.T & A.T | 100 | 1 | 2 |  |  |  | 200
| Kit & Service | 100 | 1 | 2 |  |  |  | 200
[6 empty] | Total |  | 402 | Nos
54.2 | S & F of 15mm dia half turn CP short body tap
| Stilt floor toilt | 1 | 1 | 2 |  |  |  | 2
| 1st to 10th floor C.T & A.T | 100 | 2 | 1 |  |  |  | 200
[6 empty] | Total |  | 202
UPVC Ventilator Specification:Supplying and fixing UPVC (Un-Plasticized Polyvinyl Chloride)Louvered Ventilators of from the profile the size of outerframe 60mm x 58mm and shutter profile size of 60 x 78mmboth profiles are reinforced with GI/1mm 125GSM and100% corrosion free, the profile are multi chamberedsections with wall thick of 2mm. The EPDM rubber (blackcolour) covered with all over the edges of frame and shutter.The corners and joints should be welded and cleaned.Radiations pin headed glass 4mm thick should be provided inthe louvers. The window should be fixed to the wall with100% packing with screws and silicon packing all round theframes. The ventilator should be got approved from theExecutive Engineer before use on work
| Stilt floor | 1 | 1 | 2 | 0.75 |  | 0.75 | 1.13
| 1st to 10th floor Common and attaced toilet | 100 | 1 | 2 | 0.75 |  | 0.75 | 112.5
[6 empty] | Total |  | 113.63 | sqm
[6 empty] | Say |  | 113.7 | Sqm
448.2 | Providing PVC Tee with end cap
| Washbasin | 1 | 1 | 1 | 202 |  |  | 202
Supplying and laying of colour designer tile for steps, landing and other similar works (12"x12") 10mm thick for flooring in CM 1:3 (One of cement and three of sand ) 20mm tk, including fixing in position, cutting the tiles to the required size wherever necessary, pointing the joints with colour cement, finishing, curing etc complete and as directed by the departmental officers.
| Lift lobby | 1 | 2 | 2 | 1.9 | 2.1 |  | 15.96
| Staircase 1,2 | 1 | 1 | 2 | 4.2 | 2.85 |  | 23.94
| Staircase front | 1 | 2 | 2 | 1.12 | 2.85 |  | 12.77
| Staircase passage | 1 | 2 | 2 | 2.03 | 1.8 |  | 14.62
| Staircase passage | 1 | 2 | 2 | 0.94 | 0.6 |  | 2.26
| Lobby | 1 | 2 | 1 | 6.06 | 4.985 |  | 60.42
| Corridor | 1 | 2 | 1 | 26.71 | 1.8 |  | 96.16
| Staircase service | 1 | 1 | 1 | 4.2 | 3.53 |  | 14.83
| Passage | 1 | 2 | 1 | 3.53 | 1.8 |  | 12.71
| Lift front wall | 1 | 2 | 1 | 2.3 | 2.97 |  | 13.66
| Shoe rack bottom | 1 | 2 | 10 | 2.015 | 0.45 |  | 18.14
| Skirting | 1 | 1 | 1 | 285.47 |  | 0.075 | 21.41
[7 empty] | Total | 306.88 | Sqm
306.9
Suppy and laying of granite tile of 10mm thick ( wall cladding ) in CM 1:2 10mm thick incl. cost of materials , labours etc.,all including ( Rupy Red) in all etc complete
Stilt to 10 th floor
| Lift front wall | 1 | 11 | 2 | 3.06 |  | 2.71 | 182.44 |  |  |  |  | 2.71 |  | 5.42 | 2.71
| D/F Lift Door | -1 | 11 | 2 | 1 |  | 2.1 | -46.2
| Add james | 1 | 11 | 2 | 6.2 |  | 0.25 | 34.1 |  |  |  |  | 6.2 | 12.4 | 0.25
Stilt to 11 th floor service lift
| Lift front wall | 1 | 1 | 1 | 2.76 |  | 2.71 | 7.48
| D/F Lift Door | -1 | 11 | 1 | 1.2 |  | 2.1 | -27.72
| Add james | 1 | 11 | 1 | 6.6 |  | 0.25 | 18.15 |  |  |  |  | 6.6
Terrace floor
| Lift front wall | 1 | 1 | 1 | 5.03 |  | 1.5 | 7.55 |  |  |  |  | 2.71
| D/F open | -1 | 1 | 2 | 0.6 |  | 0.6 | -0.72
| Add james | 1 | 1 | 2 | 2.4 |  | 0.25 | 1.2 |  |  |  |  | 6.4 | 12.8 | 0.25
Terrace floor
| Lift front wall | 1 | 1 | 1 | 2.76 |  | 1.5 | 4.14
| D/F Lift open | -1 | 1 | 1 | 0.6 |  | 0.6 | -0.36
| Add james | 1 | 1 | 1 | 2.4 |  | 0.25 | 0.6 |  |  |  |  | 2.4
[6 empty] | Total |  | 180.66 | Sqm
180.7
Luminaires
7 | Supply and fixing of 4' 18 W batten LED fitting complete with all accessories on wall / ceiling with PVC unsheathed copper leads from terminal to the fitting | [9 empty] | 5 | 40 | 98
1 Blocks
| At hall cum living | 1 | 100 | 2 |  |  |  | 200
| At bed 1 & 2 | 1 | 100 | 2 |  |  |  | 200
| At Kitchen | 1 | 100 | 1 |  |  |  | 160
| Service room | 1 | 100 | 1 |  |  |  | 100
| Foyer | 1 | 100 | 1 |  |  |  | 100
| Passage verandah | 1 | 13 | 14 |  |  |  | 182
| Main and Fire S/C | 1 | 3 | 14 |  |  |  | 42
| Terrace | 1 | 3 | 3 |  |  |  | 9
| Basement including EB room, Security room, Pumproom, Office room, Genarator room | 1 | 1 | 73 |  |  |  | 73 |  | 21
[8 empty] | 1066 | Nos
8 | Supply and fixing of 10 W batten LED fitting complete with all accessories on wall / ceiling with PVC unsheathed copper leads from terminal to the fitting for mirroir light purposes.
| For 1 Blocks | 1 | 100 | 8 |  |  |  | 800
Security room, Office room
[8 empty] | 800 | Nos
9 | Supply and fixing of WT bulk head fitting suitable for 12 W LED lamps complete with all acessories on wall
| Entrance | 1 | 1 | 100 |  |  |  | 100
| at stair portion Head room | 1 | 3 | 3 |  |  |  | 9
| at lift | 1 | 3 | 1 |  |  |  | 3
| EB room, Security room, Pumproom, Office room, Genarator room | 1 | 6 | 1 |  |  |  | 6
[8 empty] | 118 | Nos
10 | Supply and fixing of 12 W LED fittings with suitable fWT bulk head fittingor lamps complete with all acessories on wall
| Entrance | 1 | 1 | 100 |  |  |  | 100
| at stair portion Head room | 1 | 3 | 3 |  |  |  | 9
| at lift | 1 | 3 | 1 |  |  |  | 3
| EB room, Security room, Pumproom, Office room, Genarator room | 1 | 6 | 1 |  |  |  | 6
[8 empty] | 118 | Nos
11 | Supply and fixing of 25 W LED street light fitting with 19 mm dia pipe ( class b) with 1 No. 19 mm GI bend complete on the existing post / wall with 16 A aerial fuse unit on MS plate with PVC unsheated Cu, leads with MS clampos and aluminium painting with flu.tubes.
| (Stilt +10 floor) | 1 | 1 | 10 |  |  |  | 10
[8 empty] | 10 | Nos
12 | Supply and fixing of 9 / 10 W LED bulb ( 3 star rated) on the BH point including necessary connections, cost of materials etc all complete
| For 1 Blocks | 1 | 100 | 10 |  |  |  | 1000
| EB room, Security room, Pumproom, Office room, Genarator room | 1 | 6 | 1 |  |  |  | 6
[6 empty] | Total |  | 1006 | Nos
13 | Run of 2 wires of 4 sqmm PVC insulated single core multi strand fire retardant flexible copper cable with ISI mark confirming IS :694:1990
| AC power plug (M-bed room ) | 1 | 1 | 100 | 10 |  |  | 1000
[8 empty] | 1000 | Rmt.
S&F of ABP membrance for Toilet
| Att.Toilet | 1 | 1 | 100 | 1.2 | 2.29 |  | 274.8
| Com Toilet | 1 | 1 | 100 | 1.2 | 2.1 |  | 252
| Passage verandah | 1 | 1 | 100 | 1.2 | 1 |  | 120
646.8
[6 empty] | Total |  | 646.8
MAIN MV PANEL
Supply, Installation, Testing and Commissioning of Medium Voltage floor mounting Cubicle Type Distribution Board suitable for 415 V, 3 Phase, 50 Hz Power Distribution System with the following mounting complete as per specifications attached.
A) Incomer (Transformer ) :
1600AMPS ACB, 50 KA (Ics) AC Manual Draw Out ( MDO ) Type Four Pole Microprocessor based relay having Over current, short circuit with time setting and 6NO+6 NC, indication for test, service,isolated ON/OFF tripindications, ShutterAssembly, Racking interlock Manual /Electrical closing& tripping
Metering Compartment:
1 No- Digital Load Manager of Enercon Make (No.3460) or eqvt.
1 Set – 1000/5A CT CL0.5 15VA for Measurement
1 Set –1000/5A CT CL 1 15VA for PF Correction Relay
1 Set – Indication lamps for R,Y,B, Breaker ON(Red), Breaker OFF (Green), Breaker Trip (Amber) with control fuses.
1No - Earth fault relay -CDG11(Alstom make)
Note: Provision should be made to connect 4 Runs of 100x12mm copper bus duct at the top
B). DG INCOMER
630AMPS ACB, 50 KA (Ics) AC Motor operated Draw Out ( EDO )Type Four Pole Microprocessor based relay having Over current, instantaneous Over Current, thermal short circuit and earth fault features inbuilt /Plug in release with LCD Display of all Parameters likeAmperes, Volts, Power Factor individual trip indication required number of CurrentTransformers, 4NO + 4 NC,indication for test,service,isolated ON /OFF tripindications, operationcounter, ShutterAssembly,Racking interlock Manual /Electrical closing& tripping RS 485 CommunicationPort /Modbus protocol etc. as specified in the technical Specifications.
Metering Compartment:
1 No. Multiparameter with suitable CTs .
C) Busbar:
1 Set of 1600 A, TP& N Copper Busbar Chamber for the entire length of the MV Panel as per specification
OUTGOINGS:
630Amps TPN Switch Disconnector Fuse Unit with 630A HRC Fuselinks - 2 Nos.
630Amps TP&N Fixed Type MCCB with Manual Closing Mechanism of 36 kA Short Circuit Rating with Thermal O/L and Magnetic S/C Protection - 1 Nos.
400Amps TPN Switch Disconnector Fuse Unit with 400A HRC Fuselinks - 1 Nos.
250Amps TPN Switch Disconnector Fuse Unit with 250A HRC Fuselinks - 2 Nos.
125Amps TPN Switch Disconnector Fuse Unit with 125A HRC Fuselinks - 2 Nos.
Note : Suitable size outgoing cable chamber and extra busbars should be provided for connecting the number of outgoing cables as per the main MV schematic drawing. The board shall be fabricated for future extension of the panel board. The transformer incomer and DG incomer shall be electrical & mechnical interlocking arrangements Incoming feeders shall have digital type multi parameters, meters with all relays and releases shall be micro processor based .
| Building | 1 | 1 | 1 | 1 |  |  | 1
Provision for GST @ 18%
Provision for Labour Welfare fund @ 1%
Provision for Unforseen tems,Contingencies and petty supervision charges at 2.5 %
Provision for Supervision Charges @ 7.5 %
| AE/Mdu | AEE/Mdu |  |  |  | Executive Engineer
Madurai Division

## SUMP DESIGN
SUMP DESIGN PER BLOCK
| Number of houses | 100 | nos
| Approximate member / house | 5 | nos
| Quantity of water required per head | 135 | Litres
| quantity of water required (112 x 5 x 135) | 67500 | Litres
| Cosidering future expansion at 1.5 times | 101250 | Litres
| say | 101250 | Litres
| Assuming depth of sump | 3 | m
| Area of the sump (3.14X 8.00 ) | 102.99 | Sq.m
Hence by assuming 30cm as free board
| Sump capacity = ( 3.14X 8 x 8/4 ) X 3.00 | 0 | m3
| Provide 1 nos per block | 0 | m3
| Capacity of sump (1 Nos) | 0 | Litres
| Fire Sump for 1 block | 1 | No
| consuming Sump for 1 block | 1 | No

## SUMP
Construction of 100 Nos. Of Police constable /Head Constable quarters (Stilt +10 floors 100 in 1 ) at Thallakulam in Madurai city.
Detailed estimate for Sump
Sl.no | Description of work | Nos |  | L | B | D | Content
1.6 | Earthwork excavation for open foundation
| a) 0 to 2.00 m Depth | 1 | 1 | 3.14/4X 10.18x10.18 |  | 2 | 162.7
[5 empty] | Say | 162.7 | m3
| b)2 to 3 m depth | 1 | 1 | 3.14/4X 10.18x10.18 |  | 1 | 81.35
[5 empty] | Say | 81.4 | m3
3.1 | P.C.C 1:5:10 using 40mm HBSJ foundation & base slab
| For sump | 1 | 1 | 3.14/4X 10.18x10.18 |  | 0.1 | 8.14
[5 empty] | Say | 8.2 | m3
4.1 | M30 grade mix design HBSJ in foundation & basement
| For sump COVER | 1 | 1 | 3.14/4X 8.96x8.96 |  | 0.15 | 9.45
| For beam | 1 | 1 | 3.14X8.96X0.23X0.450 |  |  | 0.73
| D/d Manhole cover | -1 | 2 | 0.6 | 0.6 | 0.15 | -0.11
| for base slab wall round | 1 | 1 | 3.14/4X9.96x9.96 |  | 0.3 | 23.36
| Middle column | 1 | 1 | 3.14/4X0.45X0.45 |  | 3.5 | 0.56
| 1st Step | 1 | 1 | 3.14x8.48X0.26 |  | 1.6 | 11.08
| 2nd Step | 1 | 1 | 3.14x8.09x.15 |  | 1.9 | 7.69
42.69
[5 empty] | Say | 42.7 | m3
9.5 | Brick work in C.M. 1:6 using Kiln Burnt Country bricks of size 22 x 11 x 7 cm ( 8 3/4" x 4 1/4" x 2 3/4")
a. In Ground Floor
| Pump room | 1 | 1 | 3.14/2X8.96x0.23 |  | 2.85 | 9.22
[5 empty] | Say | 9.3 | m3
10.5 | Brick partition wall in Cm 1:4 110mm tk using C.B for F&B etc
| Outer wall allround base slab | 1 | 1 | 3.14X10.07 |  | 0.45 | 14.23
| Outer wall allround | 1 | 1 | 3.14X8.83 |  | 3.5 | 97.04
| Inner wall 1st step | 1 | 1 | 3.14X8.11 |  | 1.5 | 38.2
| Inner wall 2nd step | 1 | 1 | 3.14X8.33 |  | 1.9 | 49.7
199.17
[5 empty] | Say | 199.2 | m2
35.1 | Plastering with cm 1:3 12mm Tk with WPC
| Inner wall 1st step Al rd | 1 | 1 | 3.14X8.00 |  | 1.61 | 5.06
| Inner wall 2nt step Al rd | 1 | 1 | 3.14X8.22 |  | 1.9 | 25.81
30.87
[5 empty] | Say | 30.9 | m2
33 | Plastering with CM 1:5 12mm tk
| Outer wall al rd | 1 | 1 | 3.14X8.96 |  | 3.5 | 98.47
| Outer wall al rd pump | 2 | 1 | 3.14/2X8.96 |  | 2.85 | 80.18
178.65
[5 empty] | Say | 178.7 | m2
42.1 | Fabrication of ms/rs steel grills |  |  |  | 8 mm | 10mm | 12mm | 16mm
| Matt M.Rod 12mm | 2 | 2 | 10.18 |  |  | 40.72
| Matt M.Rod 12mm | 2 | 2 | 10.08 |  |  | 40.32
| Matt M.Rod 12mm | 2 | 2 | 10 |  |  | 40
| Matt M.Rod 12mm | 2 | 2 | 9.96 |  |  | 39.84
| Matt M.Rod 12mm | 2 | 2 | 9.9 |  |  | 39.6
| Matt M.Rod 12mm | 2 | 2 | 9.8 |  |  | 39.2
| Matt M.Rod 12mm | 2 | 2 | 9.6 |  |  | 38.4
| Matt M.Rod 12mm | 2 | 2 | 9.4 |  |  | 37.6
| Matt M.Rod 12mm | 2 | 2 | 9.2 |  |  | 36.8
| Matt M.Rod 12mm | 2 | 2 | 8.6 |  |  | 34.4
| Matt M.Rod 12mm | 2 | 2 | 8.5 |  |  | 34
| Matt M.Rod 12mm | 2 | 2 | 8.1 |  |  | 32.4
| Matt M.Rod 12mm | 2 | 2 | 7.9 |  |  | 31.6
| Matt M.Rod 12mm | 2 | 2 | 7.6 |  |  | 30.4
| Matt M.Rod 12mm | 2 | 2 | 7.5 |  |  | 30
| Matt M.Rod 12mm | 2 | 2 | 7.2 |  |  | 28.8
| Matt M.Rod 12mm | 2 | 2 | 7 |  |  | 28
| Matt M.Rod 12mm | 2 | 2 | 6.8 |  |  | 27.2
| Matt M.Rod 12mm | 2 | 2 | 6.5 |  |  | 26
| Matt M.Rod 12mm | 2 | 2 | 6.1 |  |  | 24.4
| Matt M.Rod 12mm | 2 | 2 | 5.9 |  |  | 23.6
| Matt M.Rod 12mm | 2 | 2 | 5.5 |  |  | 22
| Matt M.Rod 12mm | 2 | 2 | 5.1 |  |  | 20.4
| Matt M.Rod 12mm | 2 | 2 | 4.9 |  |  | 19.6
| Matt M.Rod 12mm | 2 | 2 | 4.5 |  |  | 18
| Matt M.Rod 12mm | 2 | 2 | 4.1 |  |  | 16.4
| Matt M.Rod 12mm | 2 | 2 | 3.9 |  |  | 15.6
| Matt M.Rod 12mm | 2 | 2 | 3.6 |  |  | 14.4
| Matt M.Rod 12mm | 2 | 2 | 3.3 |  |  | 13.2
| Matt M.Rod 12mm | 2 | 2 | 3.1 |  |  | 12.4
| Matt M.Rod 12mm | 2 | 2 | 2.9 |  |  | 11.6
| Matt M.Rod 12mm | 2 | 2 | 2.5 |  |  | 10
| Matt M.Rod 12mm | 2 | 2 | 2.1 |  |  | 8.4
| Matt M.Rod 12mm | 2 | 2 | 1.9 |  |  | 7.6
| Matt M.Rod 12mm | 2 | 2 | 1.7 |  |  | 6.8
| Matt M.Rod 12mm | 2 | 2 | 1.6 |  |  | 6.4
| Matt M.Rod 12mm | 2 | 2 | 0.9 |  |  | 3.6
| Chair rod 12mm | 60 | 2 | 1.2 |  |  | 144
| column vertical 16mm | 1 | 6 | 4.5 |  |  |  | 27
| L rod 16mm | 1 | 6 | 1 |  |  |  | 6
| strppus 8mm | 1 | 35 | 1.41 | 49.35
| Beam m.r 16mm | 1 | 6 | 8.96 |  |  |  | 53.76
| strppus 8mm | 1 | 43 | 1.36 | 58.48
| Extra 12mm | 2 | 40 | 2.5 |  |  | 200
| Extra 16mm | 2 | 40 | 2.5 |  |  |  | 200
| vertical 12mm | 1 | 260 | 3.5 |  |  | 910
| vertical 12mm | 1 | 260 | 2.5 |  |  | 650
| Dis 8mm | 1 | 14 | 57 | 798
Roof slab
| Matt M.Rod 10mm | 2 | 2 | 8.96 |  | 35.84
| Matt M.Rod 10mm | 2 | 2 | 8 |  | 32
| Matt M.Rod 10mm | 2 | 2 | 7.56 |  | 30.24
| Matt M.Rod 10mm | 2 | 2 | 7.46 |  | 29.84
| Matt M.Rod 10mm | 2 | 2 | 7.36 |  | 29.44
| Matt M.Rod 10mm | 2 | 2 | 7.26 |  | 29.04
| Matt M.Rod 10mm | 2 | 2 | 7.06 |  | 28.24
| Matt M.Rod 10mm | 2 | 2 | 6.86 |  | 27.44
| Matt M.Rod 10mm | 2 | 2 | 6.76 |  | 27.04
| Matt M.Rod 10mm | 2 | 2 | 6.46 |  | 25.84
| Matt M.Rod 10mm | 2 | 2 | 5 |  | 20
| Matt M.Rod 10mm | 2 | 2 | 4.86 |  | 19.44
| Matt M.Rod 10mm | 2 | 2 | 4.46 |  | 17.84
| Matt M.Rod 10mm | 2 | 2 | 4 |  | 16
| Matt M.Rod 10mm | 2 | 2 | 3.78 |  | 15.12
| Matt M.Rod 10mm | 2 | 2 | 3.23 |  | 12.92
| Matt M.Rod 10mm | 2 | 2 | 2.66 |  | 10.64
| Matt M.Rod 10mm | 2 | 2 | 2.12 |  | 8.48
| Matt M.Rod 10mm | 2 | 2 | 1.85 |  | 7.4
| Matt M.Rod 10mm | 2 | 2 | 1.46 |  | 5.84
| Matt M.Rod 10mm | 2 | 2 | 1 |  | 4
| Matt M.Rod 10mm | 2 | 2 | 0.9 |  | 3.6
| Beam m.r 16mm | 2 | 6 | 8.96 |  |  |  | 107.52
| strppus 8mm | 2 | 43 | 1.16 | 99.76
| Extra 12mm | 2 | 40 | 1.5 |  |  | 120
| extra 16mm | 2 | 20 | 1.5 |  |  |  | 60
| Ring 8mm | 1 | 10 | 56 | 560
| Chair rod 12mm | 2 | 40 | 1.2 |  |  | 96
Pump room
| Matt M.Rod 10mm | 2 | 2 | 8.96 |  | 35.84
| Matt M.Rod 10mm | 2 | 2 | 8 |  | 32
| Matt M.Rod 10mm | 2 | 2 | 7.86 |  | 31.44
| Matt M.Rod 10mm | 2 | 2 | 4.86 |  | 19.44
| Matt M.Rod 10mm | 2 | 2 | 4.46 |  | 17.84
| Matt M.Rod 10mm | 2 | 2 | 4 |  | 16
| Matt M.Rod 10mm | 2 | 2 | 3.78 |  | 15.12
| Matt M.Rod 10mm | 2 | 2 | 3.23 |  | 12.92
| Matt M.Rod 10mm | 2 | 2 | 1.85 |  | 7.4
| Matt M.Rod 10mm | 2 | 2 | 1.46 |  | 5.84
| Matt M.Rod 10mm | 2 | 2 | 1 |  | 4
| Matt M.Rod 10mm | 2 | 2 | 0.9 |  | 3.6
| SS16mm | 2 | 30 | 1.86 |  |  |  | 111.6
| strppus 8mm | 1 | 30 | 0.86 | 25.8
| Extra 16mm | 2 | 30 | 1.2 |  |  |  | 72
[5 empty] | 1591.39 | 637.68 | 3029.68 | 637.88
[5 empty] | 0.395 | 0.617 | 0.888 | 1.578
[5 empty] | 628.5991 | 393.4486 | 2690.3558 | 1006.5746
[7 empty] | 4718.9781 | 4.72
[6 empty] | SAY | 4.72 | MT
53.4 | Supplying and fixing of Ci manhole cover 0.6X0.6 Cm etc
| For manhole cover | 1 | 2 | 1 |  |  | 2
53.3 | S/F of CI steps
| For Supm | 1 | 1 | 5 |  |  | 5
18.1 | Form works
| e)Sump cover slab Al rd | 1 | 1 | 3.14X8.22 |  |  | 25.81
| pump cover slab Al rd | 1 | 1 | 3.14X8.22 |  |  | 25.81
| Sump side allround | 1 | 1 | 3.14X8.96 |  | 0.15 | 4.22
| Dedection MH cover | 1 | 2 | 0.6x0.6 |  |  | -0.72
| Beam sides | 1 | 1 | 8.96 |  | 1.13 | 10.12
| Column | 1 | 1 | 3.14x0.30 |  | 3.5 | 2.23
67.47
[5 empty] | Say | 67.5 | m2

## CCR
N/W: Construction of 100 Nos. of Police Constable /Head Constable quarters (stilt +10 floors -1 block of 100 in 1) at Thallakulam in Madurai city
SCHEME ROAD DETAILED ESTIMATE
Sl no | Description | Nos |  | L | B | D | Qty
1.5 | Earthwork excavation for foundation
| Building around | 1 | 1 | 152 | 4.5 | 0.35 | 239.4
239.4
[5 empty] | Say | 239.4 | m3
2.1 | S/F of foundation & base ment with filling sand etc complete
| Building around | 1 | 1 | 152 | 4.5 | 0.15 | 102.6
102.6
[5 empty] | Say | 102.6 | m3
3.1 | PCC 1:5:10 using 40mm HBSJ
| Building around | 1 | 1 | 152 | 4.5 | 0.15 | 102.6
102.6
[5 empty] | Say | 102.6 | m3
3.2 | PCC 1:2:4 using 20mm HBS jelly including curing etc…
| Building around | 1 | 1 | 152 | 4.5 | 0.075 | 51.3
51.3
[5 empty] | Say | 51.3 | m3
7.2 | Bittumanus filler pad 20mm Tk
| Building around | 1 | 1 | 50 |  | 0.25 | 12.5
12.5
[5 empty] | Say | 12.5 | m2
41 | Painting the new iron work
| Building around | 2 | 1 | 152 |  | 0.3 | 91.2
91.2
[5 empty] | Say | 91.2 | m2
50.2 | Providing Kerb stone etc all complete
| Gandhi statue adjcent side | 2 | 1 | 152 |  |  | 304
304
[5 empty] | Say | 304 | m2

## Genset
N/W: Construction of 896 Nos. of Police Constable /Head Constable quarters (stilt +10 floors -1 block of 100 in 1) at Thallakulam in Madurai city
GENSET - DETAILED ESTIMATE
Sl no | Description | Nos |  | L | B | D | Qty
1.5 | 250KVA - Genset model KG1-250WS Close coupled Diesel Generating Set with KIRLOSKAR make CPCB IV Plus Engine Model developing Water cooled coupled with KIRLOSKAR Green make 250 kVA (200 kW) 3 Phase, 415V, 1500 RPM alternator, With AMF Control Panel Suitable for 1 EB Service – 3 PH), Base Frame, Fuel Tank, Batteries with leads and other accessories with type approved KG Canopy as a complete set. Including First fill of lube oil and Engine Safeties – LLOP, HWT
| Building Lift & Corridor , Staircase area only | 1 | 1 | 1 |  |  | 1
1
[5 empty] | Say | 1 | No

## LIFT
TAMIL NADU POLICE HOUSING CORPORATION LTD
CHENNAI DIVISION-II
N/W: Design, Supply, Delivery, Installation,Testing, and Commissioning of Passenger Lift for the Construction of 100 Nos. Of Police constable /Head Constable quarters (Stilt +10 floors 100 in 1 ) at Thallakulam in Madurai city.
DETAILED ESTIMATE
Sl.No | Description of work |  |  | Nos |  |  |  |  | Measurement in Mtrs |  |  | Qty
[9 empty] | L | B | D
1 | Design, Supply, Delivery, Installation,Testing, and Commissioning of Passenger Lift (Brand: Johnson / Kone / OTIS or equivalent) of capacity 13 Persons / 884 Kgs with 14 Floors / 15 Stops / STAINLESS STEEL (1.5 mm) Car Cabin as per the following specifications Three phase EB power supply should be get from the TNEB for installation and testing etc for completion of work .
| Type of Lift | : | PASSENGER
| Load / Speed | : | 13 Persons (884Kgs.) / 1.25 Mtr. Per Second
| Drive | : | MICRO PROCESSOR BASED VVVF
| Travel / PIT / HEADROOM | : | 47 METER / PIT 1800mm / HEADROOM 4800 mm | [10 empty] | 42.75 | 46.25 | 34.2 | 35
| Number Of Floors | : | 14 (GROUND + 14 UPPER FLOORS)
| Floor Display Char | : | 0,1,2,3,4,5,6,7,8,9,10,11,12,13,14
| Number Of Landing Entrances | : | 15 (GROUND + 14 UPPER FLOORS)
| Number and Position of Car Entrances | : | 1 (ONE), IN FRONT ONLY
| Position Of Machinery | : | MACHINE ROOMLESS - GEARLESS
| Size of Lift Well | : | 2450 X 1850 X 2200 (MM Wide * MM Depth)
| Lift Car Inside Size | : | 1500 X 1400 X 2200 (MM Wide * MM Depth * MM Height)
| Clear opening of Gates / Doors / Lintel | : | 900 X 2000 (MM Wide * MM Height) Lintel - 2200 mm
| Type or Design of Lift Car | : | STAINLESS STEEL (1.5 mm) - HAIRLINE FINISH
| Additional Car Spec | :
| Car Ceiling - Car Floor | : | SLEEK (SMALL CIRCULAR LIGHTS) - SS HAIRLINE FINISH -PVC
| Car Fittings | : | LED LIGHTS & REGULAR (CIRCULAR) - FAN
| Type Of Car Front Entrance Protection | : | POWER OPERATED CENTRE OPENING SLIDING DOOR - STAINLESS STEEL (1.5 mm) - HAIRLINE FINISH
| Land Entrance Protection (0,1,2,3,4,5,6,7,8,9,10,11,12,13,14 ) | : | CENTRE OPENING SLIDING DOOR - STAINLESS STEEL (1.5 mm) - HAIRLINE FINISH
| Landing Door Frame (0,1,2,3,4,5,6,7,8,9,10,11,12,13,14 ) | : | STAINLESS STEEL (1.5 mm) - HAIRLINE FINISH
| Type Of Control System | : | MICROPROCESSOR BASED SIMPLEX SELECTIVE COLLECTIVE CONTROL WITH / WITHOUT ATTENDENT
| Electric Supply | : | AC 3 PHASE, 50 CYCLES, 415 VOLTS ±10%
| For Blocks 'A,B,C,D,E,F & G |  |  | 1 | x | 1 | x | 1 | - | - | - | 1 | Nos | 896 | 112
2 | Design, Supply, Delivery, Installation,Testing, and Commissioning of Service Lift (Brand: Johnson / Kone / OTIS/Sukranth or equivalent) of capacity 24 Persons /1632 Kgs with 14 Floors / 15 Stops / STAINLESS STEEL (1.5 mm) Car Cabin as per the following specifications Three phase EB power supply should be get from the TNEB for installation and testing etc for completion of work .
| Type of Lift | : | Service lift
| Load / Speed | : | 24 Persons (1632 Kgs.) / 1.25 Mtr. Per Second
| Drive | : | MICRO PROCESSOR BASED VVVF
| Travel / PIT / HEADROOM | : | 47 METER / PIT 1800mm / HEADROOM 4800 mm | [10 empty] | 42.75 | 46.25 | 34.2 | 35
| Number Of Floors | : | 14 (GROUND + 14 UPPER FLOORS)
| Floor Display Char | : | 0,1,2,3,4,5,6,7,8,9,10,11,12,13,14
| Number Of Landing Entrances | : | 15 (GROUND + 14 UPPER FLOORS)
| Number and Position of Car Entrances | : | 1 (ONE), IN FRONT ONLY
| Position Of Machinery | : | MACHINE ROOMLESS - GEARLESS
| Size of Lift Well | : | 2450 X 1850 X 2200 (MM Wide * MM Depth)
| Lift Car Inside Size | : | 1500 X 1400 X 2200 (MM Wide * MM Depth * MM Height)
| Clear opening of Gates / Doors / Lintel | : | 1200 X 2000 (MM Wide * MM Height) Lintel - 2200 mm
| Type or Design of Lift Car | : | STAINLESS STEEL (1.5 mm) - HAIRLINE FINISH
| Additional Car Spec | :
| Car Ceiling - Car Floor | : | SLEEK (SMALL CIRCULAR LIGHTS) - SS HAIRLINE FINISH -PVC
| Car Fittings | : | LED LIGHTS & REGULAR (CIRCULAR) - FAN
| Type Of Car Front Entrance Protection | : | POWER OPERATED CENTRE OPENING SLIDING DOOR - STAINLESS STEEL (1.5 mm) - HAIRLINE FINISH
| Land Entrance Protection (0,1,2,3,4,5,6,7,8,9,10,11,12,13,14 ) | : | CENTRE OPENING SLIDING DOOR - STAINLESS STEEL (1.5 mm) - HAIRLINE FINISH
| Landing Door Frame (0,1,2,3,4,5,6,7,8,9,10,11,12,13,14 ) | : | STAINLESS STEEL (1.5 mm) - HAIRLINE FINISH
| Type Of Control System | : | MICROPROCESSOR BASED SIMPLEX SELECTIVE COLLECTIVE CONTROL WITH / WITHOUT ATTENDENT
| Electric Supply | : | AC 3 PHASE, 50 CYCLES, 415 VOLTS ±10%
| For Blocks,F & G service lift |  |  | 1 | x | 1 | x | 1 |  |  |  | 1 | Nos
3 | Annual Maintance Charges for the lift suppplied and installed for the period of four years after the free warranty period of one year including all to complete etc .
For Blocks '
| For first one year (Free Service) |  |  | 1 | x | 1 | x | 2 | - | - | - | 2 | Nos | 0.15 | 16.8
| For Second one year @ 5% of the Contract value |  |  | 1 | x | 1 | x | 2 | - | - | - | 2 | Nos
| AE/Mdu.Dn | AEE/Mdu.Dn | [6 empty] | Executive Engineer
Madurai Division

## Lighting arrestor
N/W: Supply and installation lighting arrester for Construction of 100 Nos. of Police Constable /Head Constable quarters (stilt +10 floors -1 block of 100 in 1) at Thallakulam in Madurai city
LIGHTING ARRESTOR - DETAILED ESTIMATE
Sl no | Description | Nos |  | L | B | D | Qty
ESEAT Lighting Arre HSN Code:-85354010
1 | ESEAT Lighting Arrester Level IV Mounting 4.5mtrs HSN Code:-73089070
| Building around | 1 | 1 | 1 |  |  | 1
1
[5 empty] | Say | 1 | No
2 | Mounting 4.5mtrs 300x300x 150x150 GI PIPE 8mm Alum DOWN CONDUC HSN Code:-73121010
| Building around | 1 | 1 | 1 |  |  | 1
1
[5 empty] | Say | 1 | No
3 | 8mm Alum DOWN CONDUCTOR Counter IP 65 HSN Code:-90291090
| Top to bottom building | 1 | 1 | 80 |  |  | 80
80
[5 empty] | Say | 80 | Rmt
4 | Counter 4 Digit lighting Event Counter IP 65 Test Link HSN Code:-74071090
| Building around | 1 | 1 | 1 |  |  | 1
1
[5 empty] | Say | 1 | No
5 | Test Link BOX IP 65 Earth Electrode 2 Mt HSN Code:-72159020
| Building around | 1 | 1 | 1 |  |  | 1
1
[5 empty] | Say | 1 | No
6 | Earth Electrode with 25Kg of Carbon based BFC Installation at ESEA HSN Code:-84791000
| Set | 1 | 1 | 2 |  |  | 2
2
7 | ESE Lighting Arrester, Mounting Structure,Down Con |  |  |  | Say | 2 | No
| Building around | 1 | 1 | 1 |  |  | 1
1
[5 empty] | Say | 1 | No

## Bore well
N/W : Providing Bore Well and external water supply arrangements for Construction of 100 Nos. of Police Constable /Head Constable quarters (stilt +10 floors -1 block of 100 in 1) at Thallakulam in Madurai city
BORE WELL & EXTERNAL WATER - DETAILED ESTIMATE
Sl.no | Description | Nos |  | Measurements |  |  | Qty
|  |  |  | L | B | D
1 | Drilling of bore well to a size of 150 mm dia to the required depth as directed including cost Rig,fuel etc.complete.
a) 150m below ground level
| Bore well 4Nos | 1 | 1 | 150 |  |  | 150
b) 151m to 180m
| Bore well 4Nos | 1 | 1 | 30 |  |  | 30
c) 181m to 210m
| Bore well 4Nos | 1 | 1 | 30 |  |  | 30
d) 211 m to 240m
| Bore well 4Nos | 1 | 1 | 30 |  |  | 30
2 | Supplyng and laying of 150 mm dia casing pvc pipe of 6kg/cm2 as approved including labour charges for errection etc.,
| Bore well 2Nos | 1 | 1 | 30 |  |  | 30
[5 empty] | Say | 30 | Rmt
3 | Supplying and fixing of 150 mm dia G.I cover are completed.
| Bore well 4Nos | 1 | 1 | 1 |  |  | 1
| ANNEXURE |  |  |  | Say | 1 | No
4 | Supply and delivery of 5HP submersible pumpset (three phase)
| for borewell | 1 | 1 | 1 |  |  | 1
[5 empty] | Say | 1 | No
5 | Lobour charges for errection of submersible pumpsets at bore well etc,.complete.
| for borewell | 1 | 1 | 1 |  |  | 1
| Open well pumpset | 1 | 2 | 1 |  |  | 2
3
[5 empty] | Say | 3 | No
6 | Supplying and fixing of three phase panel board for 5 HP submersible pumpsets.
| for borewell | 1 | 1 | 1 |  |  | 1
| Open well pumpset | 1 | 2 | 1 |  |  | 2
3
[5 empty] | Say | 3 | No
7 | Supply and delivery of 4 sqmm. 3core flat cable for submersible pumpset.
| Borewell | 1 | 1 | 240 | - | - | 240
| Open Well pumpset | 1 | 2 | 22 |  |  | 44
284
[5 empty] | Say | 284 | m
8 | Supplying and delivery of UPVC pipe 32 mm dia of approved brand.
| Bore well | 1 | 1 | 240 | - | - | 240
[5 empty] | Say | 240 | m
9 | Supply and delivery of nylon rope
| borewell | 1 | 1 | 240 |  |  | 240
[5 empty] | Say | 240 | m
10 | Supply and delivery of the following dia G.I pipe.' B' class of approved brand.
a) 25 mm dia G.I pipe.
| Bore well cable line casing | 1 | 1 | 90 | - | - | 90
[5 empty] | Say | 90 | m
11 | Supply and delivery of following Submersible pumpset three phase circuit unit of approved brand including accessoring.
a) 5.0 HP Open Well Submersible Pump
| Qtrs | 1 | 1 | 1 | - | - | 1
| Stand by | 1 | 1 | 1 |  |  | 1
[7 empty] | 2 | Nos
12 | Supplying and delivery of PVC pipe 10 kg /cm2
a)110 mm dia (inner) PVC pipe.
Road Lenght
| Sump 1,2 to Road | 1 | 1 | 12 | - | - | 12
b 63 mm dia (inner) PVC pipe.
| Qtrs & Fire | 1 | 1 | 150 | - | - | 150
150
c 50 mm dia (inner) PVC pipe.
| Qtrs & Fire | 1 | 1 | 60 | - | - | 60
[7 empty] | 60 | Rmt.
c 32 mm dia (inner) PVC pipe.
| Sump to Borewell | 1 | 1 | 90 |  |  | 90
[7 empty] | 90 | Rmt.
13 | Supply and delivery of the following dia G.I pipe.' B' class of approved brand.
a) 65 mm dia G.I pipe.
| Pumproom I & II , suction pipe | 1 | 1 | 2.5 | - | - | 2.5
[7 empty] | 2.5 | Rmt.
b) 50 mm dia G.I pipe.
| Pumproom I & II inter connection | 2 | 1 | 3 | - | - | 6
| PC /HC valve chamber | 2 | 5 | 1.5 | - | - | 15
[7 empty] | 21 | Rmt.
14 | Supply and delivery of following dia G.I specials.
a) | 50 mm dia G.I gate valve.
Pumproom I & II
| motor inter connection | 3 | 1 | 3 | - | - | 9
| Valve chamber PC/HC | 5 | 1 | 1 | - | - | 5
| Valve chamber outer | 5 | 1 | 3 | - | - | 15
[7 empty] | 29 | Nos
b) | 50 mm dia G.I union.
| Pumproom I & II Chamber | 10 | 1 | 1 | - | - | 10 | Nos
c) | 50 mm dia G.I nipple.
| Pumproom I & II Chamber | 10 | 1 | 2 | - | - | 20 | Nos
d) | 65mm dia foot valve
| Pumproom I & II | 2 | 1 | 2 | - | - | 4 | Nos
e) | 50mmX40mm G.I, Tee
| PC | 25 | 1 | 2 | - | - | 50 | Nos
[7 empty] | 50 | Nos
15 | Labour charges for laying of G.I. Pipe and PVC pipe above ground level
| As per above item 5 nos | 1 | 1 | 21 | - | - | 21 | Rmt
16 | Labour charges for laying of PVC Pipe and PVC pipe below ground level
|  | 1 | 1 | 222 | - | - | 222
[7 empty] | 222 | Rmt.