## Infrastructure facility 1
Name of Work :- Improving infrastructure facility in all analytical division for New building situated within the Directorate of Forensic Science Campus, Mylapore in Chennai city.
ABSTRACT - I
Sl. No | Item. No | Qty. | Description of Item | Rate | Unit | Amount
1 | 216 | 300 | Dismantling the damaged pressed tiles in cement mortar without affecting the adjacent structures in all floors and clearing the debries 2km away from the site | 24.2 | 1 Sqm | 7260
2 | 32.1.1 | 300 | Finishing top of roof with one course of Pressed Tiles of approved superior quality of size 23cm x 23cm x 20mm thick laid over weathering course in CM 1:3 (One of cement and three of crushed stone sand), 12mm thick | 1228.86 | 1 Sqm | 368658
3 | 32.1.5 | 75 | Pointing the Pressed Tile over the roof with cement mortar 1:3 (One of cement and three of crushed stone sand) | 329.09 | 1 Sqm | 24681.75
4 | 112 | 48 | Supplying and fixing of 300 mm dia sweep AC exhaust fan of approved ISI quality | 2336 | 1 No | 112128
5 | 68.2.2 | 40 | Wiring with 1.5 1 Sqmm PVC insulated single core multi strand fire retardant flexible copper cable with ISI mark confirming IS: 694:1990 for 5 amps 5 pin plug socket point @ Convenient Places.(PVC Electrical Box ) | 1120 | 1 No | 44800
6 | 52.1.1 | 220 | Supplying, laying, fixing and jointing the following PVC pipes as per ASTM D - 1785 of schedule 40 of wall thickness not less than the specified in IS 4985 a) 32 mm ASTM D schedule 40 threaded PVC pipe with necessary PVC/UPVC specials | 261.46 | 1 Rmt | 57521.2
7 |  | 400 | b) 25mm dia ASTM D schedule 40 threaded PVC pipe with necessary PVC/UPVC specials | 243.43 | 1 Rmt | 97372
8 |  | 350 | c) 20mm dia ASTM D schedule 40 threaded PVC pipe with necessary PVC/UPVC specials | 238.64 | 1 Rmt | 83524
9 | 53.5.2 | 43 | Supplying and fixing of porcelin Wash hand basin (colour without pedastal), superior variety of size 550x400mm with all accessories | 3973.02 | 1 No | 170839.86
10 | 213 | 10 | Supply and delivery at site and fixing of SFRC manhole cover with frame b) 0.60 x 0.60m | 2701 | 1 No | 27010
11 | 57.1.2 | 21 | Supplying and fixing colour EWC superior variety ( colour) | 7651.85 | 1 No | 160688.85
12 | 54.1.2 | 116 | Supplying and fixing of 15mm dia Engineering Polymer Tap (Long body) of best quality | 259 | 1 No | 30044
13 | 58.3 | 120 | Supplying and fixing the following dia PVC (SWR) pipe including all required PVC specials etc., all complete., a) 110mm dia PVC SWR pipe | 735.27 | 1 Rmt | 88232.4
14 |  | 134 | b) 75mm dia PVC SWR pipe | 617.97 | 1 Rmt | 82807.98
15 | 6.2.2 | 4 | Brick work in CM 1:5 (One of cement and five of crushed stone sand) using chamber burnt bricks of size 9”x4½”x3” (23x11.4x7.5 cm) in foundation and basement | 6813.03 | 1 Cum | 27252.12
16 | 9.2.2 | 2.8 | Brick work in Cement Mortar 1:6 (One of cement and six of crushed stone sand) using Chamber burnt bricks of size 9”x4½"X3” (23x11.4x7.5cm) for super structure in the following floors a) Ground floor | 6837.33 | 1 Cum | 19144.524
17 |  | 1 | b) First floor | 7003.32 | 1 Cum | 7003.32
18 |  | 4 | c) Second floor | 7169.31 | 1 Cum | 28677.24
19 |  | 1.5 | d) Third floor | 7335.3 | 1 Cum | 11002.95
20 | 33.2.1 | 120 | Plastering with CM 1:5 (One of cement and five of crushed stone sand) 12mm thick finished with neat cement | 261.83 | 1 Sqm | 31419.6
21 | 22.1.8 | 14.6 | Supplying and fixing of Best Indian Teakwood panelled door shutters single leaf in position (a) Door size 0.90 x 2.10 m | 5191.63 | 1 Sqm | 75797.798
22 | 382.1 | 24 | Supply, delivery and fixing of white porcelain sink of size 600x450x200mm with 32mm dia B class GI waste water pipe and 32mm dia CP waste coupling etc | 2147 | 1 No | 51528
23 | 44.6.1 | 120 | Supplying and fixing of 110mm dia PVC SWR pipe with ISI mark confirming to IS 13952:1992- type 'A' for Rain water down fall pipe with (UPVC special clamp) | 353.71 | 1 Rmt | 42445.2
24 | 254.2 | 146 | Providing two legged scaffolding using 15cm diameter casurina props (a) for 3.00m height | 354.82 | 1 Rmt | 51803.72
25 |  | 160 | (b) 13.00m height height in addition of 2.5m height | 1723.94 | 1 Rmt | 275830.4
26 | 39 | 6400 | Supplying and fixing Mild Steel grills as per the design approved to verandah enclosure or gate | 70.15 | 1 Kg | 448960
27 | 963 | 90 | Supplying, laying, fixing and jointing 32mm dia MS pipe suitable for gas supply for above GL | 550 | 1 Rmt | 49500
28 | 221 | 434 | Removing the existing door including the removal of frames, hinges, fastenings and shutters form the existing structure and stacking the same carefully for reuse | 145.64 | 1 Sqm | 63207.76
29 | 242.2.2 | 2244 | Dismantling the damaged Floor finish and dadooing walls in cement mortar with Mosaic Tiles / Glazed Tiles / Cuddapah Slabs/shahabad flooring without affecting the adjacent structures in all floors and including clearing debries 2km away from the site | 57.75 | 1 Sqm | 129591
30 | 29.9.4 | 940 | Supplying and fixing of colour matt finish floor of size (300x300mm) and other similar works (Best approved quality, colour and shade shall be got approved from the Executive Engineer before using) over cement mortor 1:3 (One of cement and three of crushed stone sand) 20mm thick with Grout (Tile joint filler) | 1403.7 | 1 Sqm | 1319478
31 | 29.9.5 | 1304 | Supplying and fixing of Colour matt finish wall tiles (Best approved quality and the same shall be got approved from the Executive Engineer before using) over cement plastering in CM 1:2 (One of cement and two of crushed stone sand) 10mm thick with Grout (Tile joint filler) | 1700.24 | 1 Sqm | 2217112.96
32 | 222.2.1 | 176 | Labour charges for removing and refixing the damaged door/window shutter or other similar joinery works without affecting the adjacent structures and refixing | 383.9 | 1 Sqm | 67566.4
33 | 33.1.1 | 242 | Plastering with CM 1:3 (One of cement and five of crushed stone sand) 20mm thick with neat cement | 522.92 | 1 Sqm | 126546.64
34 | 41 | 213.1 | Painting the new Iron work and other similar works such as PVC /ASTM Pipes, Kerb Stone and grills with two coats | 142.15 | 1 Sqm | 30292.165
35 | 51 | 8 | Supplying and erection of Rotational moulded polyethylene water storage tanks (HDPE cylindrical vertical type) for outdoor use having capacity of 700litres (excluding free board) of approved brand (superior variety) with ISI mark | 7035 | 1 No | 56280
36 | 51.1.1 | 12 | Supplying and erection of Rotational moulded polyethylene water storage tanks (HDPE cylindrical vertical type) for outdoor use having capacity of 3000litres (excluding free board) of approved brand (superior variety) with ISI mark | 30150 | 1 No | 361800
37 | 56.3.1 | 6 | Supplying and fixing of Indian Water Closet white galzed (oriya type) of size 580 mm x 440 mm of approved make with ISI mark In Ground floor. | 3424.09 | 1 No | 20544.54
38 | 56.4.1 | 18 | Supplying and fixing of Indian Water Closet white glazed (oriya type) of size 580 mm x 440 mm of approved make with ISI mark (Other than ground floor) | 5379.95 | 1 No | 96839.1
39 | 55.2 | 12 | Supplying and fixing of approved brand Porcelain Flat Back urinal superior variety | 2252.55 | 1 No | 27030.6
40 | 832.5.2 | 528 | Supplying and fixing in position of UPVC window of casement type( open) for all sizes | 7482 | 1 Sqm | 3950496
41 | 832.5.3 | 118 | Supplying and fixing in position of UPVC Ventilator louvered ventilator type for all sizes | 8106 | 1 Sqm | 956508
42 | 959.2.3 | 1 | Supply, installation, testing and commissioning of 500 KVA Diesel Generator set complete with all accessories | 3986000 | 1 No | 3986000
43 | 960.2.1 | 1 | AMF PANEL: The Control panel shall be made of 14 & 16 SWG sheet steel mounted on a channel frame, floor mounting, free standing, dust proof, cubical type front operated etc., It shall be provided with800 Amps 50 KA FP ACB (with adjustable settings) | 455000 | 1 Set | 455000
|  |  | SUB TOTAL I |  |  | 16340226.077
|  |  | GST @18% |  |  | 2941240.6939
|  |  | SUB TOTAL II |  |  | 19281466.7709

## 500 KVA genset 2
Name of Work : Providing electrical accessories for 500 KVA genset for improving infrastructure facility in all analytical division for New building situated with in the Directorate of Forensic Science Campus,Mylapore in Chennai City.
ABSTRACT
Sl.No | Item. No | Qty | Description of work | Rate | Unit | Amount
1 | 960.3 | 1 | Erection, Testing and Commissioning of 500 KVA Diesel Generator set. a) Supply and installation of M.S. cable adopter box made of 14 SQG sheet | 19800 | 1 No | 19800
2 |  | 105 | b). Supplying and laying of 3.5 core 300 Sq.mm PVC armoured LTUG cable Below GL | 1931 | 1 Rmt | 202755
3 |  | 12 | c). Supplying and providing cable end terminatin of 3.5 x 300 Sqmm PVC LTUG Aluminium armoured cable | 650 | 1 No | 7800
4 |  | 12 | d). Supplying and fixing of brass cable gland suitable for 3.5 core 300 Sqmm PVC armoured LTUG cable | 818 | 1 No | 9816
5 |  | 2 | e). Insulation for the residential silencer | 2700 | 1 No | 5400
6 |  | 6 | f). Supply and installation of MS exhaust pipe of suitable thickness with 160mm dia from the silencer | 4200 | 1 Rmt | 25200
7 |  | 6 | g). Supply and installation of MS exhaust pipe of suitable thickness with 200 mm dia complete with MS wall / ceiling support etc | 4800 | 1 Rmt | 28800
8 |  | 12 | h). Supply and installation of exhaust pipe thermal insulation lagging with mineral wool as per IS 3677 / 1973 reinforced with chicken mesh and gladded with aluminium sheet of 26 SWG and 50mm thick with 64 Kg/Cu.Mtr.Density | 2700 | 1 Rmt | 32400
9 |  | 2 | i). Supply and installation of stainless steel rain hold / rain cap / bend at top of the exhaust pipe to prevent rain water entry to exhaust pipe with provision of drain plug in the system | 5400 | 1 Set | 10800
10 |  | 35 | j). Supply and laying of 7 core 2.5 Sqmm copper armoured cable for control wiring with necessary termination arrangements at both ends etc., | 720 | 1 Rmt | 25200
11 | 960.4 | 50 | Earth and Earth Connection a). Supply and run of 25mm x 6mm tin coated copper flat from the earthing to the control panel. Neutral earthing / alternator earthing and interconnection of earthings | 822 | 1 Rmt | 41100
12 |  | 50 | b). Supply and run of 50mm x 6mm GI flat from the earthing to the control panel, DG set alternator body earthing and interconnection of earthings etc | 288 | 1 Rmt | 14400
13 |  | 30 | c). Supply and laying of 2 runs of No.8 copper for earth connection | 128 | 1 Rmt | 3840
14 |  | 2 | d). Earthing as per the ISI specification with an earth electrode of 3m.CI (Cast Iron) pipe of dia not less than 40mm, with necessary funneling arrangements with necessary masonary work | 2516 | 1 No | 5032
15 |  | 2 | e). Plate earthing with copper plate of size 600 x 600 x 3mm as per the ISI specification with an earth electrode of 2.1 mtr. Class 'B' GI pipe of dia not less than 40mm, | 8844 | 1 No | 17688
16 | 960.5 | 1 | Trial run of DG set with Concumables (Including first charging of lubricating oil & necessary fuel) for 6 hrs. at load | 100000 | 1 Job | 100000
17 | 960.6 | 1 | Preparation of necessary drawings for DG set approval by Chief electrical Inspector to Government / CEA, obtain approval | 80000 | 1 Job | 80000
|  |  | SUB TOTAL I |  |  | 630031
|  | LS | GST @ 18% | LS |  | 113405.58
|  |  | SUB TOTAL II |  |  | 743436.58
JE/TNPHC AEE/TNPHC

## shed and concrete 3
Name of Work: Providing Shed and Concrete bed arrangements for 500KVA electric generator for new Forensic Science Lab building at Forensic Science Campus, Mylapore in Chennai City.
ABSTRACT
Sl.No | Item. No | Qty. | Description of Item | Rate | Unit | Amount
1 | 1.1 | 6 | Earth work excavation for foundation in all soils and sub soils to the required depth (including refilling) a) 0 to 2m depth | 247.31 | 1 Cum | 1483.86
2 | 3.1.3 | 1.3 | Plain cement concrete 1:5:10 (One of cement, five of crushed stone sand and ten of hard broken stone Jelly) for Foundation & Basement | 4939.25 | 1 Cum | 6421.025
3 | 8.2.3.1 | 3 | Standardised concrete Mix M30 Grade Concrete a. In Foundation and basement | 8631.49 | 1 Cum | 25894.47
4 | 6.2.2 | 5.5 | Brick work in C.M. 1:5 using chamber Burnt bricks of size 23 x 11.4 x 7.5 cm (9" x 4 1/2"x 3") a) In foundation and basement | 6813.03 | 1 Cum | 37471.665
5 | 18.1 | 12.5 | Formwork using M.S.Sheet a.For Column footings,plinth beam,Grade beam,Raftbeam,Raft slab etc., | 881.39 | 1 Sqm | 11017.375
6 |  | 5 | c. For Square and rectangular columns and small quantities such as sunshade, parapet cum drops window boxiing, fin projection and other similar works. | 1178.5 | 1 Sqm | 5892.5
7 | 43.2.1 | 0.27 | Supplying, fabricating and placing in position of Mild steel Grills / Ribbed Tor Steels binding wire insulated with PVC | 90322.8 | 1 MT | 24387.156
8 | 238 | 0.27 | Anticorrosive treatment for steel grills | 4755.5 | 1 MT | 1283.985
9 | 26.1 | 5 | Flooring with a bed of CC 1:5:10 (one of cement, five of crushed stone sand and ten of hard broken stone jelly) using 40mm size hard broken stone jelly and top left rough to receive the floor finish with required slopes | 4939.25 | 1 Cum | 24696.25
10 | 33.2.1 | 29 | Plastering with CM 1:5 (One of cement and five of crushed stone sand) 12mm thick finished with neat cement | 261.83 | 1 Sqm | 7593.07
11 | 64.1.1 | 4 | Wiring with 1.5 Sqmm copper PVC insulated unsheathed single core 1.1 K.v. grade cable 5 amps flush type switch (Open wiring) a) Light point with ceiling rose | 895 | 1 No | 3580
12 | 65.1.1 | 3 | Wirng with 1.5 sqmm copper PVC insulated unsheathed single core 1.1 KV grade cable for FAN POINT controlled by 5 amps flush type switch (Open wiring) | 982 | 1 No | 2946
13 | 67.1 | 2 | Wiring with 1.5 1 Sqmm PVC insulated single core multi strand fire retardant flexible copper cable with ISI mark confirming IS: 694:1990 for 5 amps 5 pin plug socket point @ Switch Board Itself. | 830 | 1 No | 1660
14 | 68.2.1 | 3 | Wiring with 1.5 sqmm copper P.V.C. insulated unsheathed single core 1.1.k.v. grade cable for 5 amps. 5 pin plug socket point at convenient places (Open wiring) | 677 | 1 No | 2031
15 | 343.2.1 | 836 | Supply and erection of iron work for truss | 110.75 | 1 Kg | 92587
16 | 238.1 | 0.836 | Anticorrosive treatment for window grills | 2954.25 | 1 MT | 2469.753
17 | 41 | 30 | Painting the new Iron work and other similar works such as PVC /ASTM Pipes, Kerb Stone and grills with two coats | 142.15 | 1 Sqm | 4264.5
18 | 343.2.2 | 83.2 | Supplying and erection of Galvanium Colour Roof sheet of 0.47mm thick over MS purlin of approved ISI quality | 1020.01 | 1 Sqm | 84864.832
19 | 75.2 | 3 | Supply and delivery of following Electric Ceiling fan a) 48" Electric fan 1200mm sweep | 1552 | 1 No | 4656
20 | 74 | 3 | Charges for assembling and fixing of ceiling fan of different sweep with necessary connections (Excluding cost of fan) | 571 | 1 No | 1713
21 | 2.15 | 30 | Supply and filling in foundation and basement with Stone dust in layers of 150mm thickness | 296.79 | 1 Cum | 8903.7
|  |  | Sub Total I |  |  | 355817.141
|  | LS | GST @ 18% | LS |  | 64047.0854
|  |  | Sub Total II | Rs |  | 419864.2264
JE/TNPHC AEE/TNPHC

## Video conference hall 4
ABSTRACT
Name of Work : Providing Video conference hall for improving infrastructure facility in all analytical division for New building situated with in the Directorate of Forensic Science Campus, Mylapore in Chennai City.
Sl.No | Item. No | Qty | Description of work | Rate | Unit | Amount
1 | 980 | 1 | RealPresence Group 500-720p: Group 500 HD codec, EagleEyeIV-12x camera, mic array, univ. remote, NTSC/PAL. Cables: 2 HDMI 1.8m, 1 CAT 5E LAN 3.6m, 1 HDCI digital 3m, Power: UK-Type G, BS 1363. Partner Premier, One Year, RealPresence Group 500-720p: Group 500 HD codec, EagleEyeIV-12x camera etc all complete | 478350 | 1 No | 478350
2 | 980.1 | 1 | Partner Premier, One Year, RealPresence Group 500-720p: Group 500 HD codec, EagleEyeIV-12x camera etc all complete | 51500 | 1 No | 51500
3 | 980.2 | 1 | EDUCORP Full HD Digital Visualizer High quality CMOS sensor and great performance CPU for 080P@60fps 12X Optical Zoom 10X Digital Zoom lens for dazzling, Incredible crystal-clear image Built-In Light Box for X-ray, OHP Sheets Projection 540mm x 297mm shooting area Non-PC annotation available with normal mouse Multi image and playback effect etc all complete | 98750 | 1 No | 98750 | ` | `
4 | 980.3 | 1 | Supply of 5 KVA Inverter UPS with 100ah SMF Battery including all necessary accessories etc all complete | 83200 | 1 No | 83200
5 | 980.4 | 1 | Supply of open metal rack and interlink cable | 13600 | 1 No | 13600
6 | 980.5 | 1 | Supply of colour printer including scan,copy,wifi. | 38500 | 1 No | 38500
7 | 980.6 | 1 | Providing and installation of 55 inch LG display with wall mount kit. Resolution : 3840 X 2160 ( UHD ). Brightness : 400cd/m2 . Audio output : 10W + 10W. 3X HDMI , USB , Audio in/out , RS-232C, Lan. Screen share ( Miracast ) , Wi- Fi. Model : 55UT640S. Brand : LG / Equivalent | 77850 | 1 No | 77850
8 | 980.7 | 1 | HP/ Equivalent Commercial Desktop - 385Z9PA "HP 280 G6 MT Desktop - Intel® Core i7-10700 2.9GHz 8C 65W / 1TB HDD / 8GB RAM / ODD/ Win 10 Pro /No Monitor - 3 Year Onsite Direct HP" 9TN41A6 HP V19 18.5" HD Monitor (VGA) | 90700 | 1 No | 90700
9 | 980.8 | 1 | PA Mixer Amplifier with Built-in Digital Player 6 Inchs 10 Watts PA Ceiling Speakers | 225000 | 1 No | 225000
10 | 980.9 | 1 | Instalation Charges | 35000 | 1 Job | 35000
11 | 465.6 | 75 | Providing and fixing Acoustic Wall Panelling (equivalent to Armstrong) in channelled wood works perforated panels | 8615 | 1 Sqm | 646125
12 | 361.4.1 | 39 | Supply and Installation of Anutone Subtex Nubby, steppe edge, Glassfibre core fully encapsulated ceiling tile of size 595x595x15mm having density 100-120Kgs/m3, weight 1.5-1.8kg/m2 which is suspended by using 0.3mm thick and 15mm wide pre coated metal T15 grid system. | 3400 | 1 Sqm | 132600
|  |  | SUB TOTAL I |  |  | 1971175
|  | LS | GST @ 18% | LS |  | 354811.5
|  |  | SUB TOTAL II |  |  | 2325986.5
JE/TNPHC AEE/TNPHC

## Air Conditioner 5
ABSTRACT
Name of work : Providing Air Conditioner arrangements for improving infrastructure facility in all analytical division for New building situated with in the Directorate of Forensic Science Campus, Mylapore in Chennai City.
Sl.No | Item. No | Qty | Description of Work | Rate | Unit | Amount
1 | 540.1.6.1 | 12 | Supply and delivery and installation of Hi wall Split Air conditioner with copper coil (5 star rated) a) For 2.00 Tr Hi wall mounting split type 5 star | 56370 | 1 No | 676440
2 |  | 12 | b) For 1.50 Tr Hi wall mounting split type 5 star | 44160 | 1 No | 529920
3 | 540.1.9.1 | 24 | Supply and installation of 5KVA capacity automatic voltage stabilizer with time delay relay | 4940 | 1 No | 118560
4 | 540.2.1 | 144 | Supplying and laying of 5/8" and 3/8" copper pipe (Extra beyond 3m supplied with AC unit) | 940 | 1 Rmt | 135360
5 | 540.1.3.1 | 24 | Supply and fixing of MS stand (Powder coated) for fixing outdoor unit | 1088 | 1 No | 26112
6 | 540.1.8 | 193 | Supply, delivery and laying of PVC drain pipe 25mm with specials (For AC) | 64.1 | 1 Rmt | 12371.3
7 | 640.4 | 144 | Supplying and clamping of 4core 2.5Sqmm Copper flexible armoured cable on post or wall and ceiling | 110 | 1 Rmt | 15840
|  |  | SUB TOTAL I |  |  | 1514603.3
|  | LS | GST @ 18% | LS |  | 272628.594
|  |  | SUB TOTAL II |  |  | 1787231.894

## Infrastructure old building 1
ABSTRACT - II
Name of work :- Improving infrastructure facility in all analytical division for Old building situated within the Directorate of Forensic Science Campus, Mylapore in Chennai city.
Sl. No | Item. No | Qty. | Description of Item | Rate | Unit | Amount
1 | 778.2.3 | 1149 | Supplying and fixing in position of 10 mm thick (Plain sheet) Hilux/equivalent board false ceiling | 972 | 1 Sqm | 1116828
2 | 362.2.2 | 1250 | Supplying and fixing of Stain free nano polish Vitrified Tiles of size 600x600x8mm for flooring and other similar works | 1523.49 | 1 Sqm | 1904362.5
3 | 379.7 | 4 | Supplying and fixing of Lab work table of size 7.00 x 1.50 x 0.75 m | 50000 | 1 No | 200000
|  |  | Sub Total - I |  |  | 3221190.5
|  | LS | GST @18% |  |  | 579814.29
|  |  | Sub Total - II |  |  | 3801004.79
JE/TNPHC AEE/TNPHC

## Modern work station 2
ABSTRACT
Name of work: Providing modern work station cubical arrangements for Administrative wing in first floor of Forensic Science Lab Old building at Forensic Science Department Campus, Mylapore in Chennai city
Sl. No | Item.No | Qty | Description of work | Rate | Unit | Amount
1 | 378.1.2 | 45 | Supply and fixing of Partition Tile Based System (75mm thick.x 1200mm height ) | 5112.9 | 1 Sqm | 230080.5
2 | 530.1.1 | 11 | Supplying and providing Table top & vertical support legs are made of 25mm thk particle board finished | 2691 | 1 Sqm | 29601
3 | 530.2.1 | 15 | Providing and fixing Keyboard unit with EBCO Channels Key board tray made of 18mm thick | 1750 | 1 No | 26250
4 | 530.1.2 | 15 | Providing and fixing Mobile pedestal (3 Drawer) made of pretaminated particle board pannels of 18mm thick | 5800 | 1 No | 87000
5 | 530.4.2 | 15 | Supply and delivery of fixed chair (Office chair ARB VC 031 x C805U Netled chair) | 5500 | 1 No | 82500
|  |  | SUB TOTAL I |  |  | 455431.5
|  | LS | GST @ 18% | LS |  | 81977.67
|  |  | SUB TOTAL II |  |  | 537409.17
JE/TNPHC AEE/TNPHC

## Internal electrical 3
ABSTRACT
Name of work: Providing Internal electrical arrangements to hilux board false ceiling & lab work table arrangements for improving infrastructure facility in all analytical division for Old building situated with in the Directorate of Forensic Science Campus, Mylapore in Chennai City.
Sl. No | Item. No | Qty. | Description of Item | Rate | Unit | Amount
1 | 255.8.3 | 55 | Supply and fixing of 24 W LED 4000k 2'x2' Square type recessed fittings with 1 Sqmm connecting leads including cost of material, labour charges etc all complete | 3850 | 1 No | 211750
2 | 64.1.1 | 55 | Wiring with 1.5 Sqmm copper PVC insulated unsheathed single core 1.1 K.v. grade cable 5 amps flush type switch (Open wiring) a) Light point with ceiling rose | 895 | 1 No | 49225
3 | 68.2.1 | 45 | Wiring with 1.5 sqmm copper P.V.C. insulated unsheathed single core 1.1.k.v. grade cable for 5 amps. 5 pin plug socket point at convenient places (Open wiring) | 677 | 1 No | 30465
4 | 69.2 | 25 | Supply and fixing of 15 Amps 3 pin plug socket point on a suitable PVC box concealed and covered with 3mm thick laminated hylem sheet | 135 | 1 No | 3375
5 | 84.3.1 | 150 | Run of main with 2 wires 4 sq.mm. PVC insulated single core multi strand fire retardant flexible copper cablewith ISI mark (Open wiring) | 177 | 1 Rmt | 26550
6 | 77.4 | 50 | Supplying, laying and concealing of PVC pipe of 20mm dia | 87.66 | 1 Rmt | 4383
|  |  | SUB TOTAL I |  |  | 325748
|  |  | GST @ 18% | LS |  | 58634.64
|  |  | SUB TOTAL II |  |  | 384382.64

## InfrastructureLibrarybuilding1
ABSTRACT - III
Name of Work :- Improving infrastructure facility in all analytical division for Library building situated within the Directorate of Forensic Science Campus, Mylapore in Chennai city.
Sl. No. | Item. No | Qty | Description of Work | Rate | Per | Amount
1 | 242.2.2 | 810 | Dismantling the damaged floor tiles / wall tiles in cement mortar without affecting the adjacent structuers in all floors including the cost of required tools and plants and cleaning the 2km debris away from the site etc complete | 57.75 | Sqm | 46777.5
2 | 615.2.9 | 2 | Labour charges for removing the existing ceiling fans, tube light fittings from the existing structure and stacking the same carefully for reuse (qtn) | 2500 | 1 Job | 5000
3 | 362.2.2 | 810 | Supplying and fixing of Stain free nano polish Vitrified Tiles of size 600x600x8mm for flooring and other similar works (Best approved quality, colour and shade and the same shall be got approved from the Executive Engineer before use) in cement mortar 1:3 (one of cement and two of sand) 20mm thick including fixing in position, cutting the tiles to the required size wherever necessary pointing the joints with grout (Tile joint filler), curing, finishing etc., all complete and as directed by the departmental officers. | 1523.49 | Sqm | 1234026.9
4 | 39 | 2140 | Supplying and fixing Mild steel grills as per the design approved to verandah enclosure or gate including one cost of primer and labour for fixing in position etc., | 70.15 | Kg | 150121
5 | 254.2 |  | Providing two legged scaffolding using 15 cm diameter casurina props of best quality bamboo posts of 4m overall length (3m height to 0.50m projection+ 0.50m into the ground )the distance between the rows being 1.25 m and the spacing of posts being 2m in both rows with two horizontal posts with 0.5m overlap on either side and braces to stop up and providing a platform with country wood planks of 40 mm thick and 1 m width etc.,all complete
|  | 81 | (a) Upto 3.00mt height | 354.82 | Rmt | 28740.42
|  | 76 | (b) Upto 13.00mt height | 1723.94 | Rmt | 131019.44
6 | 207.4 | 92 | Painting the old wood work with two coats of approved Ist class synthetic enamel paint including thorough scrapping the old paint using sand paper as required by the departmental officers including cost of material, labour for painting, supplying etc., all complete as directed by the departmental officers. (the paint quantity and shade should be got approved by Executive Engineer before using.) | 164 | Sqm | 15088
7 | 207.3.5 | 4000 | Painting the old walls two coats with 1st class ready mixed plastic emulsion paint of best approved quality colour and shade including scrapping the surface, clean removal of dirt and dust etc., complete including cost of necessary brushes, labour charges, putty etc., complying with relevant standard specification. | 171 | Sqm | 684000
8 | 41 | 72 | Painting the old iron work with two coats of ready mixed first class synthetic enamel paint of approved quality and brand including thorough scrapping the old paint using sand paper . The paint should be supplied by the contractor at his own cost including cost of materials and labour charges etc., all complete and complying with relevant standard specification. | 142.15 | Sqm | 10234.8
9 | 9.2.2 |  | Brick work in Cement Mortar 1:6 (One of cement and six of sand) using Chamber burnt bricks of size 9”x4½"X3” (23x11.4x7.5cm) for super structure in the following floors including labour for fixing the doors, windows and ventilator frames in position, fixing of hold fasts, scaffoldings, curing etc., complete in all respect complying with relevant standard specifications and drawings.
|  | 3 | (a) Ground floor | 6837.33 | Cum | 20511.99
10 | 255.8.3 | 90 | Supply and fixing of 24 W LED 4000k 2'x2' Square type recessed fittings with 1 Sqmm connecting leads including cost of material, labour charges etc; all complete | 3850 | Each | 346500
11 | 530.2.6 | 44 | Supplying and fixing of Conference Table made up of 25mm thick Particle board for top and leg 25mm thick particle board for the modesty 18mm prelaminated board all the visiable parts are covered by 0.5 and 2mm thick PVC edge band. Size : 1200 mm (w) x 600 mm (d) x 750mm (h) (qtn) | 6000 | Each | 264000
12 | 255.8.5 | 36 | Supply and fixing of 18W LED 3000K type recessed fitings including cost of materials, labour charges etc all complete and as directed by the dept officers. | 1670 | Each | 60120
13 | 96.6.1 | 12.5 | Supplying and fixing of 15 microns anodised aluminium partition powder coated made up of frame section of 63.50 x 38.10 x 1.95mm | 4974.94 | Sqm | 62186.75
14 | 96.7.1 | 2.1 | Supplying and fixing of 15 microns anodised aluminium door powder coated made up of frame section of 50.0 x 44.50 x 1.90 mm | 5150.98 | Sqm | 10817.058
15 | 778.2.3 | 300 | Providing and fixing in position of 10mm thick Hiluxboard false ceiling using G.I perimeter channel of size 0.55mm thick (having one flange of 20mm thick another flanger of 30mm and web of 27mm) along with perimeter of ceiling, screws, fixed brick wall / partition / RCC work with the help of nylon sleeves and screws at 610mm centre to centre. Then suspending G.I intermediate channels of 45mm from the soffits at 1220mm centre to centre with ceiling angle of width 25x10x0.55mm thick fixed to soffits with G.I cleat and steel expansion fasteners ceiling section of size 0.55mm thick having knurled web of 51.50mm and two flanges of 26mm each with lips of 10.50mm are fixed to the intermediate channel with the help of connecting clips etc. | 972 | Sqm | 291600
16 | 832.5.2 | 72 | Supplying and fixing UPVC (Un-Plasticized PolyvinylChloride) Windows of casement type (open) from theprofile the size of outer frame 60mm x 58mm andshutter profile are reinforcement with GI/1mm 125GSMand 100% corrosion free, the profiles are multichambered sections with wall thick of 2mm. The EPDMrubber (black colour) covered with over all the edges offrame and shutter the shutter will be provided withEspag multi power point locks and also it operates ashandle. The corners and joints should be welded andcleaned. Radiations free pin headed plain or browncolour glass 4mm thick should be provided to theshutter and it should not allow leakage of water evenat most ranging storms and should have key lockableaction, security protective hinges, strong lockingsystems and as per size for arresting noise and energyloss. The connecting mechanism between sash andouter frame that enables opening of the window. | 7482 | Sqm | 538704
17 | 832.5.3 | 12 | Supplying and fixing UPVC (Un-Plasticized Polyvinyl Chloride)Louvered Ventilators of from the profile the size of outerframe 60mm x 58mm and shutter profile size of 60 x 78mmboth profiles are reinforced with 1mm 125GSM and100% corrosion free, the profile are multi amberedsections with wall thick of 2mm. The EPDM rubber (blackcolour) covered with all over the edges of frame and shutter.The corners and joints should be welded andleaned.Radiations pin headed glass 4mm thick should be provided inthe louvers. The window should be fixed to the wall with100% packing with screws and silicon packing all round theframes. | 8106 | Sqm | 97272
18 | 221 | 72 | Labour charges for removing the existing aluminium window shutter including frames, hinges, fastenings etc without affecting the adjacent structure etc, all complete and as directed by the departmental officers | 145.64 | Sqm | 10486.08
19 | 378.1.2 | 153 | Supply and fixing of Partition Tile Based System (75mm thk.x 1200mm ht ) -Made of Aluminium extrusions duly powder coated with 40 to 60 microns of your color choice. The frame is fixed with Tiles to the choice of Pre laminated particle Board,Fabric Board, Magnetic Board,and White Board for writing and glass. 100mm skirting will be provided at the bottom of the partition that can be used to run the cable if reqd. The system is developed to run the cable ( Power & data) from the bottom to the table top level (Universal Cabling System) .Necessary provision will be given to fix table tops with the partition along with vertical supports wherever required. | 5112.9 | Sqm | 782273.7
20 | 530.1.1 | 37 | Supplying and providing Table top & vertical support legs are made of 25mm thk particle board finished with approved post form laminated, and the modesty panel made of 18mm thk prelaminated partical board with matching postform finish .(I am colour: merino). | 2691 | Sqm | 99567
21 | 530.2.1 | 51 | Providing and fixing Keyboard unit with EBCO Channels Key board tray made of 18mm thk. Particle board post formed finish with EBCO channels and CPU trolley MS powder coated etc | 1750 | Each | 89250
22 | 530.1.2 | 51 | Providing and fixing Mobile pedestal (3 Drawer) made of pretaminated particle board pannels of 18mm thick with matching post forming, and face pannels of drawers are to finished with postform laminate. (lncl. Lock handles, etc) (Laminate: Merino) | 5800 | Each | 295800
23 | 530.4.2 | 51 | Supply and delivery of fixed chair (Office chair ARB VC 031 x C805U Netled chair) made with handle and legs with black paint spray coating bottom seat of size 0.48m x 0.48m with 50mm thick foam and top with fabric resin materials and side seat of size 0.45m x 0.55m with netled fabric resin material having 2 legs etc including cost of chair, transportation charges etc all complete and as directed by the depart,mental officers. | 5500 | Each | 280500
|  |  | Sub Total - I |  |  | 5554596.638
24 |  | LS | GST @18% | LS |  | 999827.3948
|  |  | Sub Total - II |  |  | 6554424.0328
JE/TNPHC AEE/TNPHC
€a

## Interal electrical 2
ABSTARCT
Name of work: Providing Internal electrical arrangements for improving infrastructure facility in all analytical division for Library building situated with in the Directorate of Forensic Science Campus, Mylapore in Chennai City.
Sl.No |  | Qty. | Description of Item | Rate | Unit | Amount
1 |  |  | Wiring with 1.5 sqmm copper PVC insulated unsheathed single core 1.1 K.v. grade cable with continuous earth by means of 1.5 sqmm copper insulated unsheathed single core 1.1 k.v.grade cable in open wiring PVC rigid conduit pipe heavy duty with ISI with suitable size PVC box of 16 g thick concealed and covered with 3mm thick laminated hylem sheet controlled by 5 amps flush type switch including circuit mains cost of all materials specials etc., all complete.For Coastal area(Open wiring) |  |  |  | .
|  | 126 | a) Light point with ceiling rose | 895 | Each | 112770
2 |  | 170 | Wiring with 1.5 sqmm copper P.V.C. insulated unsheathed single core 1.1.k.v. grade cable with continuous earth by means of 1.5 sqmm copper PVC insulated unsheathed single core 1.1.k.v. grade cable in open wiring PVC rigid conduit pipe heavy duty with ISI mark with suitable size PVC box of 16g thick concealed and covered with 3mm thick laminated hylem sheet for 5 amps. 5 pin plug socket point at convenient places including circuit mains cost of all materials, specials, etc., all complete. (Open wiring) | 677 | Each | 115090
3 |  | 20 | Supply and fixing of 15 Amps 3 pin plug socket point on a suitable PVC box concealed and covered with 3mm thick laminated hylem sheet inclusive of all connections and cost of all materials etc all complete | 135 | Each | 2700
4 |  | 209 | Run of main with 2 wires 4 sq.mm. PVC insulated single core multi strand fire retardant flexible copper cablewith ISI mark conforming to IS: 694/1990,1.1 kv grade cable with continuous earth by means of4 sq.mm PVC insulated single core multi strand fire retardant flexible copper cable with ISI mark conformuing to IS: 694/1990,1.1. k.v. grade cable in fully concealed 19mm/20mm dia rigid PVC conduit pipe heavy dutywith ISI mark cost of all materials, specials etc., all complete. | 177 | Rmt | 36993
5 |  | 69 | Supplying, laying and concealing of pvc pipe of 20mm dia with necessary specials and other materials including run of 1no. Fish wire for drawing cable for T.V/Telephone including cost of materials and labour charges etc all complete. | 87.66 | Rmt | 6048.54
6 | 741.1.1 | 22 | Supply and fixing of 20Amps Double pole plug and sockets in sheet steel enclosure with 32 AMPS Double pole MCB in Flush with wall with earth connection ( for AC Plug) | 1839 | Each | 40458
|  |  | SUB TOTAL I |  |  | 314059.54
7 |  | LS | GST @ 18% |  | LS | 56530.7172
|  |  | SUB TOTAL II |  |  | 370590.2572
JE/TNPHC AEE/TNPHC

## Air Conditioner 3
ABSTRACT
Name of work : Providing Air Conditioner arrangements for improving infrastructure facility in all analytical division for Library building situated with in the Directorate of Forensic Science Campus, Mylapore in Chennai City.
Sl.No | Item.No | Qty | Description of Work | Rate | Per | AMOUNT
1 |  |  | Supply and delivery and installation of Hi wall Split Air conditioner with copper coil (5 star) with cordless remote of approved make with termitically sealed compressor on refrigeration R-22 wall mounting confirming to IS 1391 for operation on 230V, 50 cycles/sec single phase/three phase AC supply with neat finishing. The rate inclusive of buy back and old AC units to be dismantled from the Forensic Sciences new building etc all complete and as directed by the departmental officers
|  | 10 | a) For 2.00 Tr Hi wall mounting split type 5 star | 56370 | Each | 563700
|  | 12 | b) For 1.50 Tr Hi wall mounting split type 5 star | 44160 | Each | 529920
2 |  | 22 | Supply and installation of 5KVA capacity automatic voltage stabilizer with time delay relay (V-Guard/Equivalent) of approved quality and ISI make working in low voltage 140V to 270V A/C 50Hz including cost of materials, conveyance, labour for fixing, hire charges for tools and plants etc all complete and as directed by the departmental officers | 4940 | Each | 108680
3 |  | 173 | Supplying and laying of 5/8" and 3/8" copper pipe (beyond 3m supplied with AC unit) including the suction line copper,liquid line copper, expanded polythene foam insulation for suction line, copper pipe, drain pipe suitable capacity complete including labour charges, cost of materials, hire charges for tools and plants etc all complete and as directed by the departmental officers | 940 | Rmt | 162620
4 |  | 22 | Supply and fixing of MS stand (Powder coated) for fixing outdoor unit complete including labour charges, cost of materials, hire charges for tools and plants etc all complete and as directed by the departmental officers | 1088 | Each | 23936
5 |  | 164 | Supply and fixing of Water drain pipe line (1" PVC pipe) of approved make ISI including cost of materials and labour charges etc all complete and as directed by the departmental officers | 64.1 | Rmt | 10512.4
6 |  | 173 | Supplying and clamping of 4core 2.5Sqmm Copper flexible armoured cable on post or wall and ceiling with necessary ms clamps, brass screws and T.W plugs etc all complete.and as directed by the departmental officers | 110 | Rmt | 19030
|  |  | SUB TOTAL I |  |  | 1418398.4
7 |  | LS | GST @ 18% | LS |  | 255311.712
|  |  | SUB TOTAL II |  |  | 1673710.112
JE/TNPHC AEE/TNPHC

## display cabinet 4
ABSTRACT
Name of Work: Providing display cabinet for improving infrastructure facility in all analytical division for Library building situated within the Directorate of Forensic Science Campus,Mylapore in Chennai City.
Sl.No | Item.No | Qty | Description of work | Rate | Per | Amount
| 97.5.2 | 47 | Supplying, fabricating and erection of display showcase of various depths as followings made up wood plastic composite board of 0.60 density and 18mm thick for display a). 1.83 x 2.14 mt (12 Nos ) 380mm depth | 18600 | Sqm | 874200
|  |  | SUB TOTAL I |  |  | 874200
2 |  | LS | GST @ 18% | LS |  | 157356
|  |  | SUB TOTAL II |  |  | 1031556
JE/TNPHC AEE/TNPHC

## FSL building Mylapore
Name of Work :- Improving infrastructure facilities in all analytical divisions for Forensic Science Lab building situated within the Directorate of Forensic Science Campus, Mylapore in Chennai City.
ABSTRACT - I
Sl. No | Item. No | Qty. | Description of Item | Rate | Unit | Amount
1 | 216 | 300 | Dismantling the damaged pressed tiles in cement mortar without affecting the adjacent structures in all floors and clearing the debries 2km away from the site | 24.2 | 1 Sqm | 7260
2 | 32.1.1 | 300 | Finishing top of roof with one course of Pressed Tiles of approved superior quality of size 23cm x 23cm x 20mm thick laid over weathering course in CM 1:3 (One of cement and three of crushed stone sand), 12mm thick | 1228.86 | 1 Sqm | 368658
3 | 32.1.5 | 75 | Pointing the Pressed Tile over the roof with cement mortar 1:3 (One of cement and three of crushed stone sand) | 329.09 | 1 Sqm | 24681.75
4 | 112 | 48 | Supplying and fixing of 300 mm dia sweep AC exhaust fan of approved ISI quality | 2336 | 1 No | 112128
5 | 68.2.2 | 40 | Wiring with 1.5 1 Sqmm PVC insulated single core multi strand fire retardant flexible copper cable with ISI mark confirming IS: 694:1990 for 5 amps 5 pin plug socket point @ Convenient Places.(PVC Electrical Box ) | 1120 | 1 No | 44800
6 | 52.1.1 | 220 | Supplying, laying, fixing and jointing the following PVC pipes as per ASTM D - 1785 of schedule 40 of wall thickness not less than the specified in IS 4985 a) 32 mm ASTM D schedule 40 threaded PVC pipe with necessary PVC/UPVC specials | 261.46 | 1 Rmt | 57521.2
7 |  | 400 | b) 25mm dia ASTM D schedule 40 threaded PVC pipe with necessary PVC/UPVC specials | 243.43 | 1 Rmt | 97372
8 |  | 350 | c) 20mm dia ASTM D schedule 40 threaded PVC pipe with necessary PVC/UPVC specials | 238.64 | 1 Rmt | 83524
9 | 53.5.2 | 43 | Supplying and fixing of porcelin Wash hand basin (colour without pedastal), superior variety of size 550x400mm with all accessories | 3973.02 | 1 No | 170839.86
10 | 213 | 10 | Supply and delivery at site and fixing of SFRC manhole cover with frame b) 0.60 x 0.60m | 2701 | 1 No | 27010
11 | 57.1.2 | 21 | Supplying and fixing colour EWC superior variety ( colour) | 7651.85 | 1 No | 160688.85
12 | 54.1.2 | 116 | Supplying and fixing of 15mm dia Engineering Polymer Tap (Long body) of best quality | 259 | 1 No | 30044
13 | 58.3 | 120 | Supplying and fixing the following dia PVC (SWR) pipe including all required PVC specials etc., all complete., a) 110mm dia PVC SWR pipe | 735.27 | 1 Rmt | 88232.4
14 |  | 134 | b) 75mm dia PVC SWR pipe | 617.97 | 1 Rmt | 82807.98
15 | 6.2.2 | 9.5 | Brick work in C.M. 1:5 using chamber Burnt bricks of size 23 x 11.4 x 7.5 cm (9" x 4 1/2"x 3") a) In foundation and basement | 6813.03 | 1 Cum | 64723.785
16 | 9.2.2 | 5.8 | Brick work in Cement Mortar 1:6 (One of cement and six of crushed stone sand) using Chamber burnt bricks of size 9”x4½"X3” (23x11.4x7.5cm) for super structure in the following floors a) Ground floor | 6837.33 | 1 Cum | 39656.514
17 |  | 1 | b) First floor | 7003.32 | 1 Cum | 7003.32
18 |  | 4 | c) Second floor | 7169.31 | 1 Cum | 28677.24
19 |  | 1.5 | d) Third floor | 7335.3 | 1 Cum | 11002.95
20 | 33.2.1 | 149 | Plastering with CM 1:5 (One of cement and five of crushed stone sand) 12mm thick finished with neat cement | 261.83 | 1 Sqm | 39012.67
21 | 22.1.8 | 14.6 | Supplying and fixing of Best Indian Teakwood panelled door shutters single leaf in position (a) Door size 0.90 x 2.10 m | 5191.63 | 1 Sqm | 75797.798
22 | 382.1 | 24 | Supply, delivery and fixing of white porcelain sink of size 600x450x200mm with 32mm dia B class GI waste water pipe and 32mm dia CP waste coupling etc | 2147 | 1 No | 51528
23 | 44.6.1 | 120 | Supplying and fixing of 110mm dia PVC SWR pipe with ISI mark confirming to IS 13952:1992- type 'A' for Rain water down fall pipe with (UPVC special clamp) | 353.71 | 1 Rmt | 42445.2
24 | 254.2 | 227 | Providing two legged scaffolding using 15cm diameter casurina props (a) for 3.00m height | 354.82 | 1 Rmt | 80544.14
25 |  | 236 | (b) 13.00m height height in addition of 2.5m height | 1723.94 | 1 Rmt | 406849.84
26 | 39 | 8540 | Supplying and fixing Mild Steel grills as per the design approved to verandah enclosure or gate | 70.15 | 1 Kg | 599081
27 | 963 | 90 | Supplying, laying, fixing and jointing 32mm dia MS pipe suitable for gas supply for above GL | 550 | 1 Rmt | 49500
28 | 221 | 506 | Removing the existing door including the removal of frames, hinges, fastenings and shutters form the existing structure and stacking the same carefully for reuse | 145.64 | 1 Sqm | 73693.84
29 | 242.2.2 | 3054 | Dismantling the damaged Floor finish and dadooing walls in cement mortar with Mosaic Tiles / Glazed Tiles / Cuddapah Slabs/shahabad flooring without affecting the adjacent structures in all floors and including clearing debries 2km away from the site | 57.75 | 1 Sqm | 176368.5
30 | 29.9.4 | 940 | Supplying and fixing of colour matt finish floor of size (300x300mm) and other similar works (Best approved quality, colour and shade shall be got approved from the Executive Engineer before using) over cement mortor 1:3 (One of cement and three of crushed stone sand) 20mm thick with Grout (Tile joint filler) | 1403.7 | 1 Sqm | 1319478
31 | 29.9.5 | 1304 | Supplying and fixing of Colour matt finish wall tiles (Best approved quality and the same shall be got approved from the Executive Engineer before using) over cement plastering in CM 1:2 (One of cement and two of crushed stone sand) 10mm thick with Grout (Tile joint filler) | 1700.24 | 1 Sqm | 2217112.96
32 | 222.2.1 | 176 | Labour charges for removing and refixing the damaged door/window shutter or other similar joinery works without affecting the adjacent structures and refixing | 383.9 | 1 Sqm | 67566.4
33 | 33.1.1 | 242 | Plastering with CM 1:3 (One of cement and five of crushed stone sand) 20mm thick with neat cement | 522.92 | 1 Sqm | 126546.64
34 | 41 | 315.1 | Painting the new Iron work and other similar works such as PVC /ASTM Pipes, Kerb Stone and grills with two coats | 142.15 | 1 Sqm | 44791.465
35 | 51 | 8 | Supplying and erection of Rotational moulded polyethylene water storage tanks (HDPE cylindrical vertical type) for outdoor use having capacity of 700litres (excluding free board) of approved brand (superior variety) with ISI mark | 7035 | 1 No | 56280
36 | 51.1.1 | 12 | Supplying and erection of Rotational moulded polyethylene water storage tanks (HDPE cylindrical vertical type) for outdoor use having capacity of 3000litres (excluding free board) of approved brand (superior variety) with ISI mark | 30150 | 1 No | 361800
37 | 56.3.1 | 6 | Supplying and fixing of Indian Water Closet white galzed (oriya type) of size 580 mm x 440 mm of approved make with ISI mark In Ground floor. | 3424.09 | 1 No | 20544.54
38 | 56.4.1 | 18 | Supplying and fixing of Indian Water Closet white glazed (oriya type) of size 580 mm x 440 mm of approved make with ISI mark (Other than ground floor) | 5379.95 | 1 No | 96839.1
39 | 55.2 | 12 | Supplying and fixing of approved brand Porcelain Flat Back urinal superior variety | 2252.55 | 1 No | 27030.6
| 97.5.2 | 47 | Supplying, fabricating and erection of display showcase of various depths as followings made up wood plastic composite board of 0.60 density and 18mm thick for display a). 1.83 x 2.14 mt (12 Nos ) 380mm depth | 18600 | Sqm | 874200
6 | 741.1.1 | 22 | Supply and fixing of 20Amps Double pole plug and sockets in sheet steel enclosure with 32 AMPS Double pole MCB in Flush with wall with earth connection ( for AC Plug) | 1839 | Each | 40458
40 | 832.5.2 | 600 | Supplying and fixing in position of UPVC window of casement type( open) for all sizes | 7482 | 1 Sqm | 4489200
41 | 832.5.3 | 130 | Supplying and fixing in position of UPVC Ventilator louvered ventilator type for all sizes | 8106 | 1 Sqm | 1053780
42 | 959.2.3 | 1 | Supply, installation, testing and commissioning of 500 KVA Diesel Generator set complete with all accessories | 3986000 | 1 No | 3986000
43 | 960.2.1 | 1 | AMF PANEL: The Control panel shall be made of 14 & 16 SWG sheet steel mounted on a channel frame, floor mounting, free standing, dust proof, cubical type front operated etc., It shall be provided with800 Amps 50 KA FP ACB (with adjustable settings) | 455000 | 1 Set | 455000
1 | 1.1 | 6 | Earth work excavation for foundation in all soils and sub soils to the required depth (including refilling) a) 0 to 2m depth | 247.31 | 1 Cum | 1483.86
2 | 3.1.3 | 1.3 | Plain cement concrete 1:5:10 (One of cement, five of crushed stone sand and ten of hard broken stone Jelly) for Foundation & Basement | 4939.25 | 1 Cum | 6421.025
3 | 8.2.3.1 | 3 | Standardised concrete Mix M30 Grade Concrete a. In Foundation and basement | 8631.49 | 1 Cum | 25894.47
5 | 18.1 | 12.5 | Formwork using M.S.Sheet a.For Column footings,plinth beam,Grade beam,Raftbeam,Raft slab etc., | 881.39 | 1 Sqm | 11017.375
6 |  | 5 | c. For Square and rectangular columns and small quantities such as sunshade, parapet cum drops window boxiing, fin projection and other similar works. | 1178.5 | 1 Sqm | 5892.5
7 | 43.2.1 | 0.27 | Supplying, fabricating and placing in position of Mild steel Grills / Ribbed Tor Steels binding wire insulated with PVC | 90322.8 | 1 MT | 24387.156
8 | 238 | 0.27 | Anticorrosive treatment for steel grills | 4755.5 | 1 MT | 1283.985
9 | 26.1 | 5 | Flooring with a bed of CC 1:5:10 (one of cement, five of crushed stone sand and ten of hard broken stone jelly) using 40mm size hard broken stone jelly and top left rough to receive the floor finish with required slopes | 4939.25 | 1 Cum | 24696.25
12 | 65.1.1 | 3 | Wirng with 1.5 sqmm copper PVC insulated unsheathed single core 1.1 KV grade cable for FAN POINT controlled by 5 amps flush type switch (Open wiring) | 982 | 1 No | 2946
13 | 67.1 | 2 | Wiring with 1.5 1 Sqmm PVC insulated single core multi strand fire retardant flexible copper cable with ISI mark confirming IS: 694:1990 for 5 amps 5 pin plug socket point @ Switch Board Itself. | 830 | 1 No | 1660
6 | 207.4 | 92 | Painting the old wood work with two coats of approved Ist class synthetic enamel paint including thorough scrapping | 164 | 1 Sqm | 15088
7 | 207.3.5 | 4000 | Painting the old walls two coats with 1st class ready mixed plastic emulsion paint of best approved quality colour and shade including scrapping | 171 | 1 Sqm | 684000
15 | 343.2.1 | 836 | Supply and erection of iron work for truss | 110.75 | 1 Kg | 92587
16 | 238.1 | 0.836 | Anticorrosive treatment for window grills | 2954.25 | 1 MT | 2469.753
18 | 343.2.2 | 83.2 | Supplying and erection of Galvanium Colour Roof sheet of 0.47mm thick over MS purlin of approved ISI quality | 1020.01 | 1 Sqm | 84864.832
19 | 75.2 | 3 | Supply and delivery of following Electric Ceiling fan a) 48" Electric fan 1200mm sweep | 1552 | 1 No | 4656
20 | 74 | 3 | Charges for assembling and fixing of ceiling fan of different sweep with necessary connections (Excluding cost of fan) | 571 | 1 No | 1713
21 | 2.15 | 30 | Supply and filling in foundation and basement with Stone dust in layers of 150mm thickness | 296.79 | 1 Cum | 8903.7
1 | 960.3 | 1 | Erection, Testing and Commissioning of 500 KVA Diesel Generator set. a) Supply and installation of M.S. cable adopter box made of 14 SQG sheet | 19800 | 1 No | 19800
2 |  | 105 | b). Supplying and laying of 3.5 core 300 Sq.mm PVC armoured LTUG cable Below GL | 1931 | 1 Rmt | 202755
3 |  | 12 | c). Supplying and providing cable end terminatin of 3.5 x 300 Sqmm PVC LTUG Aluminium armoured cable | 650 | 1 No | 7800
4 |  | 12 | d). Supplying and fixing of brass cable gland suitable for 3.5 core 300 Sqmm PVC armoured LTUG cable | 818 | 1 No | 9816
5 |  | 2 | e). Insulation for the residential silencer | 2700 | 1 No | 5400
6 |  | 6 | f). Supply and installation of MS exhaust pipe of suitable thickness with 160mm dia from the silencer | 4200 | 1 Rmt | 25200
7 |  | 6 | g). Supply and installation of MS exhaust pipe of suitable thickness with 200 mm dia complete with MS wall / ceiling support etc | 4800 | 1 Rmt | 28800
8 |  | 12 | h). Supply and installation of exhaust pipe thermal insulation lagging with mineral wool as per IS 3677 / 1973 reinforced with chicken mesh and gladded with aluminium sheet of 26 SWG and 50mm thick with 64 Kg/Cu.Mtr.Density | 2700 | 1 Rmt | 32400
9 |  | 2 | i). Supply and installation of stainless steel rain hold / rain cap / bend at top of the exhaust pipe to prevent rain water entry to exhaust pipe with provision of drain plug in the system | 5400 | 1 Set | 10800
10 |  | 35 | j). Supply and laying of 7 core 2.5 Sqmm copper armoured cable for control wiring with necessary termination arrangements at both ends etc., | 720 | 1 Rmt | 25200
11 | 960.4 | 50 | Earth and Earth Connection a). Supply and run of 25mm x 6mm tin coated copper flat from the earthing to the control panel. Neutral earthing / alternator earthing and interconnection of earthings | 822 | 1 Rmt | 41100
12 |  | 50 | b). Supply and run of 50mm x 6mm GI flat from the earthing to the control panel, DG set alternator body earthing and interconnection of earthings etc | 288 | 1 Rmt | 14400
13 |  | 30 | c). Supply and laying of 2 runs of No.8 copper for earth connection | 128 | 1 Rmt | 3840
14 |  | 2 | d). Earthing as per the ISI specification with an earth electrode of 3m.CI (Cast Iron) pipe of dia not less than 40mm, with necessary funneling arrangements with necessary masonary work | 2516 | 1 No | 5032
15 |  | 2 | e). Plate earthing with copper plate of size 600 x 600 x 3mm as per the ISI specification with an earth electrode of 2.1 mtr. Class 'B' GI pipe of dia not less than 40mm, | 8844 | 1 No | 17688
16 | 960.5 | 1 | Trial run of DG set with Concumables (Including first charging of lubricating oil & necessary fuel) for 6 hrs. at load | 100000 | 1 Job | 100000
17 | 960.6 | 1 | Preparation of necessary drawings for DG set approval by Chief electrical Inspector to Government / CEA, obtain approval | 80000 | 1 Job | 80000
1 | 980 | 1 | RealPresence Group 500-720p: Group 500 HD codec, EagleEyeIV-12x camera, mic array, univ. remote, NTSC/PAL. Cables: 2 HDMI 1.8m, 1 CAT 5E LAN 3.6m, 1 HDCI digital 3m, Power: UK-Type G, BS 1363. Partner Premier, One Year, RealPresence Group 500-720p: Group 500 HD codec, EagleEyeIV-12x camera etc all complete | 478350 | 1 No | 478350
2 | 980.1 | 1 | Partner Premier, One Year, RealPresence Group 500-720p: Group 500 HD codec, EagleEyeIV-12x camera etc all complete | 51500 | 1 No | 51500
3 | 980.2 | 1 | EDUCORP Full HD Digital Visualizer High quality CMOS sensor and great performance CPU for 080P@60fps 12X Optical Zoom 10X Digital Zoom lens for dazzling, Incredible crystal-clear image Built-In Light Box for X-ray, OHP Sheets Projection 540mm x 297mm shooting area Non-PC annotation available with normal mouse Multi image and playback effect etc all complete | 98750 | 1 No | 98750 |  | ` | `
4 | 980.3 | 1 | Supply of 5 KVA Inverter UPS with 100ah SMF Battery including all necessary accessories etc all complete | 83200 | 1 No | 83200
5 | 980.4 | 1 | Supply of open metal rack and interlink cable | 13600 | 1 No | 13600
6 | 980.5 | 1 | Supply of colour printer including scan,copy,wifi. | 38500 | 1 No | 38500
7 | 980.6 | 1 | Providing and installation of 55 inch LG display with wall mount kit. Resolution : 3840 X 2160 ( UHD ). Brightness : 400cd/m2 . Audio output : 10W + 10W. 3X HDMI , USB , Audio in/out , RS-232C, Lan. Screen share ( Miracast ) , Wi- Fi. Model : 55UT640S. Brand : LG / Equivalent | 77850 | 1 No | 77850
8 | 980.7 | 1 | HP/ Equivalent Commercial Desktop - 385Z9PA "HP 280 G6 MT Desktop - Intel® Core i7-10700 2.9GHz 8C 65W / 1TB HDD / 8GB RAM / ODD/ Win 10 Pro /No Monitor - 3 Year Onsite Direct HP" 9TN41A6 HP V19 18.5" HD Monitor (VGA) | 90700 | 1 No | 90700
9 | 980.8 | 1 | PA Mixer Amplifier with Built-in Digital Player 6 Inchs 10 Watts PA Ceiling Speakers | 225000 | 1 No | 225000
10 | 980.9 | 1 | Instalation Charges | 35000 | 1 Job | 35000
11 | 465.6 | 75 | Providing and fixing Acoustic Wall Panelling (equivalent to Armstrong) in channelled wood works perforated panels | 8615 | 1 Sqm | 646125
12 | 361.4.1 | 39 | Supply and Installation of Anutone Subtex Nubby, steppe edge, Glassfibre core fully encapsulated ceiling tile of size 595x595x15mm having density 100-120Kgs/m3, weight 1.5-1.8kg/m2 which is suspended by using 0.3mm thick and 15mm wide pre coated metal T15 grid system. | 3400 | 1 Sqm | 132600
1 | 540.1.6.1 | 22 | Supply and delivery and installation of Hi wall Split Air conditioner with copper coil (5 star rated) a) For 2.00 Tr Hi wall mounting split type 5 star | 56370 | 1 No | 1240140
2 |  | 24 | b) For 1.50 Tr Hi wall mounting split type 5 star | 44160 | 1 No | 1059840
3 | 540.1.9.1 | 46 | Supply and installation of 5KVA capacity automatic voltage stabilizer with time delay relay | 4940 | 1 No | 227240
4 | 540.2.1 | 317 | Supplying and laying of 5/8" and 3/8" copper pipe (Extra beyond 3m supplied with AC unit) | 940 | 1 Rmt | 297980
5 | 540.1.3.1 | 46 | Supply and fixing of MS stand (Powder coated) for fixing outdoor unit | 1088 | 1 No | 50048
6 | 540.1.8 | 357 | Supply, delivery and laying of PVC drain pipe 25mm with specials (For AC) | 64.1 | 1 Rmt | 22883.7
2 | 615.2.9 | 2 | Labour charges for removing the existing ceiling fans, tube light fittings from the existing structure and stacking the same carefully for reuse (qtn) | 2500 | 1 Job | 5000
7 | 640.4 | 317 | Supplying and clamping of 4core 2.5Sqmm Copper flexible armoured cable on post or wall and ceiling | 110 | 1 Rmt | 34870
1 | 778.2.3 | 1449 | Supplying and fixing in position of 10 mm thick (Plain sheet) Hilux/equivalent board false ceiling | 972 | 1 Sqm | 1408428
2 | 362.2.2 | 2060 | Supplying and fixing of Stain free nano polish Vitrified Tiles of size 600x600x8mm for flooring and other similar works | 1523.49 | 1 Sqm | 3138389.4
3 | 379.7 | 4 | Supplying and fixing of Lab work table of size 7.00 x 1.50 x 0.75 m | 50000 | 1 No | 200000
1 | 378.1.2 | 198 | Supply and fixing of Partition Tile Based System (75mm thick.x 1200mm height ) | 5112.9 | 1 Sqm | 1012354.2
2 | 530.1.1 | 48 | Supplying and providing Table top & vertical support legs are made of 25mm thk particle board finished | 2691 | 1 Sqm | 129168
3 | 530.2.1 | 66 | Providing and fixing Keyboard unit with EBCO Channels Key board tray made of 18mm thick | 1750 | 1 No | 115500
4 | 530.1.2 | 66 | Providing and fixing Mobile pedestal (3 Drawer) made of pretaminated particle board pannels of 18mm thick | 5800 | 1 No | 382800
5 | 530.4.2 | 66 | Supply and delivery of fixed chair (Office chair ARB VC 031 x C805U Netled chair) | 5500 | 1 No | 363000
1 | 255.8.3 | 145 | Supply and fixing of 24 W LED 4000k 2'x2' Square type recessed fittings with 1 Sqmm connecting leads including cost of material, labour charges etc all complete | 3850 | 1 No | 558250
13 | 96.6.1 | 12.5 | Supplying and fixing of 15 microns anodised aluminium partition powder coated made up of frame section of 63.50 x 38.10 x 1.95mm | 4974.94 | Sqm | 62186.75
14 | 96.7.1 | 2.1 | Supplying and fixing of 15 microns anodised aluminium door powder coated made up of frame section of 50.0 x 44.50 x 1.90 mm | 5150.98 | Sqm | 10817.058
11 | 530.2.6 | 44 | Supplying and fixing of Conference Table made up of 25mm thick Particle board for top and leg 25mm thick particle board for the modesty 18mm prelaminated board all the visiable parts are covered by 0.5 and 2mm thick PVC edge band. Size : 1200 mm (w) x 600 mm (d) x 750mm (h) (qtn) | 6000 | Each | 264000
12 | 255.8.5 | 36 | Supply and fixing of 18W LED 3000K type recessed fitings including cost of materials, labour charges etc all complete and as directed by the dept officers. | 1670 | Each | 60120
2 | 64.1.1 | 185 | Wiring with 1.5 Sqmm copper PVC insulated unsheathed single core 1.1 K.v. grade cable 5 amps flush type switch (Open wiring) a) Light point with ceiling rose | 895 | 1 No | 165575
3 | 68.2.1 | 218 | Wiring with 1.5 sqmm copper P.V.C. insulated unsheathed single core 1.1.k.v. grade cable for 5 amps. 5 pin plug socket point at convenient places (Open wiring) | 677 | 1 No | 147586
4 | 69.2 | 45 | Supply and fixing of 15 Amps 3 pin plug socket point on a suitable PVC box concealed and covered with 3mm thick laminated hylem sheet | 135 | 1 No | 6075
5 | 84.3.1 | 359 | Run of main with 2 wires 4 sq.mm. PVC insulated single core multi strand fire retardant flexible copper cablewith ISI mark (Open wiring) | 177 | 1 Rmt | 63543
6 | 77.4 | 119 | Supplying, laying and concealing of PVC pipe of 20mm dia | 87.66 | 1 Rmt | 10431.54
|  |  | SUB TOTAL I |  |  | 32975477.096 | -2900.004
|  |  | GST @18% |  |  | 5935585.8773
|  |  | SUB TOTAL II |  |  | 38911062.9733

## FSL building Mylapore (2)
Name of Work :- Improving infrastructure facilities in all analytical divisions for Forensic Science Lab building situated within the Directorate of Forensic Science Campus, Mylapore in Chennai City.
ABSTRACT
Sl. No | Item. No | Qty | Description of work | Rate | Unit | Amount
1 | 1.1 | 6 | Earth work excavation for foundation in all soils and sub soils to the required depth (including refilling) a) 0 to 2m depth | 247.31 | 1 Cum | 1483.86
2 | 39 | 8540 | Supplying and fixing Mild Steel grills as per the design approved to verandah enclosure or gate | 70.15 | 1 Kg | 599081
3 | 41 | 315.1 | Painting the new Iron work and other similar works such as PVC /ASTM Pipes, Kerb Stone and grills with two coats | 142.15 | 1 Sqm | 44791.465
4 | 51 | 8 | Supplying and erection of Rotational moulded polyethylene water storage tanks (HDPE cylindrical vertical type) for outdoor use having capacity of 700litres (excluding free board) of approved brand (superior variety) with ISI mark | 7035 | 1 No | 56280
5 | 74 | 3 | Charges for assembling and fixing of ceiling fan of different sweep with necessary connections (Excluding cost of fan) | 571 | 1 No | 1713
6 | 77.4 | 119 | Supplying, laying and concealing of PVC pipe of 20mm dia | 87.66 | 1 Rmt | 10431.54
7 | 112 | 48 | Supplying and fixing of 300 mm dia sweep AC exhaust fan of approved ISI quality | 2336 | 1 No | 112128
8 | 238 | 0.27 | Anticorrosive treatment for steel grills | 4755.5 | 1 MT | 1283.985
9 | 2.15 | 30 | Annexure Supply and filling in foundation and basement with Stone dust in layers of 150mm thickness | 296.79 | 1 Cum | 8903.7
10 | 3.1.3 | 1.3 | Plain cement concrete 1:5:10 (One of cement, five of crushed stone sand and ten of hard broken stone Jelly) for Foundation & Basement | 4939.25 | 1 Cum | 6421.025
11 | 6.2.2 | 9.5 | Brick work in C.M. 1:5 using chamber Burnt bricks of size 23 x 11.4 x 7.5 cm (9" x 4 1/2"x 3") a) In foundation and basement | 6813.03 | 1 Cum | 64723.785
12 | 8.2.3.1 | 3 | Standardised concrete Mix M30 Grade Concrete a. In Foundation and basement | 8631.49 | 1 Cum | 25894.47
13 | 9.2.2 | 5.8 | Brick work in Cement Mortar 1:6 (One of cement and six of crushed stone sand) using Chamber burnt bricks of size 9”x4½"X3” (23x11.4x7.5cm) for super structure in the following floors a) Ground floor | 6837.33 | 1 Cum | 39656.514
14 |  | 1 | b) First floor | 7003.32 | 1 Cum | 7003.32
15 |  | 4 | c) Second floor | 7169.31 | 1 Cum | 28677.24
16 |  | 1.5 | d) Third floor | 7335.3 | 1 Cum | 11002.95
17 | 18.1 | 12.5 | Formwork using M.S.Sheet a.For Column footings,plinth beam,Grade beam,Raftbeam,Raft slab etc., | 881.39 | 1 Sqm | 11017.375
18 |  | 5 | c. For Square and rectangular columns and small quantities such as sunshade, parapet cum drops window boxiing, fin projection and other similar works. | 1178.5 | 1 Sqm | 5892.5
19 | 22.1.8 | 14.6 | Supplying and fixing of Best Indian Teakwood panelled door shutters single leaf in position (a) Door size 0.90 x 2.10 m | 5191.63 | 1 Sqm | 75797.798
20 | 26.1 | 5 | Flooring with a bed of CC 1:5:10 (one of cement, five of crushed stone sand and ten of hard broken stone jelly) using 40mm size hard broken stone jelly and top left rough to receive the floor finish with required slopes | 4939.25 | 1 Cum | 24696.25
21 | 29.9.4.1 | 940 | Supplying and fixing of colour matt finish floor of size (300x300mm) and other similar works over cement mortor 1:3 (One of cement and three of crushed stone sand) 20mm thick with Grout (Tile joint filler) | 1403.7 | 1 Sqm | 1319478
22 | 29.9.5.1 | 1304 | Supplying and fixing of Colour matt finish wall tiles over cement plastering in CM 1:2 (One of cement and two of crushed stone sand) 10mm thick with Grout (Tile joint filler) | 1700.24 | 1 Sqm | 2217112.96
23 | 32.1.1 | 300 | Finishing top of roof with one course of Pressed Tiles of approved superior quality of size 23cm x 23cm x 20mm thick laid over weathering course in CM 1:3 (One of cement and three of crushed stone sand), 12mm thick | 1228.86 | 1 Sqm | 368658
24 | 32.1.5 | 75 | Pointing the Pressed Tile over the roof with cement mortar 1:3 (One of cement and three of crushed stone sand) | 329.09 | 1 Sqm | 24681.75
25 | 33.1.1 | 242 | Plastering with CM 1:3 (One of cement and five of crushed stone sand) 20mm thick with neat cement | 522.92 | 1 Sqm | 126546.64
26 | 33.2.1 | 149 | Plastering with CM 1:5 (One of cement and five of crushed stone sand) 12mm thick finished with neat cement | 261.83 | 1 Sqm | 39012.67
27 | 43.2.1 | 0.27 | Supplying, fabricating and placing in position of Mild steel Grills / Ribbed Tor Steels binding wire insulated with PVC | 90322.8 | 1 MT | 24387.156
28 | 44.6.1 | 120 | Supplying and fixing of 110mm dia PVC SWR pipe with ISI mark confirming to IS 13952:1992- type 'A' for Rain water down fall pipe with (UPVC special clamp) | 353.71 | 1 Rmt | 42445.2
29 | 51.1.1 | 12 | Supplying and erection of Rotational moulded polyethylene water storage tanks (HDPE cylindrical vertical type) for outdoor use having capacity of 3000litres (excluding free board) of approved brand (superior variety) with ISI mark | 30150 | 1 No | 361800
30 | 52.1.1 | 220 | Supplying, laying, fixing and jointing the following PVC pipes as per ASTM D - 1785 of schedule 40 of wall thickness not less than the specified in IS 4985 a) 32 mm ASTM D schedule 40 threaded PVC pipe with necessary PVC/UPVC specials | 261.46 | 1 Rmt | 57521.2
31 |  | 400 | b) 25mm dia ASTM D schedule 40 threaded PVC pipe with necessary PVC/UPVC specials | 243.43 | 1 Rmt | 97372
32 |  | 350 | c) 20mm dia ASTM D schedule 40 threaded PVC pipe with necessary PVC/UPVC specials | 238.64 | 1 Rmt | 83524
33 | 53.5.2 | 43 | Supplying and fixing colour wash hand basin (without pedestal) superior variety of size 550x400mm with all accessories | 3973.02 | 1 No | 170839.86
34 | 54.1.2 | 116 | Supplying and fixing of 15mm dia Engineering Polymer Tap (Long body) of best quality | 259 | 1 No | 30044
35 | 55.2.1 | 12 | Supplying and fixing of approved brand Lipped Mouth Porcelain Flat Back Urinal with all accessories | 2252.55 | 1 No | 27030.6
36 | 56.3.2 | 6 | Supplying and fixing of Indian Water Closet white galzed (oriya type) of size 580 mm x 440 mm of approved make with ISI mark In Ground floor. | 3424.09 | 1 No | 20544.54
37 | 56.4.1 | 18 | Supplying and fixing of Indian Water Closet white glazed (oriya type) of size 580 mm x 440 mm of approved make with ISI mark (Other than ground floor) | 5379.95 | 1 No | 96839.1
38 | 57.1.2 | 21 | Supplying and fixing colour EWC superior variety ( colour) | 7651.85 | 1 No | 160688.85
39 | 58.3 | 120 | Supplying and fixing the following dia PVC (SWR) pipe including all required PVC specials etc., all complete., a) 110mm dia PVC SWR pipe | 735.27 | 1 Rmt | 88232.4
40 |  | 134 | b) 75mm dia PVC SWR pipe | 617.97 | 1 Rmt | 82807.98
41 | 64.1.1 | 185 | Wiring with 1.5 Sqmm copper PVC insulated unsheathed single core 1.1 K.v. grade cable 5 amps flush type switch (Open wiring) a) Light point with ceiling rose | 895 | 1 No | 165575
42 | 65.1.1 | 3 | Wirng with 1.5 sqmm copper PVC insulated unsheathed single core 1.1 KV grade cable for FAN POINT controlled by 5 amps flush type switch (Open wiring) | 982 | 1 No | 2946
43 | 67.1 | 2 | Wiring with 1.5 Sqmm PVC insulated single core multi strand fire retardant flexible copper cable with ISI mark confirming IS: 694:1990 for 5 amps 5 pin plug socket point @ Switch Board Itself. | 830 | 1 No | 1660
44 | 68.2.1 | 218 | Wiring with 1.5 sqmm copper P.V.C. insulated unsheathed single core 1.1.k.v. grade cable for 5 amps. 5 pin plug socket point at convenient places (Open wiring) | 677 | 1 No | 147586
45 | 68.2.2 | 40 | Wiring with 1.5 Sqmm PVC insulated single core multi strand fire retardant flexible copper cable with ISI mark confirming IS: 694:1990 for 5 amps 5 pin plug socket point @ Convenient Places.(PVC Electrical Box ) | 1120 | 1 No | 44800
46 | 69.2 | 45 | Supply and fixing of 15 Amps 3 pin plug socket point on a suitable PVC box concealed and covered with 3mm thick laminated hylem sheet | 135 | 1 No | 6075
47 | 75.2 | 3 | Supply and delivery of following Electric Ceiling fan a) 48" Electric fan 1200mm sweep | 1552 | 1 No | 4656
48 | 84.3.1 | 359 | Run of main with 2 wires 4 sq.mm. PVC insulated single core multi strand fire retardant flexible copper cablewith ISI mark (Open wiring) | 177 | 1 Rmt | 63543
49 | 96.6.1 | 12.5 | Supplying and fixing of 15 microns Anodised Aluminium partition powder coated of any colour a) 1.55 x 2.10m | 4974.94 | Sqm | 62186.75
50 | 97.6.2 | 2.1 | Supplying and fixing of 15 microns Anodised Aluminium Door Powder coated of any colour a) 1.00 x 2.10m | 5150.98 | Sqm | 10817.058
51 | 97.5.2 | 47 | Supplying, fabricating and erection of display showcase of various depths as followings made up wood plastic composite board of 0.60 density and 18mm thick for display a). 1.83 x 2.14 mt (12 Nos ) 380mm depth | 18600 | Sqm | 874200
52 | 207.3.5 | 4000 | Painting the old walls two coats with 1st class ready mixed plastic emulsion paint of best approved quality colour and shade including scrapping | 171 | 1 Sqm | 684000
53 | 207.4 | 92 | Painting the old wood work with two coats of approved Ist class synthetic enamel paint including thorough scrapping | 164 | 1 Sqm | 15088
54 | 213 | 10 | Supply and delivery at site and fixing of SFRC manhole cover with frame b) 0.60 x 0.60m | 2701 | 1 No | 27010
55 | 216 | 300 | Dismantling the damaged pressed tiles in cement mortar without affecting the adjacent structures in all floors and clearing the debries 2km away from the site | 24.2 | 1 Sqm | 7260
56 | 221 | 506 | Removing the existing aluminium window shutter including the removal of frames, hinges, fastenings and shutters form the existing structure and stacking the same carefully for reuse | 145.64 | 1 Sqm | 73693.84
57 | 222.2.1 | 176 | Labour charges for removing and refixing the damaged door/window shutter or other similar joinery works without affecting the adjacent structures and refixing | 383.9 | 1 Sqm | 67566.4
58 | 238.1 | 0.836 | Anticorrosive treatment for window grills | 2954.25 | 1 MT | 2469.753
59 | 242.2.2 | 3054 | Dismantling the damaged Floor finish and dadooing walls in cement mortar with Mosaic Tiles / Glazed Tiles / Cuddapah Slabs/shahabad flooring without affecting the adjacent structures in all floors and including clearing debries 2km away from the site | 57.75 | 1 Sqm | 176368.5
60 | 254.2 | 227 | Providing two legged scaffolding using 15cm diameter casurina props (a) for 3.00m height | 354.82 | 1 Rmt | 80544.14
61 |  | 236 | (b) 13.00m height height in addition of 2.5m height | 1723.94 | 1 Rmt | 406849.84
62 | 255.8.3 | 145 | Supply and fixing of 24 W LED 4000k 2'x2' Square type recessed fittings with 1 Sqmm connecting leads including cost of material, labour charges etc all complete | 3850 | 1 No | 558250
63 | 255.8.5 | 36 | Supply and fixing of 18W LED 3000K type recessed fitings | 1670 | Each | 60120
64 | 343.2.1 | 836 | Supply and erection of iron work for truss | 110.75 | 1 Kg | 92587
65 | 343.2.2 | 83.2 | Supplying and fixing of Galvanium Colour Roof sheet of 0.47mm thick over MS purlin of approved ISI quality | 1020.01 | 1 Sqm | 84864.832
66 | 361.4.1 | 39 | Supply and Installation of Anutone Subtex Nubby, steppe edge, Glassfibre core fully encapsulated ceiling tile of size 595x595x15mm having density 100-120Kgs/m3, weight 1.5-1.8kg/m2 which is suspended by using 0.3mm thick and 15mm wide pre coated metal T15 grid system. | 3400 | 1 Sqm | 132600
67 | 362.2.2 | 2060 | Supplying and fixing of Stain free nano polish Vitrified Tiles of size 600x600x8mm for flooring and other similar works | 1523.49 | 1 Sqm | 3138389.4
68 | 379.7 | 4 | Supplying and fixing of Lab work table of size 7.00 x 1.50 x 0.75 m | 50000 | 1 No | 200000
69 | 382.1 | 24 | Supply, delivery and fixing of white porcelain sink of size 600x450x200mm with 32mm dia B class GI waste water pipe and 32mm dia CP waste coupling etc | 2147 | 1 No | 51528
70 | 465.6 | 75 | Providing and fixing Acoustic Wall Panelling (equivalent to Armstrong) in channelled wood works perforated panels | 8615 | 1 Sqm | 646125
71 | 530.1.0 | 198 | Supply and fixing of Partition Tile Based System (75mm thick.x 1200mm height ) | 5112.9 | 1 Sqm | 1012354.2
72 | 530.1.1 | 48 | Supplying and providing Table top & vertical support legs are made of 25mm thk particle board finished | 2691 | 1 Sqm | 129168
73 | 530.1.2 | 66 | Providing and fixing Mobile pedestal (3 Drawer) made of pretaminated particle board pannels of 18mm thick | 5800 | 1 No | 382800
74 | 530.1.3 | 66 | Providing and fixing Keyboard unit with EBCO Channels Key board tray made of 18mm thick | 1750 | 1 No | 115500
75 | 530.1.4 | 66 | Supply and delivery of fixed chair (Office chair ARB VC 031 x C805U Netled chair) | 5500 | 1 No | 363000
76 | 530.2.6 | 44 | Supplying and fixing of Conference Table made up of 25mm thick Particle board for top and leg 25mm thick particle board for the modesty 18mm prelaminated board all the visiable parts are covered by 0.5 and 2mm thick PVC edge band. Size : 1200 mm (w) x 600 mm (d) x 750mm (h) | 6000 | 1 No | 264000
77 | 540.1.3.1 | 46 | Supply and fixing of MS stand (Powder coated) for fixing outdoor unit | 1088 | 1 No | 50048
78 | 540.1.6.1 | 22 | Supply, delivery and installation of Hi wall Split Air conditioner with copper coil (5 star rated) a) For 2.00 Tr Hi wall mounting split type 5 star | 56370 | 1 No | 1240140
79 |  | 24 | b) For 1.50 Tr Hi wall mounting split type 5 star | 44160 | 1 No | 1059840
80 | 540.1.8.1 | 357 | Supply, delivery and laying of PVC drain pipe 25mm with specials (For AC) | 64.1 | 1 Rmt | 22883.7
81 | 540.1.9.1 | 46 | Supply and installation of 5KVA capacity automatic voltage stabilizer with time delay relay | 4940 | 1 No | 227240
82 | 540.2.1 | 317 | Supplying and laying of 5/8" and 3/8" copper pipe (Extra beyond 3m supplied with AC unit) | 940 | 1 Rmt | 297980
83 | 615.2.9 | 2 | Labour charges for removing the existing ceiling fans, tube light fittings from the existing structure and stacking the same carefully for reuse | 2500 | 1 Job | 5000
84 | 640.4 | 317 | Supplying and clamping of 4core 2.5Sqmm Copper flexible armoured cable on post or wall and ceiling | 110 | 1 Rmt | 34870
85 | 741.1.1 | 22 | Supply and fixing of 20Amps Double pole plug and sockets in sheet steel enclosure with 32 AMPS Double pole MCB in Flush with wall with earth connection ( for AC Plug) | 1839 | Each | 40458
86 | 778.2.3 | 1449 | Supplying and fixing in position of 10 mm thick (Plain sheet) Hilux/equivalent board false ceiling | 972 | 1 Sqm | 1408428
87 | 832.5.2 | 600 | Supplying and fixing in position of UPVC window of casement type( open) for all sizes | 7482 | 1 Sqm | 4489200
88 | 832.5.3 | 130 | Supplying and fixing in position of UPVC Ventilator louvered ventilator type for all sizes | 8106 | 1 Sqm | 1053780
89 | 959.2.3 | 1 | Supply, installation, testing and commissioning of 500 KVA Diesel Generator set complete with all accessories | 3986000 | 1 No | 3986000
90 | 960.2.1 | 1 | AMF PANEL: The Control panel shall be made of 14 & 16 SWG sheet steel mounted on a channel frame, floor mounting, free standing, dust proof, cubical type front operated etc., It shall be provided with800 Amps 50 KA FP ACB (with adjustable settings) | 455000 | 1 Set | 455000
91 | 960.3 | 1 | Erection, Testing and Commissioning of 500 KVA Diesel Generator set. a) Supply and installation of M.S. cable adopter box made of 14 SWG sheet | 19800 | 1 No | 19800
92 |  | 105 | b) Supplying and laying of 3.5 core 300 Sq.mm PVC armoured LTUG cable Below GL | 1931 | 1 Rmt | 202755
93 |  | 12 | c) Supplying and providing cable end terminatin of 3.5 x 300 Sqmm PVC LTUG Aluminium armoured cable | 650 | 1 No | 7800
94 |  | 12 | d) Supplying and fixing of brass cable gland suitable for 3.5 core 300 Sqmm PVC armoured LTUG cable | 818 | 1 No | 9816
95 |  | 2 | e) Insulation for the residential silencer | 2700 | 1 No | 5400
96 |  | 6 | f) Supply and installation of MS exhaust pipe of suitable thickness with 160mm dia from the silencer | 4200 | 1 Rmt | 25200
97 |  | 6 | g) Supply and installation of MS exhaust pipe of suitable thickness with 200 mm dia complete with MS wall / ceiling support etc | 4800 | 1 Rmt | 28800
98 |  | 12 | h) Supply and installation of exhaust pipe thermal insulation lagging with mineral wool as per IS 3677 / 1973 reinforced with chicken mesh and gladded with aluminium sheet of 26 SWG and 50mm thick with 64 Kg/Cu.Mtr.Density | 2700 | 1 Rmt | 32400
99 |  | 2 | i) Supply and installation of stainless steel rain hold / rain cap / bend at top of the exhaust pipe to prevent rain water entry to exhaust pipe with provision of drain plug in the system | 5400 | 1 Set | 10800
100 |  | 35 | j) Supply and laying of 7 core 2.5 Sqmm copper armoured cable for control wiring with necessary termination arrangements at both ends etc., | 720 | 1 Rmt | 25200
101 | 960.4 | 50 | Earth and Earth Connection a) Supply and run of 25mm x 6mm tin coated copper flat from the earthing to the control panel. Neutral earthing / alternator earthing and interconnection of earthings | 822 | 1 Rmt | 41100
102 |  | 50 | b) Supply and run of 50mm x 6mm GI flat from the earthing to the control panel, DG set alternator body earthing and interconnection of earthings etc | 288 | 1 Rmt | 14400
103 |  | 30 | c) Supply and laying of 2 runs of No.8 copper for earth connection | 128 | 1 Rmt | 3840
104 |  | 2 | d) Earthing as per the ISI specification with an earth electrode of 3m.CI (Cast Iron) pipe of dia not less than 40mm, with necessary funneling arrangements with necessary masonary work | 2516 | 1 No | 5032
105 |  | 2 | e) Plate earthing with copper plate of size 600 x 600 x 3mm as per the ISI specification with an earth electrode of 2.1 mtr. Class 'B' GI pipe of dia not less than 40mm, | 8844 | 1 No | 17688
106 | 960.5 | 1 | Trial run of DG set with Concumables (Including first charging of lubricating oil & necessary fuel) for 6 hrs. at load | 100000 | 1 Job | 100000
107 | 960.6 | 1 | Preparation of necessary drawings for DG set approval by Chief electrical Inspector to Government / CEA, obtain approval | 80000 | 1 Job | 80000
108 | 963 | 90 | Supplying, laying, fixing and jointing 32mm dia MS pipe suitable for gas supply for above GL | 550 | 1 Rmt | 49500
109 | 982 | 1 | RealPresence Group 500-720p: Group 500 HD codec, EagleEyeIV-12x camera, mic array, univ. remote, NTSC/PAL. Cables: 2 HDMI 1.8m, 1 CAT 5E LAN 3.6m, 1 HDCI digital 3m, Power: UK-Type G, BS 1363. Partner Premier, One Year, RealPresence Group 500-720p: Group 500 HD codec, EagleEyeIV-12x camera etc all complete | 478350 | 1 No | 478350
110 | 982.1 | 1 | Partner Premier, One Year, RealPresence Group 500-720p: Group 500 HD codec, EagleEyeIV-12x camera etc all complete | 51500 | 1 No | 51500
111 | 982.2 | 1 | EDUCORP Full HD Digital Visualizer High quality CMOS sensor and great performance CPU for 080P@60fps 12X Optical Zoom 10X Digital Zoom lens for dazzling, Incredible crystal-clear image. Built-In Light Box for X-ray, OHP Sheets Projection 540mm x 297mm shooting area Non-PC annotation available with normal mouse Multi image and playback effect etc all complete | 98750 | 1 No | 98750 |  | ` | `
112 | 982.3 | 1 | Supply of 5 KVA Inverter UPS with 100ah SMF Battery including all necessary accessories etc all complete | 83200 | 1 No | 83200
113 | 982.4 | 1 | Supply of open metal rack and interlink cable | 13600 | 1 No | 13600
114 | 982.5 | 1 | Supply of colour printer including scan,copy,wifi. | 38500 | 1 No | 38500
115 | 982.6 | 1 | Providing and installation of 55 inch LG display with wall mount kit. Resolution : 3840 X 2160 ( UHD ). Brightness : 400cd/m2 . Audio output : 10W + 10W. 3X HDMI , USB , Audio in/out , RS-232C, Lan. Screen share ( Miracast ) , Wi- Fi. Model : 55UT640S. Brand : LG / Equivalent | 77850 | 1 No | 77850
116 | 982.7 | 1 | HP/ Equivalent Commercial Desktop - 385Z9PA "HP 280 G6 MT Desktop - Intel® Core i7-10700 2.9GHz 8C 65W / 1TB HDD / 8GB RAM / ODD/ Win 10 Pro /No Monitor - 3 Year Onsite Direct HP" 9TN41A6 HP V19 18.5" HD Monitor (VGA) | 90700 | 1 No | 90700
117 | 982.8 | 1 | PA Mixer Amplifier with Built-in Digital Player 6 Inchs 10 Watts PA Ceiling Speakers | 225000 | 1 No | 225000
118 | 982.9 | 1 | Installation Charges | 35000 | 1 Job | 35000
|  |  | SUB TOTAL I |  |  | 32975477.096 | -2900.004
|  |  | GST @18% |  |  | 5935585.8773
|  |  | SUB TOTAL II |  |  | 38911062.9733

## codng
TENDER CODING SHEET (Rates to be filled up by the Tenderer in this coding sheet)
Name of Work :- Improving infrastructure facilities in all analytical divisions for Forensic Science Lab building situated within the Directorate of Forensic Science Campus, Mylapore in Chennai City.
Sl. No | Item No | DESCRIPTION | QTY | UNIT | Rate exclusive of GST in Figures and in Words | AMOUNT
1 | 1.1 | Earth work excavation for foundation in all soils and sub soils to the required depth (including refilling) a) 0 to 2m depth | 6 | 1 Cum | 247.31 | 1483.86
2 | 39 | Supplying and fixing Mild Steel grills as per the design approved to verandah enclosure or gate | 8540 | 1 Kg | 70.15 | 599081
3 | 41 | Painting the new Iron work and other similar works such as PVC /ASTM Pipes, Kerb Stone and grills with two coats | 315.1 | 1 Sqm | 142.15 | 44791.465
4 | 51 | Supplying and erection of Rotational moulded polyethylene water storage tanks (HDPE cylindrical vertical type) for outdoor use having capacity of 700litres (excluding free board) of approved brand (superior variety) with ISI mark | 8 | 1 No | 7035 | 56280
5 | 74 | Charges for assembling and fixing of ceiling fan of different sweep with necessary connections (Excluding cost of fan) | 3 | 1 No | 571 | 1713
6 | 77.4 | Supplying, laying and concealing of PVC pipe of 20mm dia | 119 | 1 Rmt | 87.66 | 10431.54
7 | 112 | Supplying and fixing of 300 mm dia sweep AC exhaust fan of approved ISI quality | 48 | 1 No | 2336 | 112128
8 | 238 | Anticorrosive treatment for steel grills | 0.27 | 1 MT | 4755.5 | 1283.985
9 | 2.15 | Annexure Supply and filling in foundation and basement with Stone dust in layers of 150mm thickness | 30 | 1 Cum | 296.79 | 8903.7
10 | 3.1.3 | Plain cement concrete 1:5:10 (One of cement, five of crushed stone sand and ten of hard broken stone Jelly) for Foundation & Basement | 1.3 | 1 Cum | 4939.25 | 6421.025
11 | 6.2.2 | Brick work in C.M. 1:5 using chamber Burnt bricks of size 23 x 11.4 x 7.5 cm (9" x 4 1/2"x 3") a) In foundation and basement | 9.5 | 1 Cum | 6813.03 | 64723.785
12 | 8.2.3.1 | Standardised concrete Mix M30 Grade Concrete a. In Foundation and basement | 3 | 1 Cum | 8631.49 | 25894.47
13 | 9.2.2 | Brick work in Cement Mortar 1:6 (One of cement and six of crushed stone sand) using Chamber burnt bricks of size 9”x4½"X3” (23x11.4x7.5cm) for super structure in the following floors a) Ground floor | 5.8 | 1 Cum | 6837.33 | 39656.514
14 |  | b) First floor | 1 | 1 Cum | 7003.32 | 7003.32
15 |  | c) Second floor | 4 | 1 Cum | 7169.31 | 28677.24
16 |  | d) Third floor | 1.5 | 1 Cum | 7335.3 | 11002.95
17 | 18.1 | Formwork using M.S.Sheet a.For Column footings,plinth beam,Grade beam,Raftbeam,Raft slab etc., | 12.5 | 1 Sqm | 881.39 | 11017.375
18 |  | c. For Square and rectangular columns and small quantities such as sunshade, parapet cum drops window boxiing, fin projection and other similar works. | 5 | 1 Sqm | 1178.5 | 5892.5
19 | 22.1.8 | Supplying and fixing of Best Indian Teakwood panelled door shutters single leaf in position (a) Door size 0.90 x 2.10 m | 14.6 | 1 Sqm | 5191.63 | 75797.798
20 | 26.1 | Flooring with a bed of CC 1:5:10 (one of cement, five of crushed stone sand and ten of hard broken stone jelly) using 40mm size hard broken stone jelly and top left rough to receive the floor finish with required slopes | 5 | 1 Cum | 4939.25 | 24696.25
21 | 29.9.4.1 | Supplying and fixing of colour matt finish floor of size (305x305mm) and other similar works over cement mortor 1:3 (One of cement and three of crushed stone sand) 20mm thick with Grout (Tile joint filler) | 940 | 1 Sqm | 1403.7 | 1319478
22 | 29.9.5.1 | Supplying and fixing of Colour matt finish wall tiles over cement plastering in CM 1:2 (One of cement and two of crushed stone sand) 10mm thick with Grout (Tile joint filler) | 1304 | 1 Sqm | 1700.24 | 2217112.96
23 | 32.1.1 | Finishing top of roof with one course of Pressed Tiles of approved superior quality of size 23cm x 23cm x 20mm thick laid over weathering course in CM 1:3 (One of cement and three of crushed stone sand), 12mm thick | 300 | 1 Sqm | 1228.86 | 368658
24 | 32.1.5 | Pointing the Pressed Tile over the roof with cement mortar 1:3 (One of cement and three of crushed stone sand) | 75 | 1 Sqm | 329.09 | 24681.75
25 | 33.1.1 | Plastering with CM 1:3 (One of cement and five of crushed stone sand) 20mm thick with neat cement | 242 | 1 Sqm | 522.92 | 126546.64
26 | 33.2.1 | Plastering with CM 1:5 (One of cement and five of crushed stone sand) 12mm thick finished with neat cement | 149 | 1 Sqm | 261.83 | 39012.67
27 | 43.2.1 | Supplying, fabricating and placing in position of Mild steel Grills / Ribbed Tor Steels binding wire insulated with PVC | 0.27 | 1 MT | 90322.8 | 24387.156
28 | 44.6.1 | Supplying and fixing of 110mm dia PVC SWR pipe with ISI mark confirming to IS 13952:1992- type 'A' for Rain water down fall pipe with (UPVC special clamp) | 120 | 1 Rmt | 353.71 | 42445.2
29 | 51.1.1 | Supplying and erection of Rotational moulded polyethylene water storage tanks (HDPE cylindrical vertical type) for outdoor use having capacity of 3000litres (excluding free board) of approved brand (superior variety) with ISI mark | 12 | 1 No | 30150 | 361800
30 | 52.1.1 | Supplying, laying, fixing and jointing the following PVC pipes as per ASTM D - 1785 of schedule 40 of wall thickness not less than the specified in IS 4985 a) 32 mm ASTM D schedule 40 threaded PVC pipe with necessary PVC/UPVC specials | 220 | 1 Rmt | 261.46 | 57521.2
31 |  | b) 25mm dia ASTM D schedule 40 threaded PVC pipe with necessary PVC/UPVC specials | 400 | 1 Rmt | 243.43 | 97372
32 |  | c) 20mm dia ASTM D schedule 40 threaded PVC pipe with necessary PVC/UPVC specials | 350 | 1 Rmt | 238.64 | 83524
33 | 53.5.2 | Supplying and fixing colour wash hand basin (without pedestal) superior variety of size 550x400mm with all accessories | 43 | 1 No | 3973.02 | 170839.86
34 | 54.1.2 | Supplying and fixing of 15mm dia Engineering Polymer Tap (Long body) of best quality | 116 | 1 No | 259 | 30044
35 | 55.2.1 | Supplying and fixing of approved brand Lipped Mouth Porcelain Flat Back Urinal with all accessories | 12 | 1 No | 2252.55 | 27030.6
36 | 56.3.2 | Supplying and fixing of Indian Water Closet white galzed (oriya type) of size 580 mm x 440 mm of approved make with ISI mark In Ground floor. | 6 | 1 No | 3424.09 | 20544.54
37 | 56.4.1 | Supplying and fixing of Indian Water Closet white glazed (oriya type) of size 580 mm x 440 mm of approved make with ISI mark (Other than ground floor) | 18 | 1 No | 5379.95 | 96839.1
38 | 57.1.2 | Supplying and fixing colour EWC superior variety ( colour) | 21 | 1 No | 7651.85 | 160688.85
39 | 58.3 | Supplying and fixing the following dia PVC (SWR) pipe including all required PVC specials etc., all complete., a) 110mm dia PVC SWR pipe | 120 | 1 Rmt | 735.27 | 88232.4
40 |  | b) 75mm dia PVC SWR pipe | 134 | 1 Rmt | 617.97 | 82807.98
41 | 64.1.1 | Wiring with 1.5 Sqmm copper PVC insulated unsheathed single core 1.1 K.v. grade cable 5 amps flush type switch (Open wiring) a) Light point with ceiling rose | 185 | 1 No | 895 | 165575
42 | 65.1.1 | Wirng with 1.5 sqmm copper PVC insulated unsheathed single core 1.1 KV grade cable for FAN POINT controlled by 5 amps flush type switch (Open wiring) | 3 | 1 No | 982 | 2946
43 | 67.1 | Wiring with 1.5 Sqmm PVC insulated single core multi strand fire retardant flexible copper cable with ISI mark confirming IS: 694:1990 for 5 amps 5 pin plug socket point @ Switch Board Itself. | 2 | 1 No | 830 | 1660
44 | 68.2.1 | Wiring with 1.5 sqmm copper P.V.C. insulated unsheathed single core 1.1.k.v. grade cable for 5 amps. 5 pin plug socket point at convenient places (Open wiring) | 218 | 1 No | 677 | 147586
45 | 68.2.2 | Wiring with 1.5 Sqmm PVC insulated single core multi strand fire retardant flexible copper cable with ISI mark confirming IS: 694:1990 for 5 amps 5 pin plug socket point @ Convenient Places.(PVC Electrical Box ) | 40 | 1 No | 1120 | 44800
46 | 69.2 | Supply and fixing of 15 Amps 3 pin plug socket point on a suitable PVC box concealed and covered with 3mm thick laminated hylem sheet | 45 | 1 No | 135 | 6075
47 | 75.2 | Supply and delivery of following Electric Ceiling fan a) 48" Electric fan 1200mm sweep | 3 | 1 No | 1552 | 4656
48 | 84.3.1 | Run of main with 2 wires 4 sq.mm. PVC insulated single core multi strand fire retardant flexible copper cablewith ISI mark (Open wiring) | 359 | 1 Rmt | 177 | 63543
49 | 96.6.1 | Supplying and fixing of 15 microns Anodised Aluminium partition powder coated of any colour a) 1.55 x 2.10m | 12.5 | 1 Sqm | 4974.94 | 62186.75
50 | 97.6.2 | Supplying and fixing of 15 microns Anodised Aluminium Door Powder coated of any colour a) 1.00 x 2.10m | 2.1 | 1 Sqm | 5150.98 | 10817.058
51 | 97.5.2 | Supplying, fabricating and erection of display showcase of various depths as followings made up wood plastic composite board of 0.60 density and 18mm thick for display a). 1.83 x 2.14 m 380mm depth | 47 | 1 Sqm | 18600 | 874200
52 | 207.3.5 | Painting the old walls two coats with 1st class ready mixed plastic emulsion paint of best approved quality colour and shade including scrapping | 4000 | 1 Sqm | 171 | 684000
53 | 207.4 | Painting the old wood work with two coats of approved Ist class synthetic enamel paint including thorough scrapping | 92 | 1 Sqm | 164 | 15088
54 | 213 | Supply and delivery at site and fixing of SFRC manhole cover with frame b) 0.60 x 0.60m | 10 | 1 No | 2701 | 27010
55 | 216 | Dismantling the damaged pressed tiles in cement mortar without affecting the adjacent structures in all floors and clearing the debries 2km away from the site | 300 | 1 Sqm | 24.2 | 7260
56 | 221 | Removing the existing aluminium window shutter including the removal of frames, hinges, fastenings and shutters form the existing structure and stacking the same carefully for reuse | 506 | 1 Sqm | 145.64 | 73693.84
57 | 222.2.1 | Labour charges for removing the damaged door shutter or other similar joinery works without affecting the adjacent structures and refixing | 176 | 1 Sqm | 383.9 | 67566.4
58 | 238.1 | Anticorrosive treatment for window grills | 0.836 | 1 MT | 2954.25 | 2469.753
59 | 242.2.2 | Dismantling the damaged Floor finish and dadooing walls in cement mortar with Mosaic Tiles / Glazed Tiles / Cuddapah Slabs/shahabad flooring without affecting the adjacent structures in all floors and including clearing debries 2km away from the site | 3054 | 1 Sqm | 57.75 | 176368.5
60 | 254.2 | Providing two legged scaffolding using 15cm diameter casurina props (a) for 3.00m height | 227 | 1 Rmt | 354.82 | 80544.14
61 |  | (b) 13.00m height height in addition of 2.5m height | 236 | 1 Rmt | 1723.94 | 406849.84
62 | 255.8.3 | Supplying, assembling and fixing of 24W LED 4000K 2 x 2 Square type Recessed fittings with LED (Higher end) | 145 | 1 No | 3850 | 558250
63 | 255.8.5 | Supplying, assembling and fixing of 18W LED 3000K Square type recessed fitting with LED (higher end) | 36 | 1 No | 1670 | 60120
64 | 343.2.1 | Supply and erection of iron work for truss | 836 | 1 Kg | 110.75 | 92587
65 | 343.2.2 | Supplying and fixing of Galvanium Colour Roof sheet of 0.47mm thick over MS purlin of approved ISI quality | 83.2 | 1 Sqm | 1020.01 | 84864.832
66 | 361.4.1 | Supply and Installation of Anutone Subtex Nubby, steppe edge, Glassfibre core fully encapsulated ceiling tile of size 595x595x15mm having density 100-120Kgs/m3, weight 1.5-1.8kg/m2 which is suspended by using 0.3mm thick and 15mm wide pre coated metal T15 grid system. | 39 | 1 Sqm | 3400 | 132600
67 | 362.2.2 | Supplying and fixing of Stain free nano polish Vitrified Tiles of size 600x600x8mm for flooring and other similar works | 2060 | 1 Sqm | 1523.49 | 3138389.4
68 | 379.7 | Supply and fixing of lab table of size 7.00 x 1.50 x 0.75 m made of 19mm thick BWR plywood with 1mm thick | 4 | 1 No | 50000 | 200000
69 | 382.1 | Supply, delivery and fixing of white porcelain sink of size 600x450x200mm with 32mm dia B class GI waste water pipe and 32mm dia CP waste coupling etc | 24 | 1 No | 2147 | 51528
70 | 465.6 | Providing and fixing Acoustic Wall Panelling (equivalent to Armstrong) in channelled wood works perforated panels | 75 | 1 Sqm | 8615 | 646125
71 | 530.1.0 | Supply and fixing of Partition Tile Based System (75mm thick.x 1200mm height ) | 198 | 1 Sqm | 5112.9 | 1012354.2
72 | 530.1.1 | Supplying and providing Table top & vertical support legs are made of 25mm thk particle board finished | 48 | 1 Sqm | 2691 | 129168
73 | 530.1.2 | Providing and fixing Mobile pedestal (3 Drawer) made of pre-laminated particle board pannels of 18mm thick | 66 | 1 No | 5800 | 382800
74 | 530.1.3 | Providing and fixing Keyboard unit with EBCO Channels Key board tray made of 18mm thick | 66 | 1 No | 1750 | 115500
75 | 530.1.4 | Supply and delivery of fixed chair (Office chair ARB VC 031 x C805U Netled chair) | 66 | 1 No | 5500 | 363000
76 | 530.2.6 | Supplying and fixing of Conference Table made up of 25mm thick Particle board for top and leg 25mm thick particle board for the modesty 18mm prelaminated board all the visiable parts are covered by 0.5 and 2mm thick PVC edge band. Size : 1200 mm (w) x 600 mm (d) x 750mm (h) | 44 | 1 No | 6000 | 264000
77 | 540.1.3.1 | Supply and fixing of MS stand (Powder coated) for fixing outdoor unit | 46 | 1 No | 1088 | 50048
78 | 540.1.6.1 | Supply, delivery and installation of Hi wall Split Air conditioner with copper coil (5 star rated) a) For 2.00 Tr Hi wall mounting split type 5 star | 22 | 1 No | 56370 | 1240140
79 |  | b) For 1.50 Tr Hi wall mounting split type 5 star | 24 | 1 No | 44160 | 1059840
80 | 540.1.8.1 | Supply, delivery and laying of PVC drain pipe 25mm with specials (For AC) | 357 | 1 Rmt | 64.1 | 22883.7
81 | 540.1.9.1 | Supply and installation of 5KVA capacity automatic voltage stabilizer with time delay relay | 46 | 1 No | 4940 | 227240
82 | 540.2.1 | Supplying and laying of 5/8" and 3/8" copper pipe (Extra beyond 3m supplied with AC unit) | 317 | 1 Rmt | 940 | 297980
83 | 615.2.9 | Labour charges for removing the existing ceiling fans, tube light fittings from the existing structure and stacking the same carefully for reuse | 2 | 1 Job | 2500 | 5000
84 | 640.4 | Supplying and clamping of 4core 2.5Sqmm Copper flexible armoured cable on post or wall and ceiling | 317 | 1 Rmt | 110 | 34870
85 | 741.1.1 | Supply and fixing of 20Amps Double pole plug and sockets in sheet steel enclosure with 32 AMPS Double pole MCB in Flush with wall with earth connection ( for AC Plug) | 22 | 1 No | 1839 | 40458
86 | 778.2.3 | Supplying and fixing in position of 10 mm thick (Plain sheet) Hilux/equivalent board false ceiling | 1449 | 1 Sqm | 972 | 1408428
87 | 832.5.2 | Supplying and fixing in position of UPVC window of casement type( open) for all sizes | 600 | 1 Sqm | 7482 | 4489200
88 | 832.5.3 | Supplying and fixing in position of UPVC Ventilator louvered ventilator type for all sizes | 130 | 1 Sqm | 8106 | 1053780
89 | 959.2.3 | Supply, installation, testing and commissioning of 500 KVA Diesel Generator set complete with all accessories | 1 | 1 No | 3986000 | 3986000
90 | 960.2.1 | AMF PANEL: The Control panel shall be made of 14 & 16 SWG sheet steel mounted on a channel frame, floor mounting, free standing, dust proof, cubical type front operated etc., It shall be provided with800 Amps 50 KA FP ACB (with adjustable settings) | 1 | 1 Set | 455000 | 455000
91 | 960.3 | Electrical Accessories for 500 KVA Diesel Generator set. a) Supply and installation of M.S. cable adopter box made of 14 SWG sheet | 1 | 1 No | 19800 | 19800
92 |  | b) Supplying and laying of 3.5 core 300 Sq.mm PVC armoured LTUG cable Below GL | 105 | 1 Rmt | 1931 | 202755
93 |  | c) Supplying and providing cable end terminatin of 3.5 x 300 Sqmm PVC LTUG Aluminium armoured cable | 12 | 1 No | 650 | 7800
94 |  | d) Supplying and fixing of brass cable gland suitable for 3.5 core 300 Sqmm PVC armoured LTUG cable | 12 | 1 No | 818 | 9816
95 |  | e) Insulation for the residential silencer | 2 | 1 No | 2700 | 5400
96 |  | f) Supply and installation of MS exhaust pipe of suitable thickness with 160mm dia from the silencer | 6 | 1 Rmt | 4200 | 25200
97 |  | g) Supply and installation of MS exhaust pipe of suitable thickness with 200 mm dia complete with MS wall / ceiling support etc | 6 | 1 Rmt | 4800 | 28800
98 |  | h) Supply and installation of exhaust pipe thermal insulation lagging with mineral wool as per IS 3677 / 1973 reinforced with chicken mesh and gladded with aluminium sheet of 26 SWG and 50mm thick with 64 Kg/Cu.Mtr.Density | 12 | 1 Rmt | 2700 | 32400
99 |  | i) Supply and installation of stainless steel rain hold / rain cap / bend at top of the exhaust pipe to prevent rain water entry to exhaust pipe with provision of drain plug in the system | 2 | 1 Set | 5400 | 10800
100 |  | j) Supply and laying of 7 core 2.5 Sqmm copper armoured cable for control wiring with necessary termination arrangements at both ends etc., | 35 | 1 Rmt | 720 | 25200
101 | 960.4 | Earth and Earth Connection a) Supply and run of 25mm x 6mm tin coated copper flat from the earthing to the control panel. Neutral earthing / alternator earthing and interconnection of earthings | 50 | 1 Rmt | 822 | 41100
102 |  | b) Supply and run of 50mm x 6mm GI flat from the earthing to the control panel, DG set alternator body earthing and interconnection of earthings etc | 50 | 1 Rmt | 288 | 14400
103 |  | c) Supply and laying of 2 runs of No.8 copper for earth connection | 30 | 1 Rmt | 128 | 3840
104 |  | d) Earthing as per the ISI specification with an earth electrode of 3m.CI (Cast Iron) pipe of dia not less than 40mm, with necessary funneling arrangements with necessary masonary work | 2 | 1 No | 2516 | 5032
105 |  | e) Plate earthing with copper plate of size 600 x 600 x 3mm as per the ISI specification with an earth electrode of 2.1 mtr. Class 'B' GI pipe of dia not less than 40mm, | 2 | 1 No | 8844 | 17688
106 | 960.5 | Installation, Testing, Commissioning and Trial run of DG set with Consumables (Including first charging of lubricating oil & necessary fuel) for 6 hrs. at load | 1 | 1 Job | 100000 | 100000
107 | 960.6 | Preparation of necessary drawings for DG set approval by Chief electrical Inspector to Government / CEA, obtain approval | 1 | 1 Job | 80000 | 80000
108 | 963 | Supplying, laying, fixing and jointing 32mm dia MS pipe suitable for gas supply for above GL | 90 | 1 Rmt | 550 | 49500
109 | 982 | a) Supply of Real Presence Group 500-720p: Group 500 HD code EagleEyeIV-12x camera | 1 | 1 No | 478350 | 478350
110 |  | b) Supply of Partner Premier, RealPresence Group 500-720p: Group 500 HD codec, EagleEyeIV-12x camera | 1 | 1 No | 51500 | 51500
111 |  | c) Supply of EDUCORP Full HD Digital Visualizer High quality CMOS sensor | 1 | 1 No | 98750 | 98750
112 |  | d) Supply of 5 KVA Inverter UPS with 100ah SMF Battery including all necessary accessories | 1 | 1 No | 83200 | 83200
113 |  | e) Supply of open metal rack and interlink cable | 1 | 1 No | 13600 | 13600
114 |  | f) Supply of colour printer including scan,copy,wifi. | 1 | 1 No | 38500 | 38500
115 |  | g) Supply of 55 inch LG display with wall mount kit. Model : 55UT640S. Brand : LG / Equivalent | 1 | 1 No | 77850 | 77850
116 |  | h) Supply of HP/ Equivalent Commercial Desktop - 385Z9PA "HP 280 G6 MT Desktop | 1 | 1 No | 90700 | 90700
117 |  | i) Supply of PA Mixer Amplifier with Built-in Digital Player 6 Inchs 10 Watts PA Ceiling Speakers | 1 | 1 No | 225000 | 225000
118 |  | j)Testing, Commissioning and Installation charges for Camera, HD Digital visualizer, Inverter, rack, Printer, display, Desktop and Amplifier | 1 | 1 Job | 35000 | 35000
[5 empty] | Total Amount Rs. | 32975477.096
( Rupees --------------------------------------------------------------------------------------------------------Only)
Note: The items not furnished with Quantity are deemed to be deleted.

## CS
REVISED COMPARATIVE STATEMENT
Name of Work :- Improving infrastructure facilities in all analytical divisions for Forensic Science Lab building situated within the Directorate of Forensic Science Campus, Mylapore in Chennai City.
Sl. No | Item No | DESCRIPTION | QTY | UNIT | Estimate rate (As per PWD SR 2022-23) |  | M/s. Alu Structure, Thanjavur - 612 001. (1). |  | Thiru. S. Britto Dhanasekaran, Chennai - 600 040. (1). |  | M/s. P. Manickam & Co, Chennai - 600 012. (2). |  | The lowest and negotiated tenderer of M/s. P. Manickam & Co, Chennai - 600 012, vide Lr. Dt: .01.2023 |  | AB- SUB
[5 empty] | Rate | Amount | Rate | Amount | Rate | Amount | Rate | Amount | Rate | Amount
1 | 1.1 | Earth work excavation for foundation in all soils and sub soils to the required depth (including refilling) a) 0 to 2m depth | 6 | 1 Cum | 247.31 | 1483.86 | 220 | 1320 | 260 | 1560 | 317 | 1902 | 317 | 1902 | 28.1792
2 | 39 | Supplying and fixing Mild Steel grills as per the design approved to verandah enclosure or gate | 8540 | 1 Kg | 70.15 | 599081 | 110 | 939400 | 85 | 725900 | 85 | 725900 | 85 | 725900 | 21.1689
3 | 41 | Painting the new Iron work and other similar works such as PVC /ASTM Pipes, Kerb Stone and grills with two coats | 315.1 | 1 Sqm | 142.15 | 44791.465 | 250 | 78775 | 200 | 63020 | 129 | 40647.9 | 129 | 40647.9 | -9.2508
4 | 51 | Supplying and erection of Rotational moulded polyethylene water storage tanks (HDPE cylindrical vertical type) for outdoor use having capacity of 700litres (excluding free board) of approved brand (superior variety) with ISI mark | 8 | 1 No | 7035 | 56280 | 4500 | 36000 | 8000 | 64000 | 8814 | 70512 | 8814 | 70512 | 25.2878
5 | 74 | Charges for assembling and fixing of ceiling fan of different sweep with necessary connections (Excluding cost of fan) | 3 | 1 No | 571 | 1713 | 250 | 750 | 600 | 1800 | 170 | 510 | 170 | 510 | -70.2277
6 | 77.4 | Supplying, laying and concealing of PVC pipe of 20mm dia | 119 | 1 Rmt | 87.66 | 10431.54 | 90 | 10710 | 110 | 13090 | 57 | 6783 | 57 | 6783 | -34.976
7 | 112 | Supplying and fixing of 300 mm dia sweep AC exhaust fan of approved ISI quality | 48 | 1 No | 2336 | 112128 | 2000 | 96000 | 2000 | 96000 | 1593 | 76464 | 1593 | 76464 | -31.8065
8 | 238 | Anticorrosive treatment for steel grills | 0.27 | 1 MT | 4755.5 | 1283.985 | 5000 | 1350 | 5000 | 1350 | 4194 | 1132.38 | 4194 | 1132.38 | -11.8074
9 | 2.15 | Annexure Supply and filling in foundation and basement with Stone dust in layers of 150mm thickness | 30 | 1 Cum | 296.79 | 8903.7 | 6000 | 180000 | 600 | 18000 | 1559 | 46770 | 1559 | 46770 | 425.2872
10 | 3.1.3 | Plain cement concrete 1:5:10 (One of cement, five of crushed stone sand and ten of hard broken stone Jelly) for Foundation & Basement | 1.3 | 1 Cum | 4939.25 | 6421.025 | 5500 | 7150 | 5000 | 6500 | 4995 | 6493.5 | 4995 | 6493.5 | 1.1287
11 | 6.2.2 | Brick work in C.M. 1:5 using chamber Burnt bricks of size 23 x 11.4 x 7.5 cm (9" x 4 1/2"x 3") a) In foundation and basement | 9.5 | 1 Cum | 6813.03 | 64723.785 | 5500 | 52250 | 7000 | 66500 | 6520 | 61940 | 6520 | 61940 | -4.301
12 | 8.2.3.1 | Standardised concrete Mix M30 Grade Concrete a. In Foundation and basement | 3 | 1 Cum | 8631.49 | 25894.47 | 8000 | 24000 | 8500 | 25500 | 7910 | 23730 | 7910 | 23730 | -8.3588
13 | 9.2.2 | Brick work in Cement Mortar 1:6 (One of cement and six of crushed stone sand) using Chamber burnt bricks of size 9”x4½"X3” (23x11.4x7.5cm) for super structure in the following floors a) Ground floor | 5.8 | 1 Cum | 6837.33 | 39656.514 | 5500 | 31900 | 6800 | 39440 | 6441 | 37357.8 | 6441 | 37357.8 | -5.7966
14 |  | b) First floor | 1 | 1 Cum | 7003.32 | 7003.32 | 5500 | 5500 | 7300 | 7300 | 6560 | 6560 | 6560 | 6560 | -6.3301
15 |  | c) Second floor | 4 | 1 Cum | 7169.31 | 28677.24 | 57000 | 228000 | 7400 | 29600 | 6680 | 26720 | 6680 | 26720 | -6.8251
16 |  | d) Third floor | 1.5 | 1 Cum | 7335.3 | 11002.95 | 5700 | 8550 | 7500 | 11250 | 6840 | 10260 | 6840 | 10260 | -6.7523
17 | 18.1 | Formwork using M.S.Sheet a.For Column footings,plinth beam,Grade beam, Raftbeam, Raft slab etc., | 12.5 | 1 Sqm | 881.39 | 11017.375 | 900 | 11250 | 600 | 7500 | 622 | 7775 | 622 | 7775 | -29.4297
18 |  | c. For Square and rectangular columns and small quantities such as sunshade, parapet cum drops window boxiing, fin projection and other similar works. | 5 | 1 Sqm | 1178.5 | 5892.5 | 900 | 4500 | 800 | 4000 | 678 | 3390 | 678 | 3390 | -42.4692
19 | 22.1.8 | Supplying and fixing of Best Indian Teakwood panelled door shutters single leaf in position (a) Door size 0.90 x 2.10 m | 14.6 | 1 Sqm | 5191.63 | 75797.798 | 17000 | 248200 | 6000 | 87600 | 6188 | 90344.8 | 6188 | 90344.8 | 19.1919
20 | 26.1 | Flooring with a bed of CC 1:5:10 (one of cement, five of crushed stone sand and ten of hard broken stone jelly) using 40mm size hard broken stone jelly and top left rough to receive the floor finish with required slopes | 5 | 1 Cum | 4939.25 | 24696.25 | 5500 | 27500 | 5000 | 25000 | 4995 | 24975 | 4995 | 24975 | 1.1287
21 | 29.9.4.1 | Supplying and fixing of colour matt finish floor of size (305x305mm) and other similar works over cement mortor 1:3 (One of cement and three of crushed stone sand) 20mm thick with Grout (Tile joint filler) | 940 | 1 Sqm | 1403.7 | 1319478 | 1150 | 1081000 | 1000 | 940000 | 996 | 936240 | 996 | 936240 | -29.0447
22 | 29.9.5.1 | Supplying and fixing of Colour matt finish wall tiles over cement plastering in CM 1:2 (One of cement and two of crushed stone sand) 10mm thick with Grout (Tile joint filler) | 1304 | 1 Sqm | 1700.24 | 2217112.96 | 1150 | 1499600 | 1350 | 1760400 | 1016 | 1324864 | 1016 | 1324864 | -40.2437
23 | 32.1.1 | Finishing top of roof with one course of Pressed Tiles of approved superior quality of size 23cm x 23cm x 20mm thick laid over weathering course in CM 1:3 (One of cement and three of crushed stone sand), 12mm thick | 300 | 1 Sqm | 1228.86 | 368658 | 900 | 270000 | 1250 | 375000 | 857 | 257100 | 857 | 257100 | -30.2606
24 | 32.1.5 | Pointing the Pressed Tile over the roof with cement mortar 1:3 (One of cement and three of crushed stone sand) | 75 | 1 Sqm | 329.09 | 24681.75 | 120 | 9000 | 500 | 37500 | 243 | 18225 | 243 | 18225 | -26.16
25 | 33.1.1 | Plastering with CM 1:3 (One of cement and five of crushed stone sand) 20mm thick with neat cement | 242 | 1 Sqm | 522.92 | 126546.64 | 350 | 84700 | 500 | 121000 | 403 | 97526 | 403 | 97526 | -22.9328
26 | 33.2.1 | Plastering with CM 1:5 (One of cement and five of crushed stone sand) 12mm thick finished with neat cement | 149 | 1 Sqm | 261.83 | 39012.67 | 250 | 37250 | 275 | 40975 | 371 | 55279 | 371 | 55279 | 41.695
27 | 43.2.1 | Supplying, fabricating and placing in position of Mild steel Grills / Ribbed Tor Steels binding wire insulated with PVC | 0.27 | 1 MT | 90322.8 | 24387.156 | 110000 | 29700 | 90000 | 24300 | 83349 | 22504.23 | 83349 | 22504.23 | -7.721
28 | 44.6.1 | Supplying and fixing of 110mm dia PVC SWR pipe with ISI mark confirming to IS 13952:1992- type 'A' for Rain water down fall pipe with (UPVC special clamp) | 120 | 1 Rmt | 353.71 | 42445.2 | 220 | 26400 | 360 | 43200 | 500 | 60000 | 500 | 60000 | 41.3587
29 | 51.1.1 | Supplying and erection of Rotational moulded polyethylene water storage tanks (HDPE cylindrical vertical type) for outdoor use having capacity of 3000litres (excluding free board) of approved brand (superior variety) with ISI mark | 12 | 1 No | 30150 | 361800 | 23000 | 276000 | 35000 | 420000 | 30736 | 368832 | 30736 | 368832 | 1.9436
30 | 52.1.1 | Supplying, laying, fixing and jointing the following PVC pipes as per ASTM D - 1785 of schedule 40 of wall thickness not less than the specified in IS 4985 a) 32 mm ASTM D schedule 40 threaded PVC pipe with necessary PVC/UPVC specials | 220 | 1 Rmt | 261.46 | 57521.2 | 250 | 55000 | 300 | 66000 | 315 | 69300 | 315 | 69300 | 20.4773
31 |  | b) 25mm dia ASTM D schedule 40 threaded PVC pipe with necessary PVC/UPVC specials | 400 | 1 Rmt | 243.43 | 97372 | 220 | 88000 | 290 | 116000 | 272 | 108800 | 272 | 108800 | 11.7364
32 |  | c) 20mm dia ASTM D schedule 40 threaded PVC pipe with necessary PVC/UPVC specials | 350 | 1 Rmt | 238.64 | 83524 | 200 | 70000 | 280 | 98000 | 239 | 83650 | 239 | 83650 | 0.15085
33 | 53.5.2 | Supplying and fixing colour wash hand basin (without pedestal) superior variety of size 550x400mm with all accessories | 43 | 1 No | 3973.02 | 170839.86 | 2800 | 120400 | 4000 | 172000 | 4162 | 178966 | 4162 | 178966 | 4.7566
34 | 54.1.2 | Supplying and fixing of 15mm dia Engineering Polymer Tap (Long body) of best quality | 116 | 1 No | 259 | 30044 | 1100 | 127600 | 250 | 29000 | 305 | 35380 | 305 | 35380 | 17.7606
35 | 55.2.1 | Supplying and fixing of approved brand Lipped Mouth Porcelain Flat Back Urinal with all accessories | 12 | 1 No | 2252.55 | 27030.6 | 2500 | 30000 | 2000 | 24000 | 3280 | 39360 | 3280 | 39360 | 45.6127
36 | 56.3.2 | Supplying and fixing of Indian Water Closet white galzed (oriya type) of size 580 mm x 440 mm of approved make with ISI mark In Ground floor. | 6 | 1 No | 3424.09 | 20544.54 | 4500 | 27000 | 3500 | 21000 | 4262 | 25572 | 4262 | 25572 | 24.471
37 | 56.4.1 | Supplying and fixing of Indian Water Closet white glazed (oriya type) of size 580 mm x 440 mm of approved make with ISI mark (Other than ground floor) | 18 | 1 No | 5379.95 | 96839.1 | 5500 | 99000 | 6000 | 108000 | 5714 | 102852 | 5714 | 102852 | 6.2092
38 | 57.1.2 | Supplying and fixing colour EWC superior variety ( colour) | 21 | 1 No | 7651.85 | 160688.85 | 6500 | 136500 | 7000 | 147000 | 5279 | 110859 | 5279 | 110859 | -31.0101
39 | 58.3 | Supplying and fixing the following dia PVC (SWR) pipe including all required PVC specials etc., all complete., a) 110mm dia PVC SWR pipe | 120 | 1 Rmt | 735.27 | 88232.4 | 220 | 26400 | 700 | 84000 | 561 | 67320 | 561 | 67320 | -23.7015
40 |  | b) 75mm dia PVC SWR pipe | 134 | 1 Rmt | 617.97 | 82807.98 | 120 | 16080 | 600 | 80400 | 452 | 60568 | 452 | 60568 | -26.8573
41 | 64.1.1 | Wiring with 1.5 Sqmm copper PVC insulated unsheathed single core 1.1 K.v. grade cable 5 amps flush type switch (Open wiring) a) Light point with ceiling rose | 185 | 1 No | 895 | 165575 | 2200 | 407000 | 900 | 166500 | 650 | 120250 | 650 | 120250 | -27.3743
42 | 65.1.1 | Wirng with 1.5 sqmm copper PVC insulated unsheathed single core 1.1 KV grade cable for FAN POINT controlled by 5 amps flush type switch (Open wiring) | 3 | 1 No | 982 | 2946 | 2200 | 6600 | 1000 | 3000 | 678 | 2034 | 678 | 2034 | -30.9572
43 | 67.1 | Wiring with 1.5 Sqmm PVC insulated single core multi strand fire retardant flexible copper cable with ISI mark confirming IS: 694:1990 for 5 amps 5 pin plug socket point @ Switch Board Itself. | 2 | 1 No | 830 | 1660 | 250 | 500 | 800 | 1600 | 667 | 1334 | 667 | 1334 | -19.6386
44 | 68.2.1 | Wiring with 1.5 sqmm copper P.V.C. insulated unsheathed single core 1.1.k.v. grade cable for 5 amps. 5 pin plug socket point at convenient places (Open wiring) | 218 | 1 No | 677 | 147586 | 950 | 207100 | 600 | 130800 | 678 | 147804 | 678 | 147804 | 0.14771
45 | 68.2.2 | Wiring with 1.5 Sqmm PVC insulated single core multi strand fire retardant flexible copper cable with ISI mark confirming IS: 694:1990 for 5 amps 5 pin plug socket point @ Convenient Places.(PVC Electrical Box ) | 40 | 1 No | 1120 | 44800 | 950 | 38000 | 900 | 36000 | 797 | 31880 | 797 | 31880 | -28.8393
46 | 69.2 | Supply and fixing of 15 Amps 3 pin plug socket point on a suitable PVC box concealed and covered with 3mm thick laminated hylem sheet | 45 | 1 No | 135 | 6075 | 300 | 13500 | 150 | 6750 | 181 | 8145 | 181 | 8145 | 34.0741
47 | 75.2 | Supply and delivery of following Electric Ceiling fan a) 48" Electric fan 1200mm sweep | 3 | 1 No | 1552 | 4656 | 2250 | 6750 | 1800 | 5400 | 1661 | 4983 | 1661 | 4983 | 7.0232
48 | 84.3.1 | Run of main with 2 wires 4 sq.mm. PVC insulated single core multi strand fire retardant flexible copper cablewith ISI mark (Open wiring) | 359 | 1 Rmt | 177 | 63543 | 250 | 89750 | 200 | 71800 | 163 | 58517 | 163 | 58517 | -7.9096
49 | 96.6.1 | Supplying and fixing of 15 microns Anodised Aluminium partition powder coated of any colour a) 1.55 x 2.10m | 12.5 | 1 Sqm | 4974.94 | 62186.75 | 2700 | 33750 | 5000 | 62500 | 3351 | 41887.5 | 3351 | 41887.5 | -32.6424
50 | 97.6.2 | Supplying and fixing of 15 microns Anodised Aluminium Door Powder coated of any colour a) 1.00 x 2.10m | 2.1 | 1 Sqm | 5150.98 | 10817.058 | 5500 | 11550 | 5500 | 11550 | 3673 | 7713.3 | 3673 | 7713.3 | -28.6932
51 | 97.5.2 | Supplying, fabricating and erection of display showcase of various depths as followings made up wood plastic composite board of 0.60 density and 18mm thick for display a). 1.83 x 2.14 m 380mm depth | 47 | 1 Sqm | 18600 | 874200 | 14000 | 658000 | 20000 | 940000 | 15990 | 751530 | 15990 | 751530 | -14.0323
52 | 207.3.5 | Painting the old walls two coats with 1st class ready mixed plastic emulsion paint of best approved quality colour and shade including scrapping | 4000 | 1 Sqm | 171 | 684000 | 170 | 680000 | 150 | 600000 | 110 | 440000 | 110 | 440000 | -35.6725
53 | 207.4 | Painting the old wood work with two coats of approved Ist class synthetic enamel paint including thorough scrapping | 92 | 1 Sqm | 164 | 15088 | 300 | 27600 | 200 | 18400 | 142 | 13064 | 142 | 13064 | -13.4146
54 | 213 | Supply and delivery at site and fixing of SFRC manhole cover with frame b) 0.60 x 0.60m | 10 | 1 No | 2701 | 27010 | 2500 | 25000 | 2500 | 25000 | 2543 | 25430 | 2543 | 25430 | -5.8497
55 | 216 | Dismantling the damaged pressed tiles in cement mortar without affecting the adjacent structures in all floors and clearing the debries 2km away from the site | 300 | 1 Sqm | 24.2 | 7260 | 200 | 60000 | 200 | 60000 | 134 | 40200 | 134 | 40200 | 453.719
56 | 221 | Removing the existing aluminium window shutter including the removal of frames, hinges, fastenings and shutters form the existing structure and stacking the same carefully for reuse | 506 | 1 Sqm | 145.64 | 73693.84 | 150 | 75900 | 170 | 86020 | 113 | 57178 | 113 | 57178 | -22.4114
57 | 222.2.1 | Labour charges for removing the damaged door shutter or other similar joinery works without affecting the adjacent structures and refixing | 176 | 1 Sqm | 383.9 | 67566.4 | 150 | 26400 | 500 | 88000 | 332 | 58432 | 332 | 58432 | -13.5191
58 | 238.1 | Anticorrosive treatment for window grills | 0.836 | 1 MT | 2954.25 | 2469.753 | 8000 | 6688 | 4000 | 3344 | 2373 | 1983.828 | 2373 | 1983.828 | -19.675
59 | 242.2.2 | Dismantling the damaged Floor finish and dadooing walls in cement mortar with Mosaic Tiles / Glazed Tiles / Cuddapah Slabs/shahabad flooring without affecting the adjacent structures in all floors and including clearing debries 2km away from the site | 3054 | 1 Sqm | 57.75 | 176368.5 | 200 | 610800 | 150 | 458100 | 109 | 332886 | 109 | 332886 | 88.7446
60 | 254.2 | Providing two legged scaffolding using 15cm diameter casurina props (a) for 3.00m height | 227 | 1 Rmt | 354.82 | 80544.14 | 600 | 136200 | 350 | 79450 | 367 | 83309 | 367 | 83309 | 3.4327
61 |  | (b) 13.00m height height in addition of 2.5m height | 236 | 1 Rmt | 1723.94 | 406849.84 | 2000 | 472000 | 1500 | 354000 | 1887 | 445332 | 1887 | 445332 | 9.4586
62 | 255.8.3 | Supplying, assembling and fixing of 24W LED 4000K 2 x 2 Square type Recessed fittings with LED (Higher end) | 145 | 1 No | 3850 | 558250 | 4300 | 623500 | 3000 | 435000 | 2266 | 328570 | 2266 | 328570 | -41.1429
63 | 255.8.5 | Supplying, assembling and fixing of 18W LED 3000K Square type recessed fitting with LED (higher end) | 36 | 1 No | 1670 | 60120 | 2200 | 79200 | 1500 | 54000 | 1475 | 53100 | 1475 | 53100 | -11.6766
64 | 343.2.1 | Supply and erection of iron work for truss | 836 | 1 Kg | 110.75 | 92587 | 110 | 91960 | 130 | 108680 | 119 | 99484 | 119 | 99484 | 7.4492
65 | 343.2.2 | Supplying and fixing of Galvanium Colour Roof sheet of 0.47mm thick over MS purlin of approved ISI quality | 83.2 | 1 Sqm | 1020.01 | 84864.832 | 950 | 79040 | 1300 | 108160 | 974 | 81036.8 | 974 | 81036.8 | -4.5107
66 | 361.4.1 | Supply and Installation of Anutone Subtex Nubby, steppe edge, Glassfibre core fully encapsulated ceiling tile of size 595x595x15mm having density 100-120Kgs/m3, weight 1.5-1.8kg/m2 which is suspended by using 0.3mm thick and 15mm wide pre coated metal T15 grid system. | 39 | 1 Sqm | 3400 | 132600 | 1600 | 62400 | 4000 | 156000 | 1582 | 61698 | 1582 | 61698 | -53.4706
67 | 362.2.2 | Supplying and fixing of Stain free nano polish Vitrified Tiles of size 600x600x8mm for flooring and other similar works | 2060 | 1 Sqm | 1523.49 | 3138389.4 | 1150 | 2369000 | 1200 | 2472000 | 1137 | 2342220 | 1137 | 2342220 | -25.3687
68 | 379.7 | Supply and fixing of lab table of size 7.00 x 1.50 x 0.75 m made of 19mm thick BWR plywood with 1mm thick | 4 | 1 No | 50000 | 200000 | 375000 | 1500000 | 50000 | 200000 | 44183 | 176732 | 44183 | 176732 | -11.634
69 | 382.1 | Supply, delivery and fixing of white porcelain sink of size 600x450x200mm with 32mm dia B class GI waste water pipe and 32mm dia CP waste coupling etc | 24 | 1 No | 2147 | 51528 | 2800 | 67200 | 2500 | 60000 | 2492 | 59808 | 2492 | 59808 | 16.0689
70 | 465.6 | Providing and fixing Acoustic Wall Panelling (equivalent to Armstrong) in channelled wood works perforated panels | 75 | 1 Sqm | 8615 | 646125 | 5000 | 375000 | 8500 | 637500 | 4619 | 346425 | 4619 | 346425 | -46.3842
71 | 530.1.0 | Supply and fixing of Partition Tile Based System (75mm thick.x 1200mm height ) | 198 | 1 Sqm | 5112.9 | 1012354.2 | 4500 | 891000 | 5000 | 990000 | 5481 | 1085238 | 5481 | 1085238 | 7.1994
72 | 530.1.1 | Supplying and providing Table top & vertical support legs are made of 25mm thk particle board finished | 48 | 1 Sqm | 2691 | 129168 | 2400 | 115200 | 3000 | 144000 | 3040 | 145920 | 3040 | 145920 | 12.9692
73 | 530.1.2 | Providing and fixing Mobile pedestal (3 Drawer) made of pre-laminated particle board pannels of 18mm thick | 66 | 1 No | 5800 | 382800 | 4000 | 264000 | 5500 | 363000 | 2882 | 190212 | 2882 | 190212 | -50.3103
74 | 530.1.3 | Providing and fixing Keyboard unit with EBCO Channels Key board tray made of 18mm thick | 66 | 1 No | 1750 | 115500 | 900 | 59400 | 2000 | 132000 | 1243 | 82038 | 1243 | 82038 | -28.9714
75 | 530.1.4 | Supply and delivery of fixed chair (Office chair ARB VC 031 x C805U Netled chair) | 66 | 1 No | 5500 | 363000 | 4500 | 297000 | 5500 | 363000 | 3503 | 231198 | 3503 | 231198 | -36.3091
76 | 530.2.6 | Supplying and fixing of Conference Table made up of 25mm thick Particle board for top and leg 25mm thick particle board for the modesty 18mm prelaminated board all the visiable parts are covered by 0.5 and 2mm thick PVC edge band. Size : 1200 mm (w) x 600 mm (d) x 750mm (h) | 44 | 1 No | 6000 | 264000 | 7000 | 308000 | 7000 | 308000 | 4181 | 183964 | 4181 | 183964 | -30.3167
77 | 540.1.3.1 | Supply and fixing of MS stand (Powder coated) for fixing outdoor unit | 46 | 1 No | 1088 | 50048 | 1000 | 46000 | 1000 | 46000 | 678 | 31188 | 678 | 31188 | -37.6838
78 | 540.1.6.1 | Supply, delivery and installation of Hi wall Split Air conditioner with copper coil (5 star rated) a) For 2.00 Tr Hi wall mounting split type 5 star | 22 | 1 No | 56370 | 1240140 | 60000 | 1320000 | 53000 | 1166000 | 61585 | 1354870 | 61585 | 1354870 | 9.2514
79 |  | b) For 1.50 Tr Hi wall mounting split type 5 star | 24 | 1 No | 44160 | 1059840 | 48000 | 1152000 | 40000 | 960000 | 50285 | 1206840 | 50285 | 1206840 | 13.87
80 | 540.1.8.1 | Supply, delivery and laying of PVC drain pipe 25mm with specials (For AC) | 357 | 1 Rmt | 64.1 | 22883.7 | 100 | 35700 | 75 | 26775 | 203 | 72471 | 203 | 72471 | 216.6927
81 | 540.1.9.1 | Supply and installation of 5KVA capacity automatic voltage stabilizer with time delay relay | 46 | 1 No | 4940 | 227240 | 4400 | 202400 | 4000 | 184000 | 1978 | 90988 | 1978 | 90988 | -59.9595
82 | 540.2.1 | Supplying and laying of 5/8" and 3/8" copper pipe (Extra beyond 3m supplied with AC unit) | 317 | 1 Rmt | 940 | 297980 | 950 | 301150 | 1200 | 380400 | 904 | 286568 | 904 | 286568 | -3.8298
83 | 615.2.9 | Labour charges for removing the existing ceiling fans, tube light fittings from the existing structure and stacking the same carefully for reuse | 2 | 1 Job | 2500 | 5000 | 1000 | 2000 | 3000 | 6000 | 2543 | 5086 | 2543 | 5086 | 1.72
84 | 640.4 | Supplying and clamping of 4core 2.5Sqmm Copper flexible armoured cable on post or wall and ceiling | 317 | 1 Rmt | 110 | 34870 | 425 | 134725 | 130 | 41210 | 158 | 50086 | 158 | 50086 | 43.6364
85 | 741.1.1 | Supply and fixing of 20Amps Double pole plug and sockets in sheet steel enclosure with 32 AMPS Double pole MCB in Flush with wall with earth connection ( for AC Plug) | 22 | 1 No | 1839 | 40458 | 2250 | 49500 | 2000 | 44000 | 1454 | 31988 | 1454 | 31988 | -20.9353
86 | 778.2.3 | Supplying and fixing in position of 10 mm thick (Plain sheet) Hilux / equivalent board false ceiling | 1449 | 1 Sqm | 972 | 1408428 | 1400 | 2028600 | 1000 | 1449000 | 1156 | 1675044 | 1156 | 1675044 | 18.93
87 | 832.5.2 | Supplying and fixing in position of UPVC window of casement type( open) for all sizes | 600 | 1 Sqm | 7482 | 4489200 | 5500 | 3300000 | 6000 | 3600000 | 5780 | 3468000 | 5780 | 3468000 | -22.7479
88 | 832.5.3 | Supplying and fixing in position of UPVC Ventilator louvered ventilator type for all sizes | 130 | 1 Sqm | 8106 | 1053780 | 5500 | 715000 | 6000 | 780000 | 6082 | 790660 | 6082 | 790660 | -24.9692
89 | 959.2.3 | Supply, installation, testing and commissioning of 500 KVA Diesel Generator set complete with all accessories | 1 | 1 No | 3986000 | 3986000 | 3500000 | 3500000 | 4000000 | 4000000 | 3290000 | 3290000 | 3290000 | 3290000 | -17.4611
90 | 960.2.1 | AMF PANEL: The Control panel shall be made of 14 & 16 SWG sheet steel mounted on a channel frame, floor mounting, free standing, dust proof, cubical type front operated etc., It shall be provided with800 Amps 50 KA FP ACB (with adjustable settings) | 1 | 1 Set | 455000 | 455000 | 600000 | 600000 | 450000 | 450000 | 485900 | 485900 | 485900 | 485900 | 6.7912
91 | 960.3 | Electrical Accessories for 500 KVA Diesel Generator set. a) Supply and installation of M.S. cable adopter box made of 14 SWG sheet | 1 | 1 No | 19800 | 19800 | 12000 | 12000 | 20000 | 20000 | 12430 | 12430 | 12430 | 12430 | -37.2222
92 |  | b) Supplying and laying of 3.5 core 300 Sq.mm PVC armoured LTUG cable Below GL | 105 | 1 Rmt | 1931 | 202755 | 1400 | 147000 | 2200 | 231000 | 2093 | 219765 | 2093 | 219765 | 8.3894
93 |  | c) Supplying and providing cable end terminatin of 3.5 x 300 Sqmm PVC LTUG Aluminium armoured cable | 12 | 1 No | 650 | 7800 | 750 | 9000 | 1000 | 12000 | 215 | 2580 | 215 | 2580 | -66.9231
94 |  | d) Supplying and fixing of brass cable gland suitable for 3.5 core 300 Sqmm PVC armoured LTUG cable | 12 | 1 No | 818 | 9816 | 820 | 9840 | 1000 | 12000 | 316 | 3792 | 316 | 3792 | -61.3692
95 |  | e) Insulation for the residential silencer | 2 | 1 No | 2700 | 5400 | 750 | 1500 | 3000 | 6000 | 2029 | 4058 | 2029 | 4058 | -24.8519
96 |  | f) Supply and installation of MS exhaust pipe of suitable thickness with 160mm dia from the silencer | 6 | 1 Rmt | 4200 | 25200 | 3500 | 21000 | 4000 | 24000 | 3158 | 18948 | 3158 | 18948 | -24.8095
97 |  | g) Supply and installation of MS exhaust pipe of suitable thickness with 200 mm dia complete with MS wall / ceiling support etc | 6 | 1 Rmt | 4800 | 28800 | 2400 | 14400 | 5000 | 30000 | 3539 | 21234 | 3539 | 21234 | -26.2708
98 |  | h) Supply and installation of exhaust pipe thermal insulation lagging with mineral wool as per IS 3677 / 1973 reinforced with chicken mesh and gladded with aluminium sheet of 26 SWG and 50mm thick with 64 Kg/Cu.Mtr.Density | 12 | 1 Rmt | 2700 | 32400 | 2800 | 33600 | 2700 | 32400 | 2029 | 24348 | 2029 | 24348 | -24.8519
99 |  | i) Supply and installation of stainless steel rain hold / rain cap / bend at top of the exhaust pipe to prevent rain water entry to exhaust pipe with provision of drain plug in the system | 2 | 1 Set | 5400 | 10800 | 12000 | 24000 | 6000 | 12000 | 4058 | 8116 | 4058 | 8116 | -24.8519
100 |  | j) Supply and laying of 7 core 2.5 Sqmm copper armoured cable for control wiring with necessary termination arrangements at both ends etc., | 35 | 1 Rmt | 720 | 25200 | 850 | 29750 | 1000 | 35000 | 499 | 17465 | 499 | 17465 | -30.6944
101 | 960.4 | Earth and Earth Connection a) Supply and run of 25mm x 6mm tin coated copper flat from the earthing to the control panel. Neutral earthing / alternator earthing and interconnection of earthings | 50 | 1 Rmt | 822 | 41100 | 1000 | 50000 | 1000 | 50000 | 661 | 33050 | 661 | 33050 | -19.5864
102 |  | b) Supply and run of 50mm x 6mm GI flat from the earthing to the control panel, DG set alternator body earthing and interconnection of earthings etc | 50 | 1 Rmt | 288 | 14400 | 210 | 10500 | 300 | 15000 | 217 | 10850 | 217 | 10850 | -24.6528
103 |  | c) Supply and laying of 2 runs of No.8 copper for earth connection | 30 | 1 Rmt | 128 | 3840 | 180 | 5400 | 100 | 3000 | 97 | 2910 | 97 | 2910 | -24.2188
104 |  | d) Earthing as per the ISI specification with an earth electrode of 3m.CI (Cast Iron) pipe of dia not less than 40mm, with necessary funneling arrangements with necessary masonary work | 2 | 1 No | 2516 | 5032 | 12000 | 24000 | 2500 | 5000 | 2032 | 4064 | 2032 | 4064 | -19.2369
105 |  | e) Plate earthing with copper plate of size 600 x 600 x 3mm as per the ISI specification with an earth electrode of 2.1 mtr. Class 'B' GI pipe of dia not less than 40mm, | 2 | 1 No | 8844 | 17688 | 16000 | 32000 | 10000 | 20000 | 9543 | 19086 | 9543 | 19086 | 7.9037
106 | 960.5 | Installation, Testing, Commissioning and Trial run of DG set with Consumables (Including first charging of lubricating oil & necessary fuel) for 6 hrs. at load | 1 | 1 Job | 100000 | 100000 | 100000 | 100000 | 100000 | 100000 | 73450 | 73450 | 73450 | 73450 | -26.55
107 | 960.6 | Preparation of necessary drawings for DG set approval by Chief electrical Inspector to Government / CEA, obtain approval | 1 | 1 Job | 80000 | 80000 | 180000 | 180000 | 80000 | 80000 | 62150 | 62150 | 62150 | 62150 | -22.3125
108 | 963 | Supplying, laying, fixing and jointing 32mm dia MS pipe suitable for gas supply for above GL | 90 | 1 Rmt | 550 | 49500 | 120 | 10800 | 500 | 45000 | 652 | 58680 | 652 | 58680 | 18.5455
109 | 982 | a) Supply of Real Presence Group 500-720p: Group 500 HD code EagleEyeIV-12x camera | 1 | 1 No | 478350 | 478350 | 250000 | 250000 | 450000 | 450000 | 350300 | 350300 | 350300 | 350300 | -26.7691
110 |  | b) Supply of Partner Premier, RealPresence Group 500-720p: Group 500 HD codec, EagleEyeIV-12x camera | 1 | 1 No | 51500 | 51500 | 150000 | 150000 | 50000 | 50000 | 36556 | 36556 | 36556 | 36556 | -29.0175
111 |  | c) Supply of EDUCORP Full HD Digital Visualizer High quality CMOS sensor | 1 | 1 No | 98750 | 98750 | 16000 | 16000 | 90000 | 90000 | 33900 | 33900 | 33900 | 33900 | -65.6709
112 |  | d) Supply of 5 KVA Inverter UPS with 100ah SMF Battery including all necessary accessories | 1 | 1 No | 83200 | 83200 | 5000 | 5000 | 80000 | 80000 | 84750 | 84750 | 84750 | 84750 | 1.863
113 |  | e) Supply of open metal rack and interlink cable | 1 | 1 No | 13600 | 13600 | 6000 | 6000 | 12000 | 12000 | 14125 | 14125 | 14125 | 14125 | 3.8603
114 |  | f) Supply of colour printer including scan,copy,wifi. | 1 | 1 No | 38500 | 38500 | 18000 | 18000 | 40000 | 40000 | 21188 | 21188 | 21188 | 21188 | -44.9662
115 |  | g) Supply of 55 inch LG display with wall mount kit. Model : 55UT640S. Brand : LG / Equivalent | 1 | 1 No | 77850 | 77850 | 90000 | 90000 | 75000 | 75000 | 50850 | 50850 | 50850 | 50850 | -34.6821
116 |  | h) Supply of HP/ Equivalent Commercial Desktop - 385Z9PA "HP 280 G6 MT Desktop | 1 | 1 No | 90700 | 90700 | 9000 | 9000 | 90000 | 90000 | 73450 | 73450 | 73450 | 73450 | -19.0187
117 |  | i) Supply of PA Mixer Amplifier with Built-in Digital Player 6 Inchs 10 Watts PA Ceiling Speakers | 1 | 1 No | 225000 | 225000 | 8500 | 8500 | 225000 | 225000 | 83338 | 83338 | 83338 | 83338 | -62.9609
118 |  | j)Testing, Commissioning and Installation charges for Camera, HD Digital visualizer, Inverter, rack, Printer, display, Desktop and Amplifier | 1 | 1 Job | 35000 | 35000 | 25000 | 25000 | 30000 | 30000 | 22600 | 22600 | 22600 | 22600 | -35.4286
|  | Total Amount Rs. |  |  |  | 32975477.096 |  | 31557088 |  | 30750024 |  | 27642623.038 |  | 27642623.038
|  | GST @ 18% |  |  |  | 5935585.8773 |  | 5680275.84 |  | 5535004.32 |  | 4975672.1468 |  | 4975672.1468
|  | TOTAL |  |  |  | 38911062.9733 |  | 37237363.84 |  | 36285028.32 |  | 32618295.1848 |  | 32618295.1848
|  | Excess / Less amount | [5 empty] | -1673699.1333 |  | -2626034.6533 |  | -6292767.7884 |  | -6292767.7884
|  | Excess / Less percentage | [5 empty] | -4.3013 |  | -6.7488 |  | -16.1722 |  | -16.1722
Submitted : The lowest and negotiated tenderer of M/s. P. Manickam & Co, Chennai - 600 012, for a value of Rs.3,26,18,295.18 (with GST at 18%) which is Rs.62,92,767.79 or at (-)16.17% less then the estimate value of Rs.3,89,11,062.97 (with GST at 18%) as per PWD SR 2022-2023 may be accepted by the Competent authority.
Superintending Engineer Chennai Circle/TNPHC Ltd

## Ann-A
Name of Work :- Improving infrastructure facilities in all analytical divisions for Forensic Science Lab building situated within the Directorate of Forensic Science Campus, Mylapore in Chennai City.
ANNEXURE TO SCHEDULE - A
Sl. No | Item No | QTY | DESCRIPTION OF WORK | TNBP NO. | RATE IN FIG. AND IN WORDS | UNIT IN FIG. AND IN WORDS | AMOUNT
1 | 2 | 3 | 4 | 5 | 6 | 7 | 8
1 | 1.1 |  | Earth work excavation for foundation in all soils and sub-soils to the required depth as may be directed except in hard rock requiring blasting but inclusive of shoring, strutting, and bailing out water wherever necessary and refilling the sides of foundation with excavated earth in 150mm thick layers well watered rammed and consolidated and depositing the surplus earth in places shown clearing and levelling the site with an initial lead of 10 metres and lift as specified here under etc. complete in all respects complying with relevant standard specifications. (Including Refilling). a) 0 to 2m depth. | 17, 23 & 24 |  | 1m3 (One Cubic metre)
2 | 39 |  | Supplying and fixing Mild Steel grills as per the design approved to verandah enclosure or gate including one coat of primer and labour for fixing in position etc. all complete |  |  | 1 Kg. (One Kilogram)
3 | 41 |  | Painting the new Iron work and other similar works such as PVC /ASTM Pipes, Kerb Stone and grills with two coats of approved first class synthetic enamel ready mixed paint of approved quality and brand, the paint should be supplied by the contractor at his own cost. (The quality and the brand of paint should be got approved by the Executive Engineer before use) complying with relevant Standard specifications. | 66 & 66A |  | 1m2 (One Square metre)
4 | 51 |  | Supply and erection of Rotational Moulded Polyethylene water storage tanks (HDPE Cylinderical vertical type) for outdoor use having capacity of 700 litres (excluding free board) of approved brand (superior variety) with ISI Mark (marked in the tank itself) with top lid with provisions of locking including necessary specials and fittings for storing potable water and manufactured with material which do not import any taste / odour / any toxic effect and not to contaminate etc with carbon block content and dispersion in accordance with relevant I.S. specification and as directed by the departmental officers etc. complete. (The tank should be got approved from the Executive Engineer before use) |  |  | 1 No. (One Number)
5 | 74 |  | Charges for assembling and fixing of ceiling fan of different sweep with necessary connections and fixing of fan regulator on the existing board etc., all complete (Excluding cost of fan) |  |  | 1 No. ( One Number )
6 | 77.4 |  | Supplying, laying and concealing of PVC pipe of 20mm dia with necessary specials and other materials including Run off 1No. Fish wire (G.I.22g) for drawing cable for T.V./Telephone etc., all complete and as directed by the departmental officers. |  |  | 1 RMT (One Running Metre)
7 | 112 |  | Supplying and fixing of 300 mm dia sweep AC exhaust fan of approved ISI quality including necessary wall opening, fixing and finishing the wall opening and making good including cost of material, labour for fixing, chipping and redoing necessary inter connection, scaffolding, hire charges for tools and plants etc., all complete and as directed by the departmental officers. |  |  | 1 No. ( One Number )
8 | 238 |  | Applying one coat of anticorrosive treatment on steel reinforcement rods (20 ltrs. of anitcorrosive chemical for one mertic tonne of steel reinforcement rods) at site including a cost of required quantity of anticorrosive chemicals, (best approved quality) cement, consumables such as brushes, gloves and labour for anticorrosive coating etc. complete and as directed by the departmental officers. (The Quality and brand of anticorrosive chemaical should be got approved by the Executive Engineer before use). |  |  | 1 MT (One Metric tonne)
9 | 2.15 |  | ANNEXURE Supply and filling in foundation and basement with Stonedust in layers of 150mm thickness well watered, rammed and consolidated complying with relevant standard specification including cost of Stonedust etc., all complete and as directed by departmental officer. |  |  | 1m3 (One Cubic metre)
10 | 3.1.3 |  | Plain cement concrete 1:5:10 (One of cement, five of crushed stone sand and ten of hard broken stone Jelly) for foundation using 40 mm gauge hard broken stone jelly inclusive of shoring, strutting and bailing out water wherever necessary ramming, curing etc., complete in all respects complying with relevant standard specifications and as directed by the departmental officers. |  |  | 1m3 ( One Cubic metre )
11 | 6.2.2 |  | Brick work in CM 1:5 (One of cement and five of crushed stone sand) using chamber burnt bricks of size 9”x4½”x3” (23x11.4x7.5 cm) in foundation and basement including dewatering wherever necessary proper setting, curing etc., complete with relevant standard specifications. |  |  | 1m3 (One Cubic metre)
12 | 8.2.3.1 |  | Providing and laying in position, Standardised Concrete Mix M-30 Grade in accordance with IS:456-2000 using 20mm and down graded hard broken granite stone jelly for the all RCC items of works with minimum cement content of 400 Kg/m3 and maximum water cement ratio of 0.45, including admixture (plasticiser/super plasticiser) in recommended proportions as per IS:9103 to accelerate, retard setting of concrete, improve workability without impairing strength and durability with about (5.0 cum) 7730Kg of 20mm machine crushed stone jelly and with about (3.3 cum) 5156 Kg of 10-12mm machine crushed stone jelly and with about (4.79 cum) 7670Kg of crushed stone sand (for making 10 cum) but excluding cost of reinforcement grill and fabricating charges, centering and shuttering and also including laying, vibrating with mechanical vibrators, finishing, curing etc., and providing fixtures like fan clamps in the RCC floor/roof slabs wherever necessary without claiming extra etc., complete complying with relevent standard specification and as directed by the departmental officers. The coarse and fine aggregates to be used should comply with requirements of IS standards. (No separate payment will be made by the Departmental for the excess usage of materials) a. In Foundation and basement |  |  | 1m3 (One Cubic metre)
13 | 9.2.2 |  | Brick work in Cement Mortar 1:6 (One of cement and six of crushed stone sand) using Chamber burnt bricks of size 9”x4½"X3” (23x11.4x7.5cm) for super structure in the following floors including labour for fixing the doors, windows and ventilator frames in position, fixing of hold fasts, scaffoldings, curing etc., complete in all respect complying with relevant standard specifications and drawings. a) In Ground Floor |  |  | 1m3 (One Cubic metre)
14 |  |  | b) In First Floor |  |  | 1m3 (One Cubic metre)
15 |  |  | c) In Second Floor |  |  | 1m3 (One Cubic metre)
16 |  |  | d) In Third floor |  |  | 1m3 (One Cubic metre)
17 | 18.1 |  | Providing Form work and centering for reinforced cement concrete works including supports and strutting up to 3.30m height for plane surfaces as detailed below with all cross bracings using mild steel sheets of size 90cm x 60cm and MS 10 gauge stiffened with welded mild steel angles of size 25mmx25mmx3mm for boarding laid over silver oak or country wood joists of size 10cmx6.5cm spaced at about 90cm centre to centre and supported by casurina props 10cm to 13cm dia spaced at 75cm intervals and removing the same after a specified period without damaging the R.C.C works etc., complete complying with standard specifaction and as directed by the departmental officers. a. For Column footings, plinth beam, Grade beam, Raftbeam, Raft slab etc., | 30 (8) |  | 1m2 (One Square metre)
18 |  |  | c.For Square and rectangular columns and small quantities such as sunshade, parapet cum drops window boxing, fin projection and other similar works. |  |  | 1m2 (One Square metre)
19 | 22.1.8 |  | Supplying and fixing of Best Indian Teakwood Panelled door shutters Single leaf in position using 75mm x 37.5mm styles and 4 Nos. of 150x37.5mm rails ( top, middle, bottom and lock rail) 2 nos. of 75mm x 37.5mm vertical shorter styles and 18.75mm thick planks for panels including cost and labour for fixing the Aluminium furniture fittings such as 1 no of 6" door Handles "D" type of various sizes with required screws, 3 nos of 5" Butt Hinges with Nylon Washers (125 x 30mm), 2 nos of 6"x1/2" Tower bolt, 1 no of 10"x5/8" aldrop, 1 no of nylon bush and 1no of door stopper with Brass screws and labour for wrought and putup of best approved quality and shade etc., all complete and as directed by the departmental officers (a) Door size 0.90 x 2.10 m |  |  | 1m2 (One Square metre)
20 | 26.1 |  | Flooring with a bed of CC 1:5:10 (one of cement, five of crushed stone sand and ten of hard broken stone jelly) using 40mm size hard broken stone jelly and top left rough to receive the floor finish with required slopes including ramming, curing etc., all complete complying with relevant standard specifications. |  |  | 1m3 (One Cubic metre)
21 | 29.9.4.1 |  | Supplying and fixing of Colour matt finish floor Tiles of size 305x305mm (12"x12") for flooring and other similar works (Best approved superior quality and the same shall be got approved from the Executive Engineer before using) over cement mortor 1:3 (One of cement and three of crushed stone sand) 20mm thick including fixing in position, cutting the tiles to the required size wherever necessary pointing the joints with Grout (Tile joint filler), curing, finishing etc., all complete and as directed by the departmental officers. (The brand quality of tiles should be got approved from Executive Engineer before use ). |  |  | 1m2 (One Square metre)
22 | 29.9.5.1 |  | Supplying and fixing of Colour matt finish Wall Tiles of size 12"x18" for wall and other similar works (Best approved superior quality and the same shall be got approved from the Executive Engineer before using) over cement plastering in CM 1:2 (One of cement and two of crushed stone sand) 10mm thick including fixing in position, cutting the tiles to the required size wherever necessary, pointing the joints with Grout (Tile joint filler), curing, finishing etc., all complete and as directed by the departmental officers. (The brand quality of tiles should be got approved from Executive Engineer before use ). |  |  | 1m2 (One Square metre)
23 | 32.1.1 |  | Finishing top of roof with one course of Pressed Tiles of approved superior quality of size 23cmx 23cmx20mm thick laid over weathering course in cm 1:3 (One of cement and three of crushed stone sand) 12mm thick mixed with Water proofing compound at 2% by weight of cement used and pointed neatly with the same cement mortar mixed with water proofing compound including curing etc., as per standard specifications. (The quality of tiles shall be got approved from the Executive Engineer before use) |  |  | 1m2 (One Square metre)
24 | 32.1.5 |  | Pointing the Pressed Tile over the roof with cement mortar 1:3 (One of cement and three of crushed stone sand) including cost of all materials and labour charges for pointing, curing etc., all complete and as directed by the departmental officers. |  |  | 1m2 (One Square metre)
25 | 33.1.1 |  | Plastering with CM 1:5 (One of cement and five of crushed stone sand) 20mm thick finished with neat cement including plasticizer, providing band cornice, ceiling cornice, curing, scaffolding, etc., complete in all respects and complying with relevant standard specifications. |  |  | 1m2 (One Square metre)
26 | 33.2.1 |  | Plastering with CM 1:5 (One of cement and five of crushed stone sand) 12mm thick finished with neat cement including plasticizer, providing band cornice, ceiling cornice, curing, scaffolding, etc., complete in all respects and complying with relevant standard specifications. |  |  | 1m2 (One Square metre)
27 | 43.2.1 |  | Supplying, fabricating and placing in position of Mild steel Grills / Ribbed Tor Steels (without cement slurry) of all diameters for reinforcement for all floors including cost of binding wire insulated with PVC, bending tying etc., all complete and as directed by the departmental officers. |  |  | 1 MT (One Metric Tonne)
28 | 44.6.1 |  | Supplying and fixing of 110mm dia PVC SWR pipe with ISI mark confirming to IS 13952:1992- type 'A' for Rain water down fall pipe (to be got approved from the EE/SE/CE before use in works) with relevant specials such as gratings, shoes, bends, offsets confirming to IS 14735 including jointing with seal ring confirming IS 5382 with leaving a gap about 10mm to allow thermal expansion with necessary UPVC " U " Breacket / clamps, teak wood plugs, etc., of approved quality and including fixing C.I. gratings at the junction of parapet and floor or roof slab etc., including finishing etc., complete complying with relevant standard specifications. | 107 & 119 |  | 1 RMT (One Running Metre)
29 | 51.1.1 |  | Supply and erection of Rotational Moulded Polyethylene water storage tanks (HDPE Cylinderical vertical type) for outdoor use having capacity of 3000 litres (excluding free board) of approved brand (superior variety) with ISI Mark (marked in the tank itself) with top lid with provisions of locking including necessary specials and fittings for storing potable water and manufactured with material which do not import any taste / odour / any toxic effect and not to contaminate etc with carbon block content and dispersion in accordance with relevant I.S. specification and as directed by the departmental officers etc. complete. (The tank should be got approved from the Executive Engineer before use) |  |  | 1 No. (One Number)
30 | 52.1.1 |  | Supplying, laying, fixing and jointing the following PVC pipes as per ASTM D - 1785 of schedule 40 of wall thickness not less than the specified in IS 4985 suitable for plumbing by threading of wall thickness including the cost of suitable UPVC specials like Elbow, Tee reducers, Plug, unions, bend, coupler, nipple/ UPVC gate valve, UPVC check and UPVC / ball valve etc., wherever required above the ground level including the cost of teflon tape, PVC special clamps, nails, etc., fixing on wall to the proper gradient and alignment and redoing the chipped of masonry etc., as directed by the departmental officers. (The brand and quality of pipes and specials should be got approved by the EE/SE/CE before use in works) a) 32mm dia ASTM D schedule 40 threaded PVC pipe with necessary UPVC specials |  |  | 1 RMT (One Running Metre)
31 |  |  | b) 25mm dia ASTM D schedule 40 threaded PVC pipe with necessary UPVC specials |  |  | 1 RMT (One Running Metre)
32 |  |  | c) 20mm dia ASTM D schedule 40 threaded PVC pipe with necessary UPVC specials |  |  | 1 RMT (One Running Metre)
33 | 53.5.2 |  | Supplying and fixing colour wash hand basin (without pedestal) superior variety of size 550x400mm with all accessories such as powder coated cast iron brackets, 32mm dia C.P. waste coupling, Rubber plug and aluminium chain, 32mm dia 'B' class G.I. / PVC waste pipe, Angle Valve, 15mm dia Nylon connection, 15mm dia Brass Nipples, 15mm C.P. pillar tap & required grating etc., complete in all respects (wash hand basin shall be got approved by the Executive Engineer before fixing). |  |  | 1 No. (One Number)
34 | 54.1.2 |  | Supplying and fixing of 15mm dia Engineering Polymer Tap (Long body) of best quality including cost of materials, labour charges for fixing the tap with required specials etc, all complete and as directed by the departmental officers., (The quality and brand of fittings should be got approved from Executive Engineer before use). |  |  | 1 No. ( One Number )
35 | 55.2.1 |  | Supplying and fixing of approved brand Lipped Mouth Porcelain Flat Back Urinal with all accessories such as 32mm dia Bell Mouth PVC Connection, 15mm dia GM Wheel Valve, 15mm dia 'B' Class GI Waste Water Pipe, 15mm dia Nylon Connection, 15mm dia Brass Nipple, TW plug and labour for fixing etc., all complete as directed by the departmental officers (The brand and quality shall got approved from the Executive Engineer before use) |  |  | 1 No (One Number)
36 | 56.3.2 |  | Supplying and fixing of Indian Water Closet white glazed (oriya type) of size 580 mm x 440 mm of approved make with ISI mark (to be got approved from EE before use) with PVC SWR grade 'P' or 'S' trap, including concrete packing, filling portion with earth, flooring the area with 75mm thick brick jelly concrete in CC 1:8:16 (one of cement, eight of curshed stone sand and sixteen of brick jelly) using 40mm size brick jelly and top left rough to receive the floor plastering but including anti-syphonage connection, curing, etc. all complete and as directed by the departmental officers. In Ground floor. |  |  | 1 No. ( One Number )
37 | 56.4.1 |  | Supplying and fixing of Indian Water Closet white glazed (oriya type) of size 580 mm X 440 mm of approved make with ISI mark (to be got approved from Executive Engineer before use) with PVC SWR grade 'P' or 'S' trap, including concrete filling the sunk portion with brick jelly lime concrete proportion of brick jelly to lime being 32:12½ by volume (32 cft of 20mm gauge brick jelly and 12 ½ cft of slaked lime) (No sand) and top 75mm thick brick jelly concrete in CC 1:8:16 (one of cement, eight of crushed stone sand and sixteen of broken brick jelly) using 40mm size brick jelly including plastering the sides of sunk portion in CM 1:3 (one of cement and three of crushed stone sand) 12mm thick mixed with water proofing compound at 2Kg / m2 and top left rough to receive the floor plastering but including antisyphonage connection, one coat of bitumen for the sides , bottom and curing etc., complete in all floors. (Other than ground floor) |  |  | 1 No. ( One Number )
38 | 57.1.2 |  | Supplying and fixing EWC superior variety (Colour) 500mm with PVC SWR grade 'P' or 'S' trap including cost and fixing of double flapped coloured plastic sheet cover PVC flushing cistern in appropriate level as directed by the departmental officers at a maximum level of 5’6” and of approved brand of 10litres capacity including fittings such as CI brackets. PVC connection GM wheel valve, Hex nipple, etc., complete (The Quality and brand of EWC and plastic cover shall be got approved from the Executive Engineer before fixing) |  |  | 1 No. ( One Number )
39 | 58.3 |  | Supplying and fixing the following dia PVC (SWR) pipe with ISI mark confirming to IS 13952:1992- type 'B' for soil line with relevant specials confirming to IS 14735 including jointing with seal ring confirming to IS 5382 with leaving a gap about 10mm to allow thermal expansion,fixing the pipes into walls with necessary wooden plug, screws, holding wherever necessary and making good of the dismantled portion with necessary connections to sanitary fittings etc., complete in all respects and as directed by the departmental officers. a) 110mm dia PVC SWR pipe including all required PVC specials etc., all complete., |  |  | 1 RMT (One Running Metre)
40 |  |  | b) 75mm dia PVC SWR pipe including all required PVC specials etc., all complete., |  |  | 1 RMT (One Running Metre)
41 | 64.1.1 |  | Wiring with 1.5 sqmm PVC insulated single core multi strand fire retardant flexible copper cable with ISI mark conforming to IS: 694/1990, 1.1K.v. grade cable with continuous earth by means of 1.5sqmm PVC insulated single core multi strand fire retardant flexible copper cable with ISI mark conforming to IS: 694/1990, 1.1 k.v . grade cable in surface run of PVC rigid conduit pipe heavy duty with ISI mark with suitable size TW switch box required thickness concealed and covered with 3 mm thick laminated hylem sheet controlled by 5Amps flush type switch including circuit mains cost of all materials, specials etc., all complete.(Open wiring) a. Light point with ceiling rose |  |  | 1 No. ( One Number)
42 | 65.1.1 |  | Wiring with 1.5 sqmm PVC insulated single core multi strand fire retardant flexible copper cable with ISI mark conforming to IS: 694/1990, 1.1.k.v. grade cable with continuous earth by means of 1.5sqmm PVC insulated single core multi strand fire retardant flexible copper cable with ISI mark conforming to IS: 694/1990, 1.1.k.v. grade cable in Surface run of PVC rigid conduit pipe heavy duty with ISI mark with suitable size TW Switch Box of required thickness concealed and covered with 3mm thick laminated hylem sheet for Fan point controlled by 5 Amps flush type switch including circuit mains, cost of all materials, specials, etc., all complete(Open wiring) |  |  | 1 No. ( One Number )
43 | 67.1 |  | Wiring with 1.5 sqmm PVC insulated single core multi strand fire retardant flexible copper cable with ISI mark confirming to IS: 694/1990, 1.1.k.v. grade cable with continuous earth by means of 1.5 sqmm PVC insulated single core multi strand fire retardant flexible copper cablewith ISI mark confirming to IS: 694/1990,1.1.k.v. grade cable in fully concealed PVC rigid conduit pipe heavy duty with ISI mark with suitable size MS box of 16g thick concealed and covered with 3mm thick laminated hylem sheet for 5 amps 5 pin plug socket point at Switch Board Itself including circuit mains, cost of all materials, specials, etc., all complete |  |  | 1 No. ( One Number )
44 | 68.2.1 |  | Wiring with 1.5 sqmm PVC insulated single core multi strand fire retardant flexible copper cable with ISI mark confirming to IS: 694/1990, 1.1.k.v. grade cable with continuous earth by means of 1.5 sq.mm PVC insulated single core multi strand fire retardant flexible copper cable with ISI mark confirming to IS: 694/1990, 1.1.k.v. grade cable in surface run of PVC rigid conduit pipe heavy duty with ISI mark with suitable size PVC box (Fire retardent box) of required thickness concealed and covered with 3mm thick laminated hylem sheet for 5 Amps 5 pin plug socket point at convenient places including circuit mains, cost of all materials, specials, etc., all complete (Open Wiring) |  |  | 1 No. ( One Number )
45 | 68.2.2 |  | Wiring with 1.5 sqmm PVC insulated single core multi strand fire retardant flexible copper cable with ISI mark conforming to IS: 694/1990, 1.1.k.v. grade cable with continuous earth by means of 1.5sq.mm PVC insulated single core multi strand fire retardant flexible copper cablewith ISI mark conforming to IS: 694/1990, 1.1.k.v. grade cable in fully concealed PVC rigid conduit pipe heavy duty with ISI mark with suitable size PVC box (Fire retardent box) of required thickness concealed and covered with 3 mm thick laminated hylem sheet for 5 Amps 5 pin plug socket point at convenient places including circuit mains, cost of all materials, specials, etc., all complete |  |  | 1 No. ( One Number )
46 | 69.2 |  | Supplying and fixing 15amps 3 pin plug type socket on a suitable size PVC box (Fire retardent box) of required thickness concealed and covered with 3 mm thick laminated hylem sheet inclusive of all connections and cost of all materials. |  |  | 1 No. (One Number)
47 | 75.2 |  | Supply and delivery of following Electric Ceiling fan with ISI mark with blades and double ball bearing, capacitor,etc., complete with 300mm down rod, canopies, capacitor, shackleblades with dimmer electronic regulator suitable for operation on 230 volts 50 HTZ single phase AC supply conforming to ISS No.374/79 and provided with insulation . (The brand should be got approved from the Executive Engineer before supply made). a) 48" Electric fan 1200mm sweep |  |  | 1 No. (One Number)
48 | 84.3.1 |  | Run off main with 2 wires of 4 sq.mm. PVC insulated single core multi strand fire retardant flexible copper cable with ISI mark confirming to IS: 694/1990,1.1 kv grade cable with continuous earth by means of 1.5 sq.mm PVC insulated single core multi strand fire retardant flexible copper cable with ISI mark confirming to IS: 694/1990,1.1. k.v. grade cable in Surface run of 19mm/20mm dia rigid PVC conduit pipe heavy duty with ISI mark cost of all materials, specials etc., all complete. (Open wiring) |  |  | 1 Rmt (One Running Metre
49 | 96.6.1 |  | Supplying and fixing of 15 microns Anodised Aluminium partition powder coated of any colour made up of frame section of 63.50 x 32.10 x 1.95 mm thickness at 1.174 Kg/m for top, middle and vertical and bottom 101.60 x 44.40 x 2.10mm thickness at 1.605 Kg/m tubular section with snap type clips and all necessary fittings top with 5.5mm thick plain glass and bottom with 9 mm thick Durotuff OSL board of approved ISI quality including cost of materials,labour charges, conveyance charges, hire charges for tools and plants, rubber beeding, power supply, screws 19mm x 8mm, 38 x 6mm, TW plug etc., all complete and as directed by the departmental officers. (The brand, quality & shade and other fittings should be got approved from the Executive Engineer before use.) a) 1.55 x 2.10m |  |  | 1m2 (One Square metre)
50 | 97.6.2 |  | Supplying and fixing of 15 microns Anodised Aluminium Door Powder coated of any colour made up of frame section of 50.0x 44.50 x 1.90 mm thickness at 1.03 Kg/m for top and vertical for bottom 101.60 x 44.40 x 2.10 mm at 1.605 Kg/m with clips. The bottom panels are provided with 9 mm thick Durotuff OSL board approved ISI quality and the top with 5.50mm thick plain glass, including cost of material ssuch as Rubber beadings, locking arrangements, power supply, screws size of (19mm x 8mm) & (38mm x 6mm), TW plug, door stopper, hire charges for tools and plants and labour charges etc., all complete and as directed by the departmental officers. (The brand, quality & shade and other fittings should be got approved from the Executive Engineer before use.) a) 1.00 x 2.10m |  |  | 1m2 (One Square metre)
51 | 97.5.2 |  | Supplying, fabricating and erection of display showcase of various depths as followings made up wood plastic composite board of 0.60 density and 18mm thick for display rear area and 0.50 density, 18mm thick for other areas such as bottom slope, side and front vertical posts and rear alround stiffeners.The display area and bottom slope are to be covered with approved mica laminated of 1 mm thick, and the front vertical posts 1 nos, bottom deck two sides and front are to be covered with 4mm thick special type teakwood veneer of approved pattern with quality adhesives and display area covered with 2 nos openable side glass of 10mm toughned Saint gobain / Equivalent front glass fixed type of 6mm toughned saint gobain / Equivalent with necessary fixtures such as high quality SS glass door hinges,90mm x 60mm locking arrangements etc all complete and as directed by the departmental officers The fixed glass and front of bottom deck should be fixed with T.W edge beeding special type of size 2" x 1.5" and 3/4" x 3/4" approved design and neatly varnished with two coats and furnished elegantly. Display area top should be provided with 8 Watts LED spot lights with fittings with suitable wiring and properly fixed for easy maintenance.The display showcase should be provided with necessary edge stifferners triple layered alround at the rear side with WPC materials cost inclusive of all labour charges, materials cost, and fixing in the places with SS heavy duty wall mounting 8" x 6" 'L' clamps, necessary plugs & screws, power supply etc., all complete in all respectes and as instructed by the departmental officers. a). 1.83 x 2.14 mt (12 Nos ) 380mm depth |  |  | 1m2 (One Square metre)
52 | 207.3.5 |  | Painting the old walls two coats with 1st class ready mixed plastic emulsion paint of best approved quality colour and shade including thorough scrapping the old surface, clean removal of dirt and dust etc., complete including cost of necessary brushes, labour charges, putty etc., complying with relevant standard specification. (The paint should be supplied by the contractors at his own cost.The quality and shade of the paint should be got approved by the Executive Engineer before use.) | 65A |  | 1m2 (One Square metre)
53 | 207.4 |  | Painting the old wood work with two coats of approved Ist class synthetic enamel paint including thorough scrapping the old paint using sand paper as required by the departmental officers including cost of material, labour for painting, supplying etc., all complete as directed by the departmental officers. (the paint quality and shade should be got approved by Executive Engineer before using.) |  |  | 1m2 (One Square metre)
54 | 213 |  | Supply and delivery at site and fixing of SFRC manhole cover with frame with locking arrangement of clear opening heavy duty (35 M.T Capacity) to with stand any type of impact load if any, confirming to I.S.I specifications and as directed by the departmental officers a) 0.60 x 0.60m |  |  | 1 No. ( One Number )
55 | 216 |  | Dismantling the damaged pressed tiles in cement mortar without affecting the adjacent structures in all floors including the cost of required tools and plants and clearing the debris 2km away from the site etc., all complete and as directed by the departmental officers. |  |  | 1m2 (One Square metre)
56 | 221 |  | Removing the existing aluminium window shutter including the removal of frames, hinges, fastenings and shutters from the existing structure and stacking the same carefully for reuse if any in the departmental stores at site of work and as directed by the departmental officers etc., all complete (including removing the furniture fittings such as hinges, hookes and eyes etc.,) |  |  | 1m2 (One Square metre)
57 | 222.2.1 |  | Labour charges for removing the damaged door shutter or other similar joinery works including frames, hinges, fastenings and shutters from the existing structure and refixing in same position without affecting the adjecent structure and as directed by the departmental officers etc., all complete (including removing the furniture fittings such as hinges, hookes and eyes etc.,) |  |  | 1m2 (One Square metre)
58 | 238.1 |  | Applying one coat of Anticorrosive treatment for steel window/ M.S. Grills (using 5 liters of anticorosive chemical per one MT of steel) at site including cost of paint (NITOZINC rich primer), brushes, gloves, labour charges for applying anticorrosive paint etc before the application of synthetic enamel paint. (The quality and the brand of the anticorrsive paint, should be got approved from the Executive Engineer before use) and as directed by the departmental officers. |  |  | 1 MT ( One Metric Tonne )
59 | 242.2.2 |  | Dismantling the damaged Floor finish and dadooing walls in cement mortar with Mosaic Tiles / Glazed Tiles / Cuddapah Slabs / shahabad flooring without affecting the adjacent structures in all floors including the cost of required tools and plants and clearing the debris 2km away from the site etc., all complete and as directed by the departmental officers. |  |  | 1m2 (One Square metre)
60 | 254.2 |  | Providing two legged scaffolding using 15cm diameter casurina props or best quality bamboo posts of 4m overall length (3m height + 0.50m projection + 0.50m into the ground ) the distance between the two rows being 1.25 m and the spacing of posts being 2m in both rows with two horizontal posts with 0.5m overlap on either side and braces at 2mc/c including longitudinal and transverse middle braces to step up and providing a platform with country wood planks of 40mm thick and 1 m width etc., all complete firm using coir and nails 1m run. a) for 3.00m height |  |  | 1 RMT ( One Running Metre )
61 |  |  | b) 13.00m height height in addition of 2.5m height |  |  | 1 RMT ( One Running Metre )
62 | 255.8.3 |  | Supplying, assembling and fixing of 24W LED 4000K 2 x 2 Square type Recessed fittings with LED (Higher end) directly mounting in ceiling fixing with approved make in position with all accessories including cost of all materials,1 sqmm connecting lead etc.,all complete and as directed by the departmental officers. (The materials should be got approved from the Executive Engineer before use) |  |  | 1 No. (One Number)
63 | 255.8.5 |  | Supplying, assembling and fixing of 18W LED 3000K Square type recessed fitting with LED (higher end) directly mounting in Ceiling fixing with approved make in position with all accessories including cost of all materials, 1 sqmm connecting lead etc. all complete and as directed by the departmental officers (The materials should be got approved from the Executive Engineer before use) |  |  | 1 No. (One Number)
64 | 343.2.1 |  | Supply, fabricating and erection of steel truss (weight basis) in suitable Tee angle, rafter, purlins, cross, 'I' angles, supporting angle, including cost of bolt and nut including welding charges and one coat of redoxide primer etc., conveyance charges of materials and labour charges for erection and hire charges for required tools and plants etc., all complete in all respects and as directed by the departmental officers. |  |  | 1 Kg (One Kilogram)
65 | 343.2.2 |  | Supplying and fixing of Galvanium Colour roof Sheet of size 0.47mm thick over MS Purlin including cost of all materials, cutting, welding & labour charges, fixing in position with necessary screws, nuts, scaffolding etc., all complete, as directed by the departmental officers. (The Material quality & brand should be got approved from the Executive Engineer before use). |  |  | 1m2 (One Square metre)
66 | 361.4.1 |  | Supply and Installation of Anutone Subtex Nubby, stepped edge, Glassfibre core fully encapsulated ceiling tile of size 595x595x15mm having density 100-120Kgs/m3, weight 1.5-1.8kg/m2 which is suspended by using 0.3mm thick and 15mm wide pre coated metal T15 grid system.The T15 Grid system of 600x600mm module shall include wall angle (WA15W30) with unequal flanges of size 14&20mm wide, length 3000mm, 0.43mm thick fixed along the perimeter of walls with the help of nylon sleeves and suitable fasteners at 300mm centers. Then suspend the Main T15 (MT15W36) having flange width 15mm, height 32mm and length 3600mm from the soffit with help of soffit cleat and wire rod with leveling spring clip at 1200mm c/c. Cross T15 (CT15W12) having flange width 15mm, height 32mm and length 1200mm is then interlocked into the pre-cut slots in the Main T15 at 600mm centers in the direction perpendicular to the Main T15. Finally Cross T15 (CT15W06) having flange width 15mm, height 32mm and length 600mm are then interlocked into the pre cut slots in the 1200mm Cross T15 at 1200mm centers and in direction parallel to the Main T15. Subtex Nubby steppe edge of size 595x595x15mm thick shall be placed into the grid size of 600x600mm. Ensure arrow marks behind subtex panels are orianted in one direction to achieve uniform shade.The rate includes cost of materials and labour for installation of etc all complete and as directed by the departmental officers. |  |  | 1m2 (One Square metre)
67 | 362.2.2 |  | Supplying and fixing of Stain free Nano polish Vitrified Tiles of size (600x600x8mm) for flooring and other similar works in cement mortar 1:3 (one of cement and three of crushed stone sand) 20mm thick including fixing in position, cutting the tiles to the required size wherever necessary pointing the joints with grout (Tile joint filler), curing, finishing etc., all complete and as directed by the departmental officers. (The brand and quality of tiles should be got approved from Executive Engineer before use) |  |  | 1m2 (One Square metre)
68 | 379.7 |  | Supply and fixing of lab table of size 7.00 x 1.50 x 0.75 m made of 19mm thick BWR plywood with 1mm thick merino plain colour and table top white colour solid surface corian top 12mm thick and shutter, drawers, shelters, hinges, lock including cost of materials, labour charges & Transporation charges etc., all complete and as directed by the departmental officers. (The materials should be got approved from the Executive Engineer before use) |  |  | 1 No. (One Number)
69 | 382.1 |  | Supply, delivery and fixing of White Porcelain Sink of size 600mm x 450mm x 200mm with 32mm dia 'B' Class GI Waste Water Pipe and 32mm dia CP Waste Coupling (sample should be got approved by the Executive Engineer before use) true to spirit level including finishing neatly, and fixing in position complying with relevant standard specifications etc., complete |  |  | 1 No (One Number)
70 | 465.6 |  | Providing and fixing Acoustic Wall Panelling (Armstrong /equivelant) in channelled wood works perforated panels of width 192mm, thickness of 15mm and length of 2400mm or as per required by the Departmental Engineer made of a high density fibre board with minimum 725 kg./m3 density substrate with a laminated facing as per the approved shade and finish and a melamine balancing layer on the reverse side. The boards shall have a special perforation pattern where the visible surface has a "Helmholtz" fluted perforation of 3mm width and 21mm of visible panel each. The edges of the panels shall be "tongue-and-grooved" to receive special clips for installation. The back of the perforated panel shall have sound absorbing non woven acoustical fleese having NRC of 0.52. The panels shall be mounted on special aluminium splines using clips. Installation: Install aluminium box section (provided by others) of section 50mm x 25mm or as approved by the Engineer-in-Charge on the solid wall horizontally using screws and plugs at spacing of 600mm centre to centre. Screw the aluminium extruded keel for channelled wood works provided by Armstrong /equivelant over the lowest and second aluminium section at an on centre distance of 600mm. Place the inside clip on the groove end of the panel along the aluminium keel and then place the tongue end of the next panel. Continue installing rows of panels by inserting the tongue into groove of the earlier inserted panel and progressively installing inside clips into the next keel till the actual height is achieved. Finish off the edges using wooden moulding of matching colour (provided by others). Installation to be carried out by Armstrong /equivelant Trained Installation Team and installation should be carried out as per Armstrong /equivelant Recommended Procedure. etc all complete and as per specification and as directed by the departmental officers (The quality and brand should be got approved from the Executive Engineer before use.) |  |  | 1m2 (One Square metre)
71 | 530.1.0 |  | Supply and fixing of Partition tile based system (75mm thick x 1200mm height) made of aluminium extrusions duly powder coated with 40 to 60 microns of (color should be approved from EE before use). The frame is fixed with tiles to the choice of pre laminated particle board, fabric board, magnetic board and white board for writing and glass. 100mm skirting will be provided at the bottom of the partition that can be used to run the cable if required. The system is developed to run the cable (power & data) from the bottom to the table top level (Universal cabling system). Necessary provision will be given to fix table tops with the partition along with vertical supports wherever required etc all complete as directed by the departmental officers |  |  | 1m2 (One Square metre)
72 | 530.1.1 |  | Supplying and providing Table top & vertical support legs are made of 25mm thick particle board finished with approved post form laminated, and the modesty panel made of 18mm thick prelaminated partical board with matching postform finish etc. all complete and as instructed by the department officer (color should be got approved from Executive Engineer before use) |  |  | 1m2 (One Square metre)
73 | 530.1.2 |  | Providing and fixing mobile pedestal (3 drawer) made of pre laminated particle board panels of 18mm thick with matching postforming and face panels of drawers are to finished with postform laminate including lock and handles. etc all complete as directed by the departmental officers |  |  | 1 No. ( One Number )
74 | 530.1.3 |  | Providing and fixing Keyboard unit with EBCO Channels Key board tray made of 18mm thick. Particle board post formed finish with EBCO channels and CPU trolley MS powder coated etc all complete and as directed by the departmental officers (The quality and brand should be got approved from the Executive Engineer before use.) |  |  | 1 No (one Number)
75 | 530.1.4 |  | Supply and delivery of fixed chair (Office chair ARB VC 031 x C805U Netled chair) made with handle and legs with black paint spray coating bottom seat of size 0.48m x 0.48m with 50mm thick foam and top with fabric resin materials and side seat of size 0.45m x 0.55m with netled fabric resin material having 2 legs etc including cost of chair, transportation charges etc all complete and as directed by the departmental officers (The quality and brand should be got approved from the Executive Engineer before use.) |  |  | 1 No (one Number)
76 | 530.2.6 |  | Supplying and fixing of Conference Table made up of 25mm thick Particle board for top and leg 25mm thick particle board for the modesty 18mm pre-laminated board all the visiable parts are covered by 0.5 and 2mm thick PVC edge band etc., all complete and as instructed by the department officer (The quality and brand should be got approved from Executive Engineer before use) Size : 1200 mm (w) x 600 mm (d) x 750mm(h) |  |  | 1 No (one Number)
77 | 540.1.3.1 |  | Supply and fixing of MS stand for fixing outdoor unit of approved make complete including labour charges , cost of materials, hire charges for tools and plants etc., all complete and as directed by the departmental officers. (The quality and brand should be got approved from Executive Engineer before use) |  |  | 1 No. (One Number)
78 | 540.1.6.1 |  | Supply, delivery and installation of Hi - wall split Air Conditioner with copper coil ( 5 star rated) with cordless remote of approved make with termitically sealed compressor on refrigeration R-22 wall mounting confirming to IS 1391-for operation on 230v, 50 cycles/sec single phase/three phase AC supply with neat finishing etc., all complete and as directed by the departmental officers. (The quality and brand should be got approved from the Executive Engineer before use) a) For 2.00 Tr Hi wall (5 star) mounting split type |  |  | 1 No. (One Number)
79 |  |  | b) For 1.50 Tr Hi wall (5 star) mounting split type |  |  | 1 No. (One Number)
80 | 540.1.8.1 |  | Supply, delivery and laying of PVC drain pipe 25mm with specials (For AC) of approved ISI quality including cutting, threading, and jointing the PVC pipes including cost of all materials and labour charges etc., all complete and as directed by the departmental officers. (The quality and brand should be got approved from the Executive Engineer before use) |  |  | 1 Rmt (One Running Meter)
81 | 540.1.9.1 |  | Supply and installation of following KVA capacity Automatic Voltage Stabilizer with time delay relay of approved quality and ISI make working in low voltage 140 v to 270 v A/c 50Hz including cost of material, conveyance, labour for fixing, hire charges for tools and plants etc.,all complete as directed by the departmental officers. (The quality and brand should be got approved from the Executive Engineer before use) a) 5 KVA capacity Automatic Voltage Stabilizer |  |  | 1 No. (One Number)
82 | 540.2.1 |  | Supply and laying of 5/8" and 3/8" copper pipe (Extra beyond 3m supplied with AC unit) including the suction line copper, liquid line copper, expanded polythene foam insulation for suction line, copper pipe, drain pipe suitable capacity complete including labour charges, cost of materials, hire charges for tools and plants etc., all complete and as directed by the departmental officers |  |  | 1 RMT (One Running Metre)
83 | 615.2.9 |  | Removing the existing ceiling Fans and tube lights and refixing in position of light and fan and removing of damaged Run of wire with out affecting in the adjacent structure and relaying of New Run of wire in same place including cost of all materials and labour charges, hire charges for tools and plants etc., all complete in all respect and as directed by the departmental officers |  |  | 1 Job (One Job)
84 | 640.4 |  | Supplying and clamping of 4core 2.5Sqmm Copper flexible armoured cable on post or wall and ceiling with necessary MS clamps, brass screws and T.W plugs etc all complete and as directed by the departmental officers (The materials should be got approved from the Executive Engineer before use) |  |  | 1 Rmt (One Running Meter)
85 | 741.1.1 |  | Supply and fixing of 20A Double pole plug and sockets in sheet steel enclosure with 32 amps DP MCB in flush with wall, with earth connection (for AC plug) of approved brand including cost of materials and labour charges etc., all complete as directed by the departmental officers. (The brand and quality should be got approved by the Executive Engineer before use). |  |  | 1 No. (One Number)
86 | 778.2.3 |  | Providing and fixing in position of 10mm thick (Plain sheet) Hilux / equivalent board false ceiling using G.I perimeter channel of size 0.55mm thick ( having one flange of 20mm thick another flanger of 30mm and web of 27mm) along with perimeter of ceiling, screws, fixed brick wall / partition / RCC work with the help of nylon sleeves and screws at 610mm centre to centre. Then suspending G.I intermediate channels of 45mm (0.90mm thick with two flanges of 15mm each) from the soffits at 1220mm centre to centre with ceiling angle of width 25x10x0.55mm thick fixed to soffits with G.I cleat and steel expansion fasteners ceiling section of size 0.55mm thick having knurled web of 51.50mm and two flanges of 26mm each with lips of 10.50mm are fixed to the intermediate channel with the help of connecting clips in direction perpendicular fixed to the intermediate channel with the help of connecting clips in direction perpendicular to the intermediate channel at 457mm center 10mm thick tapered edge Hilux/equivalent board (Plain sheet) (confirming to IS 2035-1982) screw fixed to ceiling section with 25 mm dry wall screws @ 230 mm centers screw fixing is done mechanically either with screw driver or drilling machine with suitable attachment etc all complete and as directed by the Departmental Officer. |  |  | 1m2 (One Square metre)
87 | 832.5.2 |  | Supplying and fixing of UPVC (Un-plasticized polyvinyl chloride) Windows of casement type (Open) from the profile the size of outer frame 60mmx58mm and shutter profile are reinforcement with GI/1mm 125GSM and 100% corrosion free, the profiles are multi chambered sections with wall thick of 2mm. The EPDM rubber (black colour) covered with over all the edges of frame and shutter. The shutter will be provided with Espag multi power point locks and also it operates as handle. The corners and joints should be welded and cleaned. Radiations free pin headed plain or brown colour glass 4mm thick should be provided to the shutter and it should not allow leakage of water even at most ranging storms and should have key lockable action, security protective hinges, strong locking systems and as per size for arresting noise and energy loss. The connecting mechanism between sash and outer frame that enables opening of the window. The window should be fixed to the wall with 100% packing with screws and silicon packing all round the frames etc. all complete in all respects as directed by the departmental officers. (The colour, brand and quality of window should be got approved from the Executive Engineer before use) |  |  | 1m2 (One Square metre)
88 | 832.5.3 |  | Supplying and fixing of UPVC (Un-Plasticized Polyvinyl Chloride) Louvered Ventilators of from the profile the size of outer frame 60mmx58mm and shutter profile size of 60x78mm. Both profiles are reinforced with GI/1mm 125 GSM and 100% corrosion free, the profile are multi chambered sections with wall thickness of 2mm. The EPDM rubber (black colour) covered with all over the edges of frame and shutter. The corners and joints should be welded and cleaned. Radiations pin headed glass 4mm thick should be provided in the louvers. The ventilator should be fixed to the wall with 100% packing with screws and silicon packing all round the frames etc. all complete in all respects as directed by the departmental officers. (The colour, brand and quality should be got approved from the Executive Engineer before use.) |  |  | 1m2 (One Square metre)
89 | 959.2.3 |  | Supply, installation, testing and commissioning of 500 KVA Diesel Generator set with standard panel complete with all accessories like engine, alternator, batteries with leads, control panel, base frame, ant vibration mounts, residential silencer, 750 liters fuel tank, intake and exhaust piping, fuel oil hand operated pump, other miscellaneous accessories for the total set including control wiring, annunciation etc., all complete as per relevant standard specification and as directed by the departmental officers as follows (The brand and quality should be got approved from the Executive Engineer before use) |  |  | 1 No. (One Number)
A) Engine: The engine shall be of continuous rated, turbo charges, water cooled, electric starting, multi cylinders, 1500 RPM, 4 stroke to be coupled to 500 KVA alternator. The engine shall be of radiator water cooled, high tensile strength, steel forged crank shaft, induction hardened bearings, alloy cast iron removable wet liner cylinder block, corrosion resistant cylinder heads with supply and return lines and valves, crank shaft actuated injectors with integral fly wheel, ball type governor for fuel system, forced feed gear type pump for lubrication aluminum alloy ring carrier piston with provision for thermal expansion, exhaust gas driver turbocharger for fuel economy and low smoke and noise, heat and corrosion resistant intake and exhaust valves etc., It shall also be fitted with standard components like breather crank case, air filter, coolant filter, oil filter, fuel filter, electronic governor, central pump, panel instruments provided with ammeter, hour meter, water temperature gauge, lubricating oil temperature switch, belt driven centrifuged coolant, heavy duty radiator, supports to engine from base frame with pedestal type support in the front and rear, residential silencer, alternator directly coupled to the engine, complete painting, lubricating oil measuring lever, engine base frame with cushion / ant vibration pads, 24 volts electric startic equipment complete with starter motor alternator and batteries with cable etc.,
B) Alternator 500 KVA rated for continuous duty single ender, brush less, self excited, totally enclosed IP 21 / 22 enclosure, class of insulation H regulation ± 5% terminal box suitable for 3 run of 3.5 core 400 sq.mm PVC insulated aluminum armoured cable, terminal voltage 415 volts, 50HZ, 3 phase, 4 wire system, automatic voltage regulator, suitable mounting arrangements and coupling with the base frame and engine etc., and painting in suitable colour.
C) 750 litres fuel oil tank complete with strainer, breather cum filter, drain plug, delivery line with gate valve, fuel level indicator. Hand operated fuel oil pumps is to be supplied.
D) Acoustic hood for housing the above DG set to be mounted on a concrete platform. The acoustic enclosure shall be of suitable size as per norms prescribed by Central Pollution Control board (CPCB). The Guaranteed noise level shall be of 75 decibels at 1 mtr distance. The enclosure shall be totally weather, vermin and dust proof to enable the generator to operate at an ambient temperature of 48₀C. The outer casing of the container shall be of sheet steel of suitable thickness. The total container shall be of powder coated.
E) The base frame shall be of fabricated MS channel frame of rigid welded construction for mounting the generator set.
F) The cost include supply and laying of MS fuel line connection between fuel tank and the engine with suitable supports and concealing the same in the floor if necessary.
G) mounting of starting batteries on 0.5" thick hylam sheet base with suitable angle iron frame work support on the floor by the side of the generator set.
H) Supply of residential silencer & Insulation etc all complete as directed by the departmental officers. Warranty- One year
90 | 960.2.1 |  | AMF PANEL: The Control panel shall be made of 14 & 16 SWG sheet steel mounted on a channel frame, floor mounting, free standing, dust proof, cubical type front operated etc., It shall be provided with 800 Amps 50 KA FP ACB (with adjustable settings) with shunt coil, and thermal magnetic release, current transformers with suitabel ratio for metering and protection, earth fault relay, square digital type ammeter (0-800A), square digital type voltmeter (0-600V), digital type frequency meter, KWH meter, indicating lamps, fuses, also provision for Auto start / stop logic module etc., A) Battery charges comprision of a) Transformer b) Rectifier c) DC Ammeter d) DC voltmeter e) Charging rate selector f) Circuit Breaker and necessary CEIG approval plan to be obtained. etc all complete as directed by the departmental officers |  |  | 1 Set (One Set)
91 | 960.3 |  | Electrical Accessories for 500 KVA Diesel Generator set. a). Supply and installation of M.S.cable adopter box made of 14 SWG sheet steel with suitable copper bus extension link from alternator. The adopter box shall have tinned copper bus bar of suitable size for phases and neutral with suitable holes for cable termination (3R X 3.5 core, 300 Sq.mm) aluminium armoured cable necessary rubber gaskets between alternator and cable box shall be provided to avoid vibration between adopter box and alternator. |  |  | 1 No. (One Number)
92 |  |  | b). Supplying and laying of 3.5 core 300 Sq.mm PVC armoured LTUG cable in a trench to be excavated at a depth of 0.75 m putting 0.15 m layer of sand and covering the cable completely with bricks and sand refilling the earth including cost of all materials and labour charges all complete complying with relevant standard specifications and as directed by the departmental officers.Below GL |  |  | 1 RMT (One Running Metre)
93 |  |  | c).Supplying and providing cable end terminatin of 3.5 x 300 Sqmm PVC LTUG Aluminium armoured cable with necessary aluminium cable sockets by crimping etc., with electrical connection complete., |  |  | 1 No. (One Number)
94 |  |  | d). Supplying and fixing of brass cable gland suitable for 3.5 core 300 Sqmm PVC armoured LTUG cable with earth strip around the gland and cable termination with crimping of terminal with lugs etc., complete complying with relevant standard specifications. |  |  | 1 No. (One Number)
95 |  |  | e). Insulation for the residential silencer etc., all complete as per relevant standard specification and as directed by the departmental officers.(The brand and quality should be got approved from the Executive Engineer before use) |  |  | 1 No. (One Number)
96 |  |  | f). Supply and installation of MS exhaust pipe of suitable thickness with 160mm dia from the silencer complete with necessary supports, brackets etc., The support shall have intervals of not more than 2.5 m etc., all complete as per relevant standard specification and as directed by the departmental officers. |  |  | 1 RMT (One Running Metre)
97 |  |  | g). Supply and installation of MS exhaust pipe of suitable thickness with 200 mm dia complete with MS wall / ceiling support etc., all complete as per relevant standard specification and as directed by the departmental officers. |  |  | 1 RMT (One Running Metre)
98 |  |  | h). Supply and installation of exhaust pipe thermal insulation lagging with mineral wool as per IS 3677 / 1973 reinforced with chicken mesh and gladded with aluminium sheet of 26 SWG and 50mm thick with 64 Kg/Cu.Mtr.Density. etc., all complete and as directed by the departmental officers. |  |  | 1 RMT (One Running Metre)
99 |  |  | i). Supply and installation of stainless steel rain hold / rain cap / bend at top of the exhaust pipe to prevent rain water entry to exhaust pipe with provision of drain plug in the system etc., all complete as per relevant standard specification and as directed by the departmental officers. |  |  | 1 Set (One Set)
100 |  |  | j). Supply and laying of 7 core 2.5 Sqmm copper armoured cable for control wiring with necessary termination arrangements at both ends etc., all complete as per relevant standard specification and as directed by the departmental officers. |  |  | 1 RMT (One Running Metre)
101 | 960.4 |  | Earth and Earth Connection a). Supply and run of 25mm x 6mm tin coated copper flat from the earthing to the control panel. Neutral earthing / alternator earthing and interconnection of earthings etc., all complete as per relevant standard specifications and as directed by the departmental officers. |  |  | 1 RMT (One Running Metre)
102 |  |  | b). Supply and run of 50mm x 6mm GI flat from the earthing to the control panel, DG set alternator body earthing and interconnection of earthings etc., all complete as per relevant standard specification and as directed by the departmental officers. |  |  | 1 RMT (One Running Metre)
103 |  |  | c). Supply and laying of 2 runs of No.8 copper for earth connection etc., all complete as per relevant standard specification and as directed by the departmental officers. |  |  | 1 RMT (One Running Metre)
104 |  |  | d). Earthing as per the ISI specification with an earth electrode of 3 mtr.CI (Cast Iron) pipe of dia not less than 40mm, with necessary funneling arrangements with necessary masonry work and with 40mm RCC cover / CI cover slab for the brick masonary etc., all complete as per relevant standard specification and as directed by the departmental officers. |  |  | 1 No. (One Number)
105 |  |  | e). Plate earthing with copper plate of size 600 x 600 x 3mm as per the ISI specification with an earth electrode of 2.1 mtr. Class 'B' GI pipe of dia not less than 40mm, with interconnection between copper earth plate to termination point of earth pipe by 2 runs of 25mm x 6mm with necessary funneling arrangements with necessary masonary work and with 38mm RCC cover slab for the brick masonary etc., all complete as per directed by the departmental officers. |  |  | 1 No. (One Number)
106 | 960.5 |  | Installation, Testing, Commissioning and Trial run of DG set with Consumables (Including first charging of lubricating oil & necessary fuel) for 6 hrs. at load etc., all complete as per relevant standard specification and as directed by the departmental officers. |  |  | 1 Job (One Job)
107 | 960.6 |  | Preparation of necessary drawings for DG set approval by Chief electrical Inspector to Government / CEA and obtain approval for the same, arrangement for the inspection by the Electrical inspectorate / CEA officials and obtain safety certificate from them for commissioning the DG set etc., all complete as per directed by the departmental officers. |  |  | 1 Job (One Job)
108 | 963 |  | Supplying, fixing, laying and jointing 32mm dia MS pipe suitable for gas supply including the cost of MS pipe like elbow, tee, bend, coupler, GM gate valve, wheel valve and welding etc., wherever required above GL with one coat of anti-corrosive paint, fixing on wall to the proper alignment, redoing the chipped of masonry wall including labour charges for welding etc., all complete and as directed by the departmental officers. (The quality and brand should be got approved from the Executive Engineer before use) |  |  | 1 RMT (One Running Metre)
109 | 982 |  | a) Supply of RealPresence Group 500-720p: Group 500 HD codec, Eagle EyeIV-12x camera, mic array, universal. remote, NTSC/PAL. Cables: 2 HDMI 1.8m, 1 CAT 5E LAN 3.6m, 1 HDCI digital 3m, Power: UK-Type G, BS 1363. Partner Premier, RealPresence Group 500-720p: Group 500 HD codec, EagleEyeIV-12x camera Warranty: 1year |  |  | 1 No. (One Number)
110 |  |  | b) Supply of Partner Premier, RealPresence Group 500-720p: Group 500 HD codec, EagleEyeIV-12x camera Warranty: 1year |  |  | 1 No. (One Number)
111 |  |  | c) Supply of EDUCORP Full HD Digital Visualizer High quality CMOS sensor and great performance CPU for 080P@60fps 12X Optical Zoom 10X Digital Zoom lens for dazzling, Incredible crystal-clear image Built-In Light Box for X-ray, OHP Sheets Projection 540mm x 297mm shooting area Non-PC annotation available with normal mouse Multi image and playback effect Warranty: 1year |  |  | 1 No. (One Number)
112 |  |  | d) Supply of 5 KVA Inverter UPS with 100ah SMF Battery Warranty: 1year |  |  | 1 No. (One Number)
113 |  |  | e) Supply of open metal rack and interlink cable Warranty: 1year |  |  | 1 No. (One Number)
114 |  |  | f) Supply of colour printer including scan, copy, wifi Warranty: 1year |  |  | 1 No. (One Number)
115 |  |  | g) Supplying of 55 inch LG/equivalent display with wall mount kit. Resolution : 3840 X 2160 ( UHD ). Brightness : 400cd/m2 . Audio output : 10W + 10W. 3X HDMI , USB , Audio in/out , RS-232C, Lan. Screen share ( Miracast ) , Wi- Fi. Model : 55UT640S. Brand : LG/Equivalent Warranty: 1year |  |  | 1 No. (One Number)
116 |  |  | h) Supply of HP/Equivalent Commercial Desktop - 385Z9PA "HP 280 G6 MT Desktop - Intel® Core i7-10700 2.9GHz 8C 65W / 1TB HDD / 8GB RAM / ODD/ Win 10 Pro /No Monitor - 3 Year Onsite Direct HP" 9TN41A6 HP V19 18.5" HD Monitor (VGA) Warranty: 1year |  |  | 1 No. (One Number)
117 |  |  | i) Supply of PA Mixer Amplifier with Built-in Digital Player 6 Inchs 10 Watts PA Ceiling Speaker including cost of matrial and labour charges for installation necessary power extension. Warranty: 1year |  |  | 1 No. (One Number)
118 |  |  | j) Testing, Commissioning and Installation charges for Camera, HD Digital visualizer, Inverter, rack, Printer, display, Desktop and Amplifier |  |  | 1 Job (One Job)

## CS (2)
Sl. No | Item No | QTY | DESCRIPTION | TNBP NO | Rate | UNIT | Amount
1 | 1.1 | 6 | Earth work excavation for foundation in all soils and sub soils to the required depth (including refilling) a) 0 to 2m depth |  | 317 | 1m3 (One Cubic metre) | 1902 | 247.31 | 1483.86 | 220 | 1320 | 260 | 1560 | 317 | 1902
2 | 39 | 8540 | Supplying and fixing Mild Steel grills as per the design approved to verandah enclosure or gate |  | 85 | 1 Kg (One Kilogram) | 725900 | 70.15 | 599081 | 110 | 939400 | 85 | 725900 | 85 | 725900
3 | 41 | 315.1 | Painting the new Iron work and other similar works such as PVC /ASTM Pipes, Kerb Stone and grills with two coats |  | 129 | 1m2 (One Square metre) | 40647.9 | 142.15 | 44791.465 | 250 | 78775 | 200 | 63020 | 129 | 40647.9
4 | 51 | 8 | Supplying and erection of Rotational moulded polyethylene water storage tanks (HDPE cylindrical vertical type) for outdoor use having capacity of 700litres (excluding free board) of approved brand (superior variety) with ISI mark |  | 8814 | 1 No. (One Number) | 70512 | 7035 | 56280 | 4500 | 36000 | 8000 | 64000 | 8814 | 70512
5 | 74 | 3 | Charges for assembling and fixing of ceiling fan of different sweep with necessary connections (Excluding cost of fan) |  | 170 | 1 No. (One Number) | 510 | 571 | 1713 | 250 | 750 | 600 | 1800 | 170 | 510
6 | 77.4 | 119 | Supplying, laying and concealing of PVC pipe of 20mm dia |  | 57 | 1 RMT (One Running Metre) | 6783 | 87.66 | 10431.54 | 90 | 10710 | 110 | 13090 | 57 | 6783
7 | 112 | 48 | Supplying and fixing of 300 mm dia sweep AC exhaust fan of approved ISI quality |  | 1593 | 1 No. (One Number) | 76464 | 2336 | 112128 | 2000 | 96000 | 2000 | 96000 | 1593 | 76464
8 | 238 | 0.27 | Anticorrosive treatment for steel grills |  | 4194 | 1 MT (One Metric tonne) | 1132.38 | 4755.5 | 1283.985 | 5000 | 1350 | 5000 | 1350 | 4194 | 1132.38
9 | 2.15 | 30 | Annexure Supply and filling in foundation and basement with Stone dust in layers of 150mm thickness |  | 1559 | 1m3 (One Cubic metre) | 46770 | 296.79 | 8903.7 | 6000 | 180000 | 600 | 18000 | 1559 | 46770
10 | 3.1.3 | 1.3 | Plain cement concrete 1:5:10 (One of cement, five of crushed stone sand and ten of hard broken stone Jelly) for Foundation & Basement |  | 4995 | 1m3 (One Cubic metre) | 6493.5 | 4939.25 | 6421.025 | 5500 | 7150 | 5000 | 6500 | 4995 | 6493.5
11 | 6.2.2 | 9.5 | Brick work in C.M. 1:5 using chamber Burnt bricks of size 23 x 11.4 x 7.5 cm (9" x 4 1/2"x 3") a) In foundation and basement |  | 6520 | 1m3 (One Cubic metre) | 61940 | 6813.03 | 64723.785 | 5500 | 52250 | 7000 | 66500 | 6520 | 61940
12 | 8.2.3.1 | 3 | Standardised concrete Mix M30 Grade Concrete a. In Foundation and basement |  | 7910 | 1m3 (One Cubic metre) | 23730 | 8631.49 | 25894.47 | 8000 | 24000 | 8500 | 25500 | 7910 | 23730
13 | 9.2.2 | 5.8 | Brick work in Cement Mortar 1:6 (One of cement and six of crushed stone sand) using Chamber burnt bricks of size 9”x4½"X3” (23x11.4x7.5cm) for super structure in the following floors a) Ground floor |  | 6441 | 1m3 (One Cubic metre) | 37357.8 | 6837.33 | 39656.514 | 5500 | 31900 | 6800 | 39440 | 6441 | 37357.8
14 |  | 1 | b) First floor |  | 6560 | 1m3 (One Cubic metre) | 6560 | 7003.32 | 7003.32 | 5500 | 5500 | 7300 | 7300 | 6560 | 6560
15 |  | 4 | c) Second floor |  | 6680 | 1m3 (One Cubic metre) | 26720 | 7169.31 | 28677.24 | 57000 | 228000 | 7400 | 29600 | 6680 | 26720
16 |  | 1.5 | d) Third floor |  | 6840 | 1m3 (One Cubic metre) | 10260 | 7335.3 | 11002.95 | 5700 | 8550 | 7500 | 11250 | 6840 | 10260
17 | 18.1 | 12.5 | Formwork using M.S.Sheet a.For Column footings,plinth beam,Grade beam, Raftbeam, Raft slab etc., |  | 622 | 1m2 (One Square metre) | 7775 | 881.39 | 11017.375 | 900 | 11250 | 600 | 7500 | 622 | 7775
18 |  | 5 | c. For Square and rectangular columns and small quantities such as sunshade, parapet cum drops window boxiing, fin projection and other similar works. |  | 678 | 1m2 (One Square metre) | 3390 | 1178.5 | 5892.5 | 900 | 4500 | 800 | 4000 | 678 | 3390
19 | 22.1.8 | 14.6 | Supplying and fixing of Best Indian Teakwood panelled door shutters single leaf in position (a) Door size 0.90 x 2.10 m |  | 6188 | 1m2 (One Square metre) | 90344.8 | 5191.63 | 75797.798 | 17000 | 248200 | 6000 | 87600 | 6188 | 90344.8
20 | 26.1 | 5 | Flooring with a bed of CC 1:5:10 (one of cement, five of crushed stone sand and ten of hard broken stone jelly) using 40mm size hard broken stone jelly and top left rough to receive the floor finish with required slopes |  | 4995 | 1m3 (One Cubic metre) | 24975 | 4939.25 | 24696.25 | 5500 | 27500 | 5000 | 25000 | 4995 | 24975
21 | 29.9.4.1 | 940 | Supplying and fixing of colour matt finish floor of size (305x305mm) and other similar works over cement mortor 1:3 (One of cement and three of crushed stone sand) 20mm thick with Grout (Tile joint filler) |  | 996 | 1m2 (One Square metre) | 936240 | 1403.7 | 1319478 | 1150 | 1081000 | 1000 | 940000 | 996 | 936240
22 | 29.9.5.1 | 1304 | Supplying and fixing of Colour matt finish wall tiles over cement plastering in CM 1:2 (One of cement and two of crushed stone sand) 10mm thick with Grout (Tile joint filler) |  | 1016 | 1m2 (One Square metre) | 1324864 | 1700.24 | 2217112.96 | 1150 | 1499600 | 1350 | 1760400 | 1016 | 1324864
23 | 32.1.1 | 300 | Finishing top of roof with one course of Pressed Tiles of approved superior quality of size 23cm x 23cm x 20mm thick laid over weathering course in CM 1:3 (One of cement and three of crushed stone sand), 12mm thick |  | 857 | 1m2 (One Square metre) | 257100 | 1228.86 | 368658 | 900 | 270000 | 1250 | 375000 | 857 | 257100
24 | 32.1.5 | 75 | Pointing the Pressed Tile over the roof with cement mortar 1:3 (One of cement and three of crushed stone sand) |  | 243 | 1m2 (One Square metre) | 18225 | 329.09 | 24681.75 | 120 | 9000 | 500 | 37500 | 243 | 18225
25 | 33.1.1 | 242 | Plastering with CM 1:3 (One of cement and five of crushed stone sand) 20mm thick with neat cement |  | 403 | 1m2 (One Square metre) | 97526 | 522.92 | 126546.64 | 350 | 84700 | 500 | 121000 | 403 | 97526
26 | 33.2.1 | 149 | Plastering with CM 1:5 (One of cement and five of crushed stone sand) 12mm thick finished with neat cement |  | 371 | 1m2 (One Square metre) | 55279 | 261.83 | 39012.67 | 250 | 37250 | 275 | 40975 | 371 | 55279
27 | 43.2.1 | 0.27 | Supplying, fabricating and placing in position of Mild steel Grills / Ribbed Tor Steels binding wire insulated with PVC |  | 83349 | 1 MT (One Metric tonne) | 22504.23 | 90322.8 | 24387.156 | 110000 | 29700 | 90000 | 24300 | 83349 | 22504.23
28 | 44.6.1 | 120 | Supplying and fixing of 110mm dia PVC SWR pipe with ISI mark confirming to IS 13952:1992- type 'A' for Rain water down fall pipe with (UPVC special clamp) |  | 500 | 1 RMT (One Running Metre) | 60000 | 353.71 | 42445.2 | 220 | 26400 | 360 | 43200 | 500 | 60000
29 | 51.1.1 | 12 | Supplying and erection of Rotational moulded polyethylene water storage tanks (HDPE cylindrical vertical type) for outdoor use having capacity of 3000litres (excluding free board) of approved brand (superior variety) with ISI mark |  | 30736 | 1 No. (One Number) | 368832 | 30150 | 361800 | 23000 | 276000 | 35000 | 420000 | 30736 | 368832
30 | 52.1.1 | 220 | Supplying, laying, fixing and jointing the following PVC pipes as per ASTM D - 1785 of schedule 40 of wall thickness not less than the specified in IS 4985 a) 32 mm ASTM D schedule 40 threaded PVC pipe with necessary PVC/UPVC specials |  | 315 | 1 RMT (One Running Metre) | 69300 | 261.46 | 57521.2 | 250 | 55000 | 300 | 66000 | 315 | 69300
31 |  | 400 | b) 25mm dia ASTM D schedule 40 threaded PVC pipe with necessary PVC/UPVC specials |  | 272 | 1 RMT (One Running Metre) | 108800 | 243.43 | 97372 | 220 | 88000 | 290 | 116000 | 272 | 108800
32 |  | 350 | c) 20mm dia ASTM D schedule 40 threaded PVC pipe with necessary PVC/UPVC specials |  | 239 | 1 RMT (One Running Metre) | 83650 | 238.64 | 83524 | 200 | 70000 | 280 | 98000 | 239 | 83650
33 | 53.5.2 | 43 | Supplying and fixing colour wash hand basin (without pedestal) superior variety of size 550x400mm with all accessories |  | 4162 | 1 No. (One Number) | 178966 | 3973.02 | 170839.86 | 2800 | 120400 | 4000 | 172000 | 4162 | 178966
34 | 54.1.2 | 116 | Supplying and fixing of 15mm dia Engineering Polymer Tap (Long body) of best quality |  | 305 | 1 No. (One Number) | 35380 | 259 | 30044 | 1100 | 127600 | 250 | 29000 | 305 | 35380
35 | 55.2.1 | 12 | Supplying and fixing of approved brand Lipped Mouth Porcelain Flat Back Urinal with all accessories |  | 3280 | 1 No. (One Number) | 39360 | 2252.55 | 27030.6 | 2500 | 30000 | 2000 | 24000 | 3280 | 39360
36 | 56.3.2 | 6 | Supplying and fixing of Indian Water Closet white galzed (oriya type) of size 580 mm x 440 mm of approved make with ISI mark In Ground floor. |  | 4262 | 1 No. (One Number) | 25572 | 3424.09 | 20544.54 | 4500 | 27000 | 3500 | 21000 | 4262 | 25572
37 | 56.4.1 | 18 | Supplying and fixing of Indian Water Closet white glazed (oriya type) of size 580 mm x 440 mm of approved make with ISI mark (Other than ground floor) |  | 5714 | 1 No. (One Number) | 102852 | 5379.95 | 96839.1 | 5500 | 99000 | 6000 | 108000 | 5714 | 102852
38 | 57.1.2 | 21 | Supplying and fixing colour EWC superior variety ( colour) |  | 5279 | 1 No. (One Number) | 110859 | 7651.85 | 160688.85 | 6500 | 136500 | 7000 | 147000 | 5279 | 110859
39 | 58.3 | 120 | Supplying and fixing the following dia PVC (SWR) pipe including all required PVC specials etc., all complete., a) 110mm dia PVC SWR pipe |  | 561 | 1 RMT (One Running Metre) | 67320 | 735.27 | 88232.4 | 220 | 26400 | 700 | 84000 | 561 | 67320
40 |  | 134 | b) 75mm dia PVC SWR pipe |  | 452 | 1 RMT (One Running Metre) | 60568 | 617.97 | 82807.98 | 120 | 16080 | 600 | 80400 | 452 | 60568
41 | 64.1.1 | 185 | Wiring with 1.5 Sqmm copper PVC insulated unsheathed single core 1.1 K.v. grade cable 5 amps flush type switch (Open wiring) a) Light point with ceiling rose |  | 650 | 1 No. (One Number) | 120250 | 895 | 165575 | 2200 | 407000 | 900 | 166500 | 650 | 120250
42 | 65.1.1 | 3 | Wirng with 1.5 sqmm copper PVC insulated unsheathed single core 1.1 KV grade cable for FAN POINT controlled by 5 amps flush type switch (Open wiring) |  | 678 | 1 No. (One Number) | 2034 | 982 | 2946 | 2200 | 6600 | 1000 | 3000 | 678 | 2034
43 | 67.1 | 2 | Wiring with 1.5 Sqmm PVC insulated single core multi strand fire retardant flexible copper cable with ISI mark confirming IS: 694:1990 for 5 amps 5 pin plug socket point @ Switch Board Itself. |  | 667 | 1 No. (One Number) | 1334 | 830 | 1660 | 250 | 500 | 800 | 1600 | 667 | 1334
44 | 68.2.1 | 218 | Wiring with 1.5 sqmm copper P.V.C. insulated unsheathed single core 1.1.k.v. grade cable for 5 amps. 5 pin plug socket point at convenient places (Open wiring) |  | 678 | 1 No. (One Number) | 147804 | 677 | 147586 | 950 | 207100 | 600 | 130800 | 678 | 147804
45 | 68.2.2 | 40 | Wiring with 1.5 Sqmm PVC insulated single core multi strand fire retardant flexible copper cable with ISI mark confirming IS: 694:1990 for 5 amps 5 pin plug socket point @ Convenient Places.(PVC Electrical Box ) |  | 797 | 1 No. (One Number) | 31880 | 1120 | 44800 | 950 | 38000 | 900 | 36000 | 797 | 31880
46 | 69.2 | 45 | Supply and fixing of 15 Amps 3 pin plug socket point on a suitable PVC box concealed and covered with 3mm thick laminated hylem sheet |  | 181 | 1 No. (One Number) | 8145 | 135 | 6075 | 300 | 13500 | 150 | 6750 | 181 | 8145
47 | 75.2 | 3 | Supply and delivery of following Electric Ceiling fan a) 48" Electric fan 1200mm sweep |  | 1661 | 1 No. (One Number) | 4983 | 1552 | 4656 | 2250 | 6750 | 1800 | 5400 | 1661 | 4983
48 | 84.3.1 | 359 | Run of main with 2 wires 4 sq.mm. PVC insulated single core multi strand fire retardant flexible copper cablewith ISI mark (Open wiring) |  | 163 | 1 RMT (One Running Metre) | 58517 | 177 | 63543 | 250 | 89750 | 200 | 71800 | 163 | 58517
49 | 96.6.1 | 12.5 | Supplying and fixing of 15 microns Anodised Aluminium partition powder coated of any colour a) 1.55 x 2.10m |  | 3351 | 1m2 (One Square metre) | 41887.5 | 4974.94 | 62186.75 | 2700 | 33750 | 5000 | 62500 | 3351 | 41887.5
50 | 97.6.2 | 2.1 | Supplying and fixing of 15 microns Anodised Aluminium Door Powder coated of any colour a) 1.00 x 2.10m |  | 3673 | 1m2 (One Square metre) | 7713.3 | 5150.98 | 10817.058 | 5500 | 11550 | 5500 | 11550 | 3673 | 7713.3
51 | 97.5.2 | 47 | Supplying, fabricating and erection of display showcase of various depths as followings made up wood plastic composite board of 0.60 density and 18mm thick for display a). 1.83 x 2.14 m 380mm depth |  | 15990 | 1m2 (One Square metre) | 751530 | 18600 | 874200 | 14000 | 658000 | 20000 | 940000 | 15990 | 751530
52 | 207.3.5 | 4000 | Painting the old walls two coats with 1st class ready mixed plastic emulsion paint of best approved quality colour and shade including scrapping |  | 110 | 1m2 (One Square metre) | 440000 | 171 | 684000 | 170 | 680000 | 150 | 600000 | 110 | 440000
53 | 207.4 | 92 | Painting the old wood work with two coats of approved Ist class synthetic enamel paint including thorough scrapping |  | 142 | 1m2 (One Square metre) | 13064 | 164 | 15088 | 300 | 27600 | 200 | 18400 | 142 | 13064
54 | 213 | 10 | Supply and delivery at site and fixing of SFRC manhole cover with frame b) 0.60 x 0.60m |  | 2543 | 1 No. (One Number) | 25430 | 2701 | 27010 | 2500 | 25000 | 2500 | 25000 | 2543 | 25430
55 | 216 | 300 | Dismantling the damaged pressed tiles in cement mortar without affecting the adjacent structures in all floors and clearing the debries 2km away from the site |  | 134 | 1m2 (One Square metre) | 40200 | 24.2 | 7260 | 200 | 60000 | 200 | 60000 | 134 | 40200
56 | 221 | 506 | Removing the existing aluminium window shutter including the removal of frames, hinges, fastenings and shutters form the existing structure and stacking the same carefully for reuse |  | 113 | 1m2 (One Square metre) | 57178 | 145.64 | 73693.84 | 150 | 75900 | 170 | 86020 | 113 | 57178
57 | 222.2.1 | 176 | Labour charges for removing the damaged door shutter or other similar joinery works without affecting the adjacent structures and refixing |  | 332 | 1m2 (One Square metre) | 58432 | 383.9 | 67566.4 | 150 | 26400 | 500 | 88000 | 332 | 58432
58 | 238.1 | 0.836 | Anticorrosive treatment for window grills |  | 2373 | 1 MT (One Metric tonne) | 1983.828 | 2954.25 | 2469.753 | 8000 | 6688 | 4000 | 3344 | 2373 | 1983.828
59 | 242.2.2 | 3054 | Dismantling the damaged Floor finish and dadooing walls in cement mortar with Mosaic Tiles / Glazed Tiles / Cuddapah Slabs/shahabad flooring without affecting the adjacent structures in all floors and including clearing debries 2km away from the site |  | 109 | 1m2 (One Square metre) | 332886 | 57.75 | 176368.5 | 200 | 610800 | 150 | 458100 | 109 | 332886
60 | 254.2 | 227 | Providing two legged scaffolding using 15cm diameter casurina props (a) for 3.00m height |  | 367 | 1 RMT (One Running Metre) | 83309 | 354.82 | 80544.14 | 600 | 136200 | 350 | 79450 | 367 | 83309
61 |  | 236 | (b) 13.00m height height in addition of 2.5m height |  | 1887 | 1 RMT (One Running Metre) | 445332 | 1723.94 | 406849.84 | 2000 | 472000 | 1500 | 354000 | 1887 | 445332
62 | 255.8.3 | 145 | Supplying, assembling and fixing of 24W LED 4000K 2 x 2 Square type Recessed fittings with LED (Higher end) |  | 2266 | 1 No. (One Number) | 328570 | 3850 | 558250 | 4300 | 623500 | 3000 | 435000 | 2266 | 328570
63 | 255.8.5 | 36 | Supplying, assembling and fixing of 18W LED 3000K Square type recessed fitting with LED (higher end) |  | 1475 | 1 No. (One Number) | 53100 | 1670 | 60120 | 2200 | 79200 | 1500 | 54000 | 1475 | 53100
64 | 343.2.1 | 836 | Supply and erection of iron work for truss |  | 119 | 1 Kg (One Kilogram) | 99484 | 110.75 | 92587 | 110 | 91960 | 130 | 108680 | 119 | 99484
65 | 343.2.2 | 83.2 | Supplying and fixing of Galvanium Colour Roof sheet of 0.47mm thick over MS purlin of approved ISI quality |  | 974 | 1m2 (One Square metre) | 81036.8 | 1020.01 | 84864.832 | 950 | 79040 | 1300 | 108160 | 974 | 81036.8
66 | 361.4.1 | 39 | Supply and Installation of Anutone Subtex Nubby, steppe edge, Glassfibre core fully encapsulated ceiling tile of size 595x595x15mm having density 100-120Kgs/m3, weight 1.5-1.8kg/m2 which is suspended by using 0.3mm thick and 15mm wide pre coated metal T15 grid system. |  | 1582 | 1m2 (One Square metre) | 61698 | 3400 | 132600 | 1600 | 62400 | 4000 | 156000 | 1582 | 61698
67 | 362.2.2 | 2060 | Supplying and fixing of Stain free nano polish Vitrified Tiles of size 600x600x8mm for flooring and other similar works |  | 1137 | 1m2 (One Square metre) | 2342220 | 1523.49 | 3138389.4 | 1150 | 2369000 | 1200 | 2472000 | 1137 | 2342220
68 | 379.7 | 4 | Supply and fixing of lab table of size 7.00 x 1.50 x 0.75 m made of 19mm thick BWR plywood with 1mm thick |  | 44183 | 1 No. (One Number) | 176732 | 50000 | 200000 | 375000 | 1500000 | 50000 | 200000 | 44183 | 176732
69 | 382.1 | 24 | Supply, delivery and fixing of white porcelain sink of size 600x450x200mm with 32mm dia B class GI waste water pipe and 32mm dia CP waste coupling etc |  | 2492 | 1 No. (One Number) | 59808 | 2147 | 51528 | 2800 | 67200 | 2500 | 60000 | 2492 | 59808
70 | 465.6 | 75 | Providing and fixing Acoustic Wall Panelling (equivalent to Armstrong) in channelled wood works perforated panels |  | 4619 | 1m2 (One Square metre) | 346425 | 8615 | 646125 | 5000 | 375000 | 8500 | 637500 | 4619 | 346425
71 | 530.1.0 | 198 | Supply and fixing of Partition Tile Based System (75mm thick.x 1200mm height ) |  | 5481 | 1m2 (One Square metre) | 1085238 | 5112.9 | 1012354.2 | 4500 | 891000 | 5000 | 990000 | 5481 | 1085238
72 | 530.1.1 | 48 | Supplying and providing Table top & vertical support legs are made of 25mm thk particle board finished |  | 3040 | 1m2 (One Square metre) | 145920 | 2691 | 129168 | 2400 | 115200 | 3000 | 144000 | 3040 | 145920
73 | 530.1.2 | 66 | Providing and fixing Mobile pedestal (3 Drawer) made of pre-laminated particle board pannels of 18mm thick |  | 2882 | 1 No. (One Number) | 190212 | 5800 | 382800 | 4000 | 264000 | 5500 | 363000 | 2882 | 190212
74 | 530.1.3 | 66 | Providing and fixing Keyboard unit with EBCO Channels Key board tray made of 18mm thick |  | 1243 | 1 No. (One Number) | 82038 | 1750 | 115500 | 900 | 59400 | 2000 | 132000 | 1243 | 82038
75 | 530.1.4 | 66 | Supply and delivery of fixed chair (Office chair ARB VC 031 x C805U Netled chair) |  | 3503 | 1 No. (One Number) | 231198 | 5500 | 363000 | 4500 | 297000 | 5500 | 363000 | 3503 | 231198
76 | 530.2.6 | 44 | Supplying and fixing of Conference Table made up of 25mm thick Particle board for top and leg 25mm thick particle board for the modesty 18mm prelaminated board all the visiable parts are covered by 0.5 and 2mm thick PVC edge band. Size : 1200 mm (w) x 600 mm (d) x 750mm (h) |  | 4181 | 1 No. (One Number) | 183964 | 6000 | 264000 | 7000 | 308000 | 7000 | 308000 | 4181 | 183964
77 | 540.1.3.1 | 46 | Supply and fixing of MS stand (Powder coated) for fixing outdoor unit |  | 678 | 1 No. (One Number) | 31188 | 1088 | 50048 | 1000 | 46000 | 1000 | 46000 | 678 | 31188
78 | 540.1.6.1 | 22 | Supply, delivery and installation of Hi wall Split Air conditioner with copper coil (5 star rated) a) For 2.00 Tr Hi wall mounting split type 5 star |  | 61585 | 1 No. (One Number) | 1354870 | 56370 | 1240140 | 60000 | 1320000 | 53000 | 1166000 | 61585 | 1354870
79 |  | 24 | b) For 1.50 Tr Hi wall mounting split type 5 star |  | 50285 | 1 No. (One Number) | 1206840 | 44160 | 1059840 | 48000 | 1152000 | 40000 | 960000 | 50285 | 1206840
80 | 540.1.8.1 | 357 | Supply, delivery and laying of PVC drain pipe 25mm with specials (For AC) |  | 203 | 1 RMT (One Running Metre) | 72471 | 64.1 | 22883.7 | 100 | 35700 | 75 | 26775 | 203 | 72471
81 | 540.1.9.1 | 46 | Supply and installation of 5KVA capacity automatic voltage stabilizer with time delay relay |  | 1978 | 1 No. (One Number) | 90988 | 4940 | 227240 | 4400 | 202400 | 4000 | 184000 | 1978 | 90988
82 | 540.2.1 | 317 | Supplying and laying of 5/8" and 3/8" copper pipe (Extra beyond 3m supplied with AC unit) |  | 904 | 1 RMT (One Running Metre) | 286568 | 940 | 297980 | 950 | 301150 | 1200 | 380400 | 904 | 286568
83 | 615.2.9 | 2 | Labour charges for removing the existing ceiling fans, tube light fittings from the existing structure and stacking the same carefully for reuse |  | 2543 | 1 Job (One Job) | 5086 | 2500 | 5000 | 1000 | 2000 | 3000 | 6000 | 2543 | 5086
84 | 640.4 | 317 | Supplying and clamping of 4core 2.5Sqmm Copper flexible armoured cable on post or wall and ceiling |  | 158 | 1 RMT (One Running Metre) | 50086 | 110 | 34870 | 425 | 134725 | 130 | 41210 | 158 | 50086
85 | 741.1.1 | 22 | Supply and fixing of 20Amps Double pole plug and sockets in sheet steel enclosure with 32 AMPS Double pole MCB in Flush with wall with earth connection ( for AC Plug) |  | 1454 | 1 No. (One Number) | 31988 | 1839 | 40458 | 2250 | 49500 | 2000 | 44000 | 1454 | 31988
86 | 778.2.3 | 1449 | Supplying and fixing in position of 10 mm thick (Plain sheet) Hilux / equivalent board false ceiling |  | 1156 | 1m2 (One Square metre) | 1675044 | 972 | 1408428 | 1400 | 2028600 | 1000 | 1449000 | 1156 | 1675044
87 | 832.5.2 | 600 | Supplying and fixing in position of UPVC window of casement type( open) for all sizes |  | 5780 | 1m2 (One Square metre) | 3468000 | 7482 | 4489200 | 5500 | 3300000 | 6000 | 3600000 | 5780 | 3468000
88 | 832.5.3 | 130 | Supplying and fixing in position of UPVC Ventilator louvered ventilator type for all sizes |  | 6082 | 1m2 (One Square metre) | 790660 | 8106 | 1053780 | 5500 | 715000 | 6000 | 780000 | 6082 | 790660
89 | 959.2.3 | 1 | Supply, installation, testing and commissioning of 500 KVA Diesel Generator set complete with all accessories |  | 3290000 | 1 No. (One Number) | 3290000 | 3986000 | 3986000 | 3500000 | 3500000 | 4000000 | 4000000 | 3290000 | 3290000
90 | 960.2.1 | 1 | AMF PANEL: The Control panel shall be made of 14 & 16 SWG sheet steel mounted on a channel frame, floor mounting, free standing, dust proof, cubical type front operated etc., It shall be provided with800 Amps 50 KA FP ACB (with adjustable settings) |  | 485900 | 1 Set (One Set) | 485900 | 455000 | 455000 | 600000 | 600000 | 450000 | 450000 | 485900 | 485900
91 | 960.3 | 1 | Electrical Accessories for 500 KVA Diesel Generator set. a) Supply and installation of M.S. cable adopter box made of 14 SWG sheet |  | 12430 | 1 No. (One Number) | 12430 | 19800 | 19800 | 12000 | 12000 | 20000 | 20000 | 12430 | 12430
92 |  | 105 | b) Supplying and laying of 3.5 core 300 Sq.mm PVC armoured LTUG cable Below GL |  | 2093 | 1 Rmt | 219765 | 1931 | 202755 | 1400 | 147000 | 2200 | 231000 | 2093 | 219765
93 |  | 12 | c) Supplying and providing cable end terminatin of 3.5 x 300 Sqmm PVC LTUG Aluminium armoured cable |  | 215 | 1 No. (One Number) | 2580 | 650 | 7800 | 750 | 9000 | 1000 | 12000 | 215 | 2580
94 |  | 12 | d) Supplying and fixing of brass cable gland suitable for 3.5 core 300 Sqmm PVC armoured LTUG cable |  | 316 | 1 No. (One Number) | 3792 | 818 | 9816 | 820 | 9840 | 1000 | 12000 | 316 | 3792
95 |  | 2 | e) Insulation for the residential silencer |  | 2029 | 1 No. (One Number) | 4058 | 2700 | 5400 | 750 | 1500 | 3000 | 6000 | 2029 | 4058
96 |  | 6 | f) Supply and installation of MS exhaust pipe of suitable thickness with 160mm dia from the silencer |  | 3158 | 1 RMT (One Running Metre) | 18948 | 4200 | 25200 | 3500 | 21000 | 4000 | 24000 | 3158 | 18948
97 |  | 6 | g) Supply and installation of MS exhaust pipe of suitable thickness with 200 mm dia complete with MS wall / ceiling support etc |  | 3539 | 1 RMT (One Running Metre) | 21234 | 4800 | 28800 | 2400 | 14400 | 5000 | 30000 | 3539 | 21234
98 |  | 12 | h) Supply and installation of exhaust pipe thermal insulation lagging with mineral wool as per IS 3677 / 1973 reinforced with chicken mesh and gladded with aluminium sheet of 26 SWG and 50mm thick with 64 Kg/Cu.Mtr.Density |  | 2029 | 1 RMT (One Running Metre) | 24348 | 2700 | 32400 | 2800 | 33600 | 2700 | 32400 | 2029 | 24348
99 |  | 2 | i) Supply and installation of stainless steel rain hold / rain cap / bend at top of the exhaust pipe to prevent rain water entry to exhaust pipe with provision of drain plug in the system |  | 4058 | 1 Set (One Set) | 8116 | 5400 | 10800 | 12000 | 24000 | 6000 | 12000 | 4058 | 8116
100 |  | 35 | j) Supply and laying of 7 core 2.5 Sqmm copper armoured cable for control wiring with necessary termination arrangements at both ends etc., |  | 499 | 1 RMT (One Running Metre) | 17465 | 720 | 25200 | 850 | 29750 | 1000 | 35000 | 499 | 17465
101 | 960.4 | 50 | Earth and Earth Connection a) Supply and run of 25mm x 6mm tin coated copper flat from the earthing to the control panel. Neutral earthing / alternator earthing and interconnection of earthings |  | 661 | 1 RMT (One Running Metre) | 33050 | 822 | 41100 | 1000 | 50000 | 1000 | 50000 | 661 | 33050
102 |  | 50 | b) Supply and run of 50mm x 6mm GI flat from the earthing to the control panel, DG set alternator body earthing and interconnection of earthings etc |  | 217 | 1 RMT (One Running Metre) | 10850 | 288 | 14400 | 210 | 10500 | 300 | 15000 | 217 | 10850
103 |  | 30 | c) Supply and laying of 2 runs of No.8 copper for earth connection |  | 97 | 1 RMT (One Running Metre) | 2910 | 128 | 3840 | 180 | 5400 | 100 | 3000 | 97 | 2910
104 |  | 2 | d) Earthing as per the ISI specification with an earth electrode of 3m.CI (Cast Iron) pipe of dia not less than 40mm, with necessary funneling arrangements with necessary masonary work |  | 2032 | 1 No. (One Number) | 4064 | 2516 | 5032 | 12000 | 24000 | 2500 | 5000 | 2032 | 4064
105 |  | 2 | e) Plate earthing with copper plate of size 600 x 600 x 3mm as per the ISI specification with an earth electrode of 2.1 mtr. Class 'B' GI pipe of dia not less than 40mm, |  | 9543 | 1 No. (One Number) | 19086 | 8844 | 17688 | 16000 | 32000 | 10000 | 20000 | 9543 | 19086
106 | 960.5 | 1 | Installation, Testing, Commissioning and Trial run of DG set with Consumables (Including first charging of lubricating oil & necessary fuel) for 6 hrs. at load |  | 73450 | 1 Job (One Job) | 73450 | 100000 | 100000 | 100000 | 100000 | 100000 | 100000 | 73450 | 73450
107 | 960.6 | 1 | Preparation of necessary drawings for DG set approval by Chief electrical Inspector to Government / CEA, obtain approval |  | 62150 | 1 Job (One Job) | 62150 | 80000 | 80000 | 180000 | 180000 | 80000 | 80000 | 62150 | 62150
108 | 963 | 90 | Supplying, laying, fixing and jointing 32mm dia MS pipe suitable for gas supply for above GL |  | 652 | 1 RMT (One Running Metre) | 58680 | 550 | 49500 | 120 | 10800 | 500 | 45000 | 652 | 58680
109 | 982 | 1 | a) Supply of Real Presence Group 500-720p: Group 500 HD code EagleEyeIV-12x camera |  | 350300 | 1 No. (One Number) | 350300 | 478350 | 478350 | 250000 | 250000 | 450000 | 450000 | 350300 | 350300
110 |  | 1 | b) Supply of Partner Premier, RealPresence Group 500-720p: Group 500 HD codec, EagleEyeIV-12x camera |  | 36556 | 1 No. (One Number) | 36556 | 51500 | 51500 | 150000 | 150000 | 50000 | 50000 | 36556 | 36556
111 |  | 1 | c) Supply of EDUCORP Full HD Digital Visualizer High quality CMOS sensor |  | 33900 | 1 No. (One Number) | 33900 | 98750 | 98750 | 16000 | 16000 | 90000 | 90000 | 33900 | 33900
112 |  | 1 | d) Supply of 5 KVA Inverter UPS with 100ah SMF Battery including all necessary accessories |  | 84750 | 1 No. (One Number) | 84750 | 83200 | 83200 | 5000 | 5000 | 80000 | 80000 | 84750 | 84750
113 |  | 1 | e) Supply of open metal rack and interlink cable |  | 14125 | 1 No. (One Number) | 14125 | 13600 | 13600 | 6000 | 6000 | 12000 | 12000 | 14125 | 14125
114 |  | 1 | f) Supply of colour printer including scan,copy,wifi. |  | 21188 | 1 No. (One Number) | 21188 | 38500 | 38500 | 18000 | 18000 | 40000 | 40000 | 21188 | 21188
115 |  | 1 | g) Supply of 55 inch LG display with wall mount kit. Model : 55UT640S. Brand : LG / Equivalent |  | 50850 | 1 No. (One Number) | 50850 | 77850 | 77850 | 90000 | 90000 | 75000 | 75000 | 50850 | 50850
116 |  | 1 | h) Supply of HP/ Equivalent Commercial Desktop - 385Z9PA "HP 280 G6 MT Desktop |  | 73450 | 1 No. (One Number) | 73450 | 90700 | 90700 | 9000 | 9000 | 90000 | 90000 | 73450 | 73450
117 |  | 1 | i) Supply of PA Mixer Amplifier with Built-in Digital Player 6 Inchs 10 Watts PA Ceiling Speakers |  | 83338 | 1 No. (One Number) | 83338 | 225000 | 225000 | 8500 | 8500 | 225000 | 225000 | 83338 | 83338
118 |  | 1 | j)Testing, Commissioning and Installation charges for Camera, HD Digital visualizer, Inverter, rack, Printer, display, Desktop and Amplifier |  | 22600 | 1 Job (One Job) | 22600 | 35000 | 35000 | 25000 | 25000 | 30000 | 30000 | 22600 | 22600
[6 empty] | TOTAL | 27642623.038 |  | 32975477.096 |  | 31557088 |  | 30750024 |  | 27642623.038
[6 empty] | GST @ 18% | 4975672.1468 |  | 5935585.8773 |  | 5680275.84 |  | 5535004.32 |  | 4975672.1468
[6 empty] | TOTAL | 32618295.1848 |  | 38911062.9733 |  | 37237363.84 |  | 36285028.32 |  | 32618295.1848