## New Abstract
Name of Work: Special repair works for New Commissioner of Police Building at Commissioner of Police Campus, Vepery in Chennai City.
ABSTRACT
SI. No | Item. No | Qty | Description | Rate | Unit | Amount
1 | 21.2 | 0.974 | Supplying and fixing of Teak Wood wrought and put up a) Teak wood over 2.00 metre and below 3 metre length | 125878 | 1 Cum | 122605.172
2 |  | 0.264 | b) Teak wood below 2.00 metre length | 113678 | 1 Cum | 30010.992
3 | 30 | 81.6 | Finishing the top of flooring with cement concrete 1:3, 20 mm thick Ellispattern Flooring (No Sand) | 460.74 | 1 Sqm | 37596.384
4 | 31 | 225 | Weathering Course with concrete broken brick jelly 20mm gauge in pure burnt lime stone slaked and screened (No Sand) over RCC Roof Slab | 3793.82 | 1 Cum | 853609.5
5 | 2.15 | 12.3 | Annexure Supply and filling in foundation and basement with Stone dust in layers of 150mm thickness | 310.25 | 1 Cum | 3816.075
6 | 3.2.3 | 97.4 | Plain cement concrete 1:2:4 for foundation an basement using 20 mm broken stone jelly including curing etc to complete. | 6516.99 | 1 Cum | 634754.826
7 | 9.2.2 | 1.6 | Brick work in C.M. 1:6 using chamber Burnt bricks of size 23 x 11.4 x 7.5 cm (9" x 4 1/2"x 3") a) In Ground Floor | 6768.36 | 1 Cum | 10829.376
8 |  | 1.6 | b) In First Floor | 6934.35 | 1 Cum | 11094.96
9 |  | 1.6 | c) In Second Floor | 7100.34 | 1 Cum | 11360.544
10 |  | 1.6 | d) In Third Floor | 7266.33 | 1 Cum | 11626.128
11 |  | 1.6 | e) In Fourth Floor | 7432.32 | 1 Cum | 11891.712
12 |  | 1.6 | f) In Fifth Floor | 7598.31 | 1 Cum | 12157.296
13 |  | 3.1 | g) In sixth Floor | 7764.3 | 1 Cum | 24069.33
14 |  | 3.1 | h) In Seventh Floor | 7930.29 | 1 Cum | 24583.899
15 | 10.2.2 | 30 | Brick partition wall in C.M. 1:4 using chamber Burnt bricks of size 23 x 11.4 x 7.5 cm (9" x 4 1/2"x 3") 114 mm thick (B.P.) a) In Foundation and basement | 851.23 | 1 Sqm | 25536.9
16 |  | 1.4 | b) In Ground Floor | 860.61 | 1 Sqm | 1204.854
17 |  | 1.4 | c) In First Floor | 879.53 | 1 Sqm | 1231.342
18 |  | 1.4 | d) In Second Floor | 898.45 | 1 Sqm | 1257.83
19 |  | 1.4 | e) In Third Floor | 917.37 | 1 Sqm | 1284.318
20 |  | 1.4 | f) In Fourth Floor | 936.29 | 1 Sqm | 1310.806
21 |  | 1.4 | g) In Fifth Floor | 955.21 | 1 Sqm | 1337.294
22 |  | 2.7 | h) In sixth Floor | 974.13 | 1 Sqm | 2630.151
23 |  | 2.7 | i) In Seventh Floor | 993.05 | 1 Sqm | 2681.235
24 | 21.5.2.2 | 240 | Supplying and fixing of PVC doors of required overall size (Single leaf) with PVC door frame and PVC shutter (superior variety). | 3325 | 1 Sqm | 798000
25 | 21.7.2 | 17.3 | Supplying and fixing of Double leaf Soild core flush door shutters using boiled water resistance (BWR) teak wood ply as per IS 303-1989 a) 1500 x 2100 mm (Double leaf shutter) | 3176.09 | 1 Sqm | 54946.357
26 | 21.7.3 | 33.3 | Supplying and fixing of single leaf solid core flush door shutter of thickness 35mm a). door size 1.000 m x 2.100 (Single Leaf) | 3021.75 | 1 Sqm | 100624.275
27 |  | 11.3 | b) 1.200 x 2.100 m (Single leaf shutter) | 2921.83 | 1 Sqm | 33016.679
28 | 23.4.2 | 419 | Supplying and fixing UPVC (Un-Plasticized Polyvinyl Chloride) Sliding Windows.( Two track) | 3250 | 1 Sqm | 1361750
29 | 23.4.3 | 36 | Supplying and fixing UPVC (Un-Plasticized Polyvinyl Chloride) Sliding Windows. (Three track) | 3750 | 1 Sqm | 135000
30 | 28.1 | 243.7 | Plastering with CM 1:4 (One of cement and four of crushed stone sand) 20mm thick finished with neat cement | 549.13 | 1 Sqm | 133822.981
31 | 29.8.1 | 773.3 | Supplying and fixing of Colour glazed tiles, over cement plastering in CM 1:2, 10mm thick wherever necessary, pointing the joints with Grout (Tile joint filler), curing, finishing etc | 1416.18 | 1 Sqm | 1095131.994
32 | 29.9.1 | 541 | Supplying and fixing of colour Ceramic Tiles Anti skid without corrugated design for flooring and other similar works, over cement mortor 1:3, 20mm thick wherever necessary pointing the joints with Grout (Tile joint filler), curing, finishing etc | 1244.02 | 1 Sqm | 673014.82
33 | 30.2 | 909 | Finishing the top concrete Surface for power trowel work including materials, labour and transportation charges etc., all complete. | 48.42 | 1 Sqm | 44013.78
34 | 32.1.1 | 295 | Finishing top of roof with one course of pressed tiles 23 x 23 x 2cm over a bed of C.M (1:3), 12mm thick mixed with water proof compound at 2% by weight of cement etc. | 1229.37 | 1 Sqm | 362664.15
35 | 32.1.5 | 2064 | Pointing with C.M (1:3) for Pressed tiles | 328.72 | 1 Sqm | 678478.08
36 | 33.1.1 | 915.6 | Plastering with CM 1:5 (One of cement and five of crushed stone sand) 20mm thick finished with neat cement | 523.61 | 1 Sqm | 479417.316
37 | 35.4.1 | 72 | Special ceiling plastering in CM 1:3 (One of cement and three of crushed stone sand) 10mm thick finished with neat cement | 299.35 | 1 Sqm | 21553.2
38 | 35.4.1 | 100 | Special ceiling plastering in cement mortar 1:3 (One of cement and three of crushed stone sand) 20mm thick. | 548.63 | 1 Sqm | 54863
39 | 37.3.1 | 882 | White washing two coats using clean shell lime slaked | 34.98 | 1 Sqm | 30852.36
40 | 52.1.1 | 50 | Supplying, laying, fixing and jointing the following PVC pipes as per ASTM D - 1785 of schedule 40 of wall thickness not less than the specified in IS 4985 a) 32 mm ASTM D schedule 40 threaded PVC pipe with necessary PVC/UPVC specials | 261.46 | 1 Rmt | 13073
41 |  | 300 | b) 25mm ASTM D schedule 40 threaded PVC pipe with necessary PVC/UPVC specials | 243.43 | 1 Rmt | 73029
42 |  | 350 | c) 20mm ASTM D schedule 40 threaded PVC pipe with necessary PVC/UPVC specials | 238.64 | 1 Rmt | 83524
43 | 53.5 | 8 | Supplying and fixing of porcelain wash hand basin superior variety of size 550x400mm with all accessories. (With pedastal) | 3746.02 | 1 No | 29968.16
44 | 53.5.1 | 56 | Supplying and fixing of porcelain wash hand basin superior variety of size 550x400mm with all accessories. (Without pedastal) | 3406.02 | 1 No | 190737.12
45 | 54.2.1 | 64 | Supplying and fixing of 15mm dia CP short body half turn tap of best quality | 446 | 1 No | 28544
46 | 55.2.1 | 81 | Providing Lipped Mouth Porcelain Flat Back Urinal with all accessories | 2252.5 | 1 No | 182452.5
47 | 56.4.1 | 56 | Supplying and fixing of Indian Water Closet white glazed (oriya type) of size 580 mm X 440 mm of approved make with ISI mark (Other than ground floor) | 5321.96 | 1 No | 298029.76
48 | 57.1.1 | 56 | Supplying and fixing EWC superior variety (white) 500mm | 7257.85 | 1 No | 406439.6
49 | 58.3 | 300 | Supplying and fixing the following dia PVC (SWR) pipe including all required PVC specials etc., all complete., a) 110mm dia PVC SWR pipe | 735.27 | 1 Rmt | 220581
50 |  | 250 | b) 75mm dia PVC SWR pipe | 617.97 | 1 Rmt | 154492.5
51 | 60.1 | 156 | Supplying and fixing of PVC Nahani Trap not less than 75mm 4 way / 2 way (Superior variety) | 160 | 1 No | 24960
52 | 64.1.1 | 20 | Wiring with 1.5 Sqmm copper PVC insulated unsheathed single core 1.1 K.v. grade cable 5 amps flush type switch (Open wiring) b) Light point without ceiling rose | 897 | 1 No | 17940
53 | 70.5.2 | 68 | Supply and fixing of 4' long 18w LED fitting. Crystal glass tubelight | 693 | 1 No | 47124
54 | 77.7.1 | 184 | Run off mains with 2 wires of 2.5 Sqmm copper PVC insulated unsheathed single core 1.1KV cable (Open wiring) | 146.6 | 1 Rmt | 26974.4
55 | 93.1.1 | 1447 | Plastering with CM 1:3, 12 mm thick mixed with water proofing compound ( CICO ) at the rate of 2 kg / 10 sq.m including curing | 287.05 | 1 Sqm | 415361.35
56 | 97.6.2 | 14.7 | Supplying and fixing of aluminium extruded section with powder coating (Black colour). The vertical frame of size 63.5 x 38.1 x 1.28mm dia no 20027 and weight 0.758 kg/m. Aluminium Door (Size: 1.00 x 2.10m). | 6614.18 | 1 Sqm | 97228.446
57 | 112.1 | 43 | Supplying and fixing of 225 mm dia sweep AC exhaust fan of approved ISI | 2152 | 1 No | 92536
58 | 207.3.1 | 915.6 | Painting the false ceiling / walls with two coats of 1st class ready mixed plastic emulsion paint | 239.05 | 1 Sqm | 218874.18
59 | 207.3.5 | 570 | Painting the old walls two coats with 1st class plastic emulsion paint of best approved quality colour and shade including clean removal of dirt and dust etc., complete | 171 | 1 Sqm | 97470
60 | 207.4 | 121 | Painting the old wood work with two coats of approved Ist class synthetic enamel paint including thorough scrapping | 164 | 1 Sqm | 19844
61 | 209.1.2 | 807.2 | Removing the existing damaged false ceiling. | 71 | 1 Sqm | 57311.2
62 | 209.5.1 | 1765.6 | Clean removal of cement plaster from walls and racking out joints 20mm deep | 10.67 | 1 Sqm | 18838.952
63 | 211.3 | 173.5 | Dismantling mosaic-in-situ finish in cement mortar in floor and in wall surface the debris 2km from the site etc., all complete. | 59.95 | 1 Sqm | 10401.325
64 | 214.1.3 | 62 | Supplying and fixing of Polycarbonate Sheet 6mm thick | 1255.4 | 1 Sqm | 77834.8
65 | 216 | 295 | Dismantling the damaged pressed tiles in cement mortar without affecting the adjacent structures in all floor | 24.2 | 1 Sqm | 7139
66 | 221 | 857 | Labour charges for removing the cupboard door shutter and Windows shutter including removal of frames, hinges and fastenings | 145.64 | 1 Sqm | 124813.48 | 115.17
67 | 221.3 | 164 | Removing, repairing and refixing the damaged Aluminium window shutter (Size: 1.50m x 1.35m) | 2803 | 1 No | 459692
68 | 222.2 | 24 | Labour charges for the repairing damaged door shutter | 933 | 1 No | 22392
69 | 239.1.1 | 56 | Labour charges for removing the existing damaged IWC and dismantling the brick jelly concrete in all floors without affecting the adjacent structures and including clearing debris 2km away from the site. | 2008 | 1 No | 112448
70 | 239.1.2 | 137 | Removing the EWC in all floors without affecting the structure and clearing the debris 2km away from the site | 665 | 1 No | 91105
71 | 239.1.3 | 246.6 | Dismantling Lime Concrete clearing the debris 2km away and carefully stacking materials useful for re-use for any thickness of walls | 335.5 | 1 Cum | 82734.3
72 | 241.1 | 1052.5 | Chipping of concrete and roughening the surface. | 38.34 | 1 Sqm | 40352.85
73 | 242.2.2 | 1264.7 | Dismantling the damaged Floor finish and dadooing walls in cement mortar with Mosaic Tiles / Glazed Tiles / Cuddapah Slabs/shahabad flooring without affecting the adjacent structures in all floors and including clearing debries 2km away from the site | 57.75 | 1 Sqm | 73036.425
74 | 247.2.3 | 10 | Charges of Existing tiles cleaning work for Commissioner of Police building one floor toilet area | 2500 | 1 Job | 25000
75 | 254.2 | 60 | Providing two legged scaffolding using 15cm diameter casurina props or best quality bamboo posts of 4m overall length a) 5.5m height in addition of 2.5m height | 697.1 | 1 Rmt | 41826
76 |  | 23 | b) 35.5m height in addition of 2.5m height | 4804.46 | 1 Rmt | 110502.58
77 | 344.5 | 68 | Supply and fixing of 5.5 mm thick bewelled shelf box type mirror of size 600 x 450mm | 494.7 | 1 No | 33639.6
78 | 359.3.1 | 48 | Supply and laying superior variety Concrete Designer tiles for flooring in CM 1:3 (One of Cement and three of crushed stone sand) 20mm thick | 1517.38 | 1 Sqm | 72834.24
79 | 379.4.4 | 10.4 | Supplying and fixing of Grey colour Granite slab super fine polished with machine cut edges of 10 mm thick for s/c steps (over cement plastering in CM 1:3 (One of cement and three of crushed stone sand) 20mm thick. | 2326.38 | 1 Sqm | 24194.352
80 | 383.1 | 26 | Providing single nosing to the edges of Granite slab of 10 mm thick | 195.7 | 1 Rmt | 5088.2
81 | 432.1 | 30 | Providing and filling the tile joint with epoxy grout with following specification : Surface preparation including cleaning the joint to be free from dust and loose particles. | 438 | 1 Sqm | 13140
82 | 451.3.2 | 56 | Supply and fixing of CP two way Bib cock with Health Faucet | 2286 | 1 No | 128016
83 | 778.2.6 | 807.2 | Supply and Installation of Anutone (or) Equivalent Brand of Acoustical False Ceiling of Sisoli serene / slate spirts / slate polka mineral fibre/ GRG cor ceiling tiles of size 595 x 595 x 15mm having volume density 270Kgs /m3, weight 4kg /m2. | 968 | 1 Sqm | 781369.6
84 | 832.5.3 | 161.7 | Supplying and fixing in position of UPVC Ventilator louvered ventilator type for all sizes | 8106 | 1 Sqm | 1310740.2
85 | 980 | 60 | Supplying and applying of Polyurethane (PU) Injection Grouting in terrace finding the leakage area, derailing the leakage area, inset the nozzle and injecting the Polyurethane (PU) foam chemical | 830 | 1 Point | 49800
86 | 981 | 115 | Supplying and applying of making the V-groove in inner wall crack in cleaning the crack area, apply the one coat of primer in crack area and apply the crack filler chemical to filling thecrack area. | 852.8 | 1 Rmt | 98072
|  |  |  | Total |  | 14507135.036 |  | 424.996
6833081.17
-7674053.866
#REF!

## New Abstract (2)
Name of work :- Providing Painting works for New Commissioner of Police Building at Vepery in Chennai City
Abstract
Sl No | Item. No | Qty | Description of work | Rate | Unit | Amount
1 | 37.3.1 | 5400 | Annexure White washing two coats using clean shell lime slaked | 34.98 | 1 Sqm | 188892
2 | 207.3.5 | 31667 | Painting the old walls two coats with 1st class ready mixed plastic emulsion paint of best approved quality including thorough scrapping | 171 | 1 Sqm | 5415057
3 | 207.3.7 | 3880 | Painting the old walls with one coat of 1st class ready mixed plastic emulsion paint including thorough scrapping | 87 | 1 Sqm | 337560
4 | 207.4 | 1711 | Painting the old wood work with two coats of approved Ist class synthetic enamel paint including thorough scrapping | 164 | 1 Sqm | 280604
5 | 207.6 | 1416 | Painting the old iron work with two coats of ready mixed first class synthetic enamel paint including thorough scrapping the old paint | 144.5 | 1 Sqm | 204612 | 240
|  |  | Sub Total -I |  |  | 6426725
|  |  | GST @18% |  |  | 1156810.5
|  |  | Sub Total -II |  |  | 7583535.5
|  |  | Labour welfare fund @ 1% |  |  | 64267.25
|  |  | Supervision charges @7. 5% |  |  | 568765.1625
|  |  | Total Amount |  |  | 8216567.9125
[5 empty] | Say | 82,16,600/-

## final Abstract
Name of Work: Special repairs and Painting works to New Commissioner of Police Office Building at COP Campus, Vepery in Chennai City.
ABSTRACT
SI. No | Item. No | Qty | Description | Rate | Unit | Amount
1 | 21.2 | 0.974 | Supplying and fixing of Teak Wood wrought and put up a) Teak wood over 2.00 metre and below 3 metre length | 125878 | 1 Cum | 122605.172
2 |  | 0.264 | b) Teak wood below 2.00 metre length | 113678 | 1 Cum | 30010.992
3 | 30 | 81.6 | Finishing the top of flooring with cement concrete 1:3, 20 mm thick Ellispattern Flooring (No Sand) | 460.74 | 1 Sqm | 37596.384
4 | 31 | 225 | Weathering Course with concrete broken brick jelly 20mm gauge in pure burnt lime stone slaked and screened (No Sand) over RCC Roof Slab | 3793.82 | 1 Cum | 853609.5
5 | 2.15 | 12.3 | Annexure Supply and filling in foundation and basement with Stone dust in layers of 150mm thickness | 310.25 | 1 Cum | 3816.075
6 | 3.2.3 | 97.4 | Plain cement concrete 1:2:4 for foundation an basement using 20 mm broken stone jelly including curing etc to complete. | 6516.99 | 1 Cum | 634754.826
7 | 9.2.2 | 1.6 | Brick work in C.M. 1:6 using chamber Burnt bricks of size 23 x 11.4 x 7.5 cm (9" x 4 1/2"x 3") a) In Ground Floor | 6768.36 | 1 Cum | 10829.376
8 |  | 1.6 | b) In First Floor | 6934.35 | 1 Cum | 11094.96
9 |  | 1.6 | c) In Second Floor | 7100.34 | 1 Cum | 11360.544
10 |  | 1.6 | d) In Third Floor | 7266.33 | 1 Cum | 11626.128
11 |  | 1.6 | e) In Fourth Floor | 7432.32 | 1 Cum | 11891.712
12 |  | 1.6 | f) In Fifth Floor | 7598.31 | 1 Cum | 12157.296
13 |  | 3.1 | g) In sixth Floor | 7764.3 | 1 Cum | 24069.33
14 |  | 3.1 | h) In Seventh Floor | 7930.29 | 1 Cum | 24583.899
15 | 10.2.2 | 30 | Brick partition wall in C.M. 1:4 using chamber Burnt bricks of size 23 x 11.4 x 7.5 cm (9" x 4 1/2"x 3") 114 mm thick (B.P.) a) In Foundation and basement | 851.23 | 1 Sqm | 25536.9
16 |  | 1.4 | b) In Ground Floor | 860.61 | 1 Sqm | 1204.854
17 |  | 1.4 | c) In First Floor | 879.53 | 1 Sqm | 1231.342
18 |  | 1.4 | d) In Second Floor | 898.45 | 1 Sqm | 1257.83
19 |  | 1.4 | e) In Third Floor | 917.37 | 1 Sqm | 1284.318
20 |  | 1.4 | f) In Fourth Floor | 936.29 | 1 Sqm | 1310.806
21 |  | 1.4 | g) In Fifth Floor | 955.21 | 1 Sqm | 1337.294
22 |  | 2.7 | h) In sixth Floor | 974.13 | 1 Sqm | 2630.151
23 |  | 2.7 | i) In Seventh Floor | 993.05 | 1 Sqm | 2681.235
24 | 21.5.2.2 | 240 | Supplying and fixing of PVC doors of required overall size (Single leaf) with PVC door frame and PVC shutter (superior variety). | 3325 | 1 Sqm | 798000
25 | 21.7.2 | 17.3 | Supplying and fixing of Double leaf Soild core flush door shutters using boiled water resistance (BWR) teak wood ply as per IS 303-1989 a) 1500 x 2100 mm (Double leaf shutter) | 3176.09 | 1 Sqm | 54946.357
26 | 21.7.3 | 33.3 | Supplying and fixing of single leaf solid core flush door shutter of thickness 35mm a). door size 1.000 m x 2.100 (Single Leaf) | 3021.75 | 1 Sqm | 100624.275
27 |  | 11.3 | b) 1.200 x 2.100 m (Single leaf shutter) | 2921.83 | 1 Sqm | 33016.679
28 | 23.4.2 | 419 | Supplying and fixing UPVC (Un-Plasticized Polyvinyl Chloride) Sliding Windows.( Two track) | 3250 | 1 Sqm | 1361750
29 | 23.4.3 | 36 | Supplying and fixing UPVC (Un-Plasticized Polyvinyl Chloride) Sliding Windows. (Three track) | 3750 | 1 Sqm | 135000
30 | 28.1 | 243.7 | Plastering with CM 1:4 (One of cement and four of crushed stone sand) 20mm thick finished with neat cement | 549.13 | 1 Sqm | 133822.981
31 | 29.8.1 | 773.3 | Supplying and fixing of Colour glazed tiles, over cement plastering in CM 1:2, 10mm thick wherever necessary, pointing the joints with Grout (Tile joint filler), curing, finishing etc | 1416.18 | 1 Sqm | 1095131.994
32 | 29.9.1 | 541 | Supplying and fixing of colour Ceramic Tiles Anti skid without corrugated design for flooring and other similar works, over cement mortor 1:3, 20mm thick wherever necessary pointing the joints with Grout (Tile joint filler), curing, finishing etc | 1244.02 | 1 Sqm | 673014.82
33 | 30.2 | 909 | Finishing the top concrete Surface for power trowel work including materials, labour and transportation charges etc., all complete. | 48.42 | 1 Sqm | 44013.78
34 | 32.1.1 | 295 | Finishing top of roof with one course of pressed tiles 23 x 23 x 2cm over a bed of C.M (1:3), 12mm thick mixed with water proof compound at 2% by weight of cement etc. | 1229.37 | 1 Sqm | 362664.15
35 | 32.1.5 | 2064 | Pointing with C.M (1:3) for Pressed tiles | 328.72 | 1 Sqm | 678478.08
36 | 33.1.1 | 915.6 | Plastering with CM 1:5 (One of cement and five of crushed stone sand) 20mm thick finished with neat cement | 523.61 | 1 Sqm | 479417.316
37 | 35.4.1 | 72 | Special ceiling plastering in CM 1:3 (One of cement and three of crushed stone sand) 10mm thick finished with neat cement | 299.35 | 1 Sqm | 21553.2
38 | 35.4.1 | 100 | Special ceiling plastering in cement mortar 1:3 (One of cement and three of crushed stone sand) 20mm thick. | 548.63 | 1 Sqm | 54863
39 | 37.3.1 | 6282 | White washing two coats using clean shell lime slaked | 34.98 | 1 Sqm | 219744.36
40 | 52.1.1 | 50 | Supplying, laying, fixing and jointing the following PVC pipes as per ASTM D - 1785 of schedule 40 of wall thickness not less than the specified in IS 4985 a) 32 mm ASTM D schedule 40 threaded PVC pipe with necessary PVC/UPVC specials | 261.46 | 1 Rmt | 13073
41 |  | 300 | b) 25mm ASTM D schedule 40 threaded PVC pipe with necessary PVC/UPVC specials | 243.43 | 1 Rmt | 73029
42 |  | 350 | c) 20mm ASTM D schedule 40 threaded PVC pipe with necessary PVC/UPVC specials | 238.64 | 1 Rmt | 83524
43 | 53.5 | 8 | Supplying and fixing of porcelain wash hand basin superior variety of size 550x400mm with all accessories. (With pedastal) | 3746.02 | 1 No | 29968.16
44 | 53.5.1 | 56 | Supplying and fixing of porcelain wash hand basin superior variety of size 550x400mm with all accessories. (Without pedastal) | 3406.02 | 1 No | 190737.12
45 | 54.2.1 | 64 | Supplying and fixing of 15mm dia CP short body half turn tap of best quality | 446 | 1 No | 28544
46 | 55.2.1 | 81 | Providing Lipped Mouth Porcelain Flat Back Urinal with all accessories | 2252.5 | 1 No | 182452.5
47 | 56.4.1 | 56 | Supplying and fixing of Indian Water Closet white glazed (oriya type) of size 580 mm X 440 mm of approved make with ISI mark (Other than ground floor) | 5321.96 | 1 No | 298029.76
48 | 57.1.1 | 56 | Supplying and fixing EWC superior variety (white) 500mm | 7257.85 | 1 No | 406439.6
49 | 58.3 | 300 | Supplying and fixing the following dia PVC (SWR) pipe including all required PVC specials etc., all complete., a) 110mm dia PVC SWR pipe | 735.27 | 1 Rmt | 220581
50 |  | 250 | b) 75mm dia PVC SWR pipe | 617.97 | 1 Rmt | 154492.5
51 | 60.1 | 156 | Supplying and fixing of PVC Nahani Trap not less than 75mm 4 way / 2 way (Superior variety) | 160 | 1 No | 24960
52 | 64.1.1 | 20 | Wiring with 1.5 Sqmm copper PVC insulated unsheathed single core 1.1 K.v. grade cable 5 amps flush type switch (Open wiring) b) Light point without ceiling rose | 897 | 1 No | 17940
53 | 70.5.2 | 68 | Supply and fixing of 4' long 18w LED fitting. Crystal glass tubelight | 693 | 1 No | 47124
54 | 77.7.1 | 184 | Run off mains with 2 wires of 2.5 Sqmm copper PVC insulated unsheathed single core 1.1KV cable (Open wiring) | 146.6 | 1 Rmt | 26974.4
55 | 93.1.1 | 1447 | Plastering with CM 1:3, 12 mm thick mixed with water proofing compound ( CICO ) at the rate of 2 kg / 10 sq.m including curing | 287.05 | 1 Sqm | 415361.35
56 | 97.6.2 | 14.7 | Supplying and fixing of aluminium extruded section with powder coating (Black colour). The vertical frame of size 63.5 x 38.1 x 1.28mm dia no 20027 and weight 0.758 kg/m. Aluminium Door (Size: 1.00 x 2.10m). | 6614.18 | 1 Sqm | 97228.446
57 | 112.1 | 43 | Supplying and fixing of 225 mm dia sweep AC exhaust fan of approved ISI | 2152 | 1 No | 92536
58 | 207.3.1 | 915.6 | Painting the false ceiling / walls with two coats of 1st class ready mixed plastic emulsion paint | 239.05 | 1 Sqm | 218874.18
59 | 207.3.5 | 32237 | Painting the old walls two coats with 1st class plastic emulsion paint of best approved quality colour and shade including clean removal of dirt and dust etc., complete | 171 | 1 Sqm | 5512527
60 | 207.3.7 | 3880 | Painting the old walls with one coat of 1st class ready mixed plastic emulsion paint including thorough scrapping | 87 | 1 Sqm | 337560
61 | 207.4 | 1832 | Painting the old wood work with two coats of approved Ist class synthetic enamel paint including thorough scrapping | 164 | 1 Sqm | 300448
62 | 207.6 | 1416 | Painting the old iron work with two coats of ready mixed first class synthetic enamel paint including thorough scrapping the old paint | 144.5 | 1 Sqm | 204612 |  | 240
63 | 209.1.2 | 807.2 | Removing the existing damaged false ceiling. | 71 | 1 Sqm | 57311.2
64 | 209.5.1 | 1765.6 | Clean removal of cement plaster from walls and racking out joints 20mm deep | 10.67 | 1 Sqm | 18838.952
65 | 211.3 | 173.5 | Dismantling mosaic-in-situ finish in cement mortar in floor and in wall surface the debris 2km from the site etc., all complete. | 59.95 | 1 Sqm | 10401.325
66 | 214.1.3 | 62 | Supplying and fixing of Polycarbonate Sheet 6mm thick | 1255.4 | 1 Sqm | 77834.8
67 | 216 | 295 | Dismantling the damaged pressed tiles in cement mortar without affecting the adjacent structures in all floor | 24.2 | 1 Sqm | 7139
68 | 221 | 857 | Labour charges for removing the cupboard door shutter and Windows shutter including removal of frames, hinges and fastenings | 145.64 | 1 Sqm | 124813.48 | 115.17
69 | 221.3 | 164 | Removing, repairing and refixing the damaged Aluminium window shutter (Size: 1.50m x 1.35m) | 2803 | 1 No | 459692
70 | 222.2 | 24 | Labour charges for the repairing damaged door shutter | 933 | 1 No | 22392
71 | 239.1.1 | 56 | Labour charges for removing the existing damaged IWC and dismantling the brick jelly concrete in all floors without affecting the adjacent structures and including clearing debris 2km away from the site. | 2008 | 1 No | 112448
72 | 239.1.2 | 137 | Removing the EWC in all floors without affecting the structure and clearing the debris 2km away from the site | 665 | 1 No | 91105
73 | 239.1.3 | 246.6 | Dismantling Lime Concrete clearing the debris 2km away and carefully stacking materials useful for re-use for any thickness of walls | 335.5 | 1 Cum | 82734.3
74 | 241.1 | 1052.5 | Chipping of concrete and roughening the surface. | 38.34 | 1 Sqm | 40352.85
75 | 242.2.2 | 1264.7 | Dismantling the damaged Floor finish and dadooing walls in cement mortar with Mosaic Tiles / Glazed Tiles / Cuddapah Slabs/shahabad flooring without affecting the adjacent structures in all floors and including clearing debries 2km away from the site | 57.75 | 1 Sqm | 73036.425
76 | 247.2.3 | 10 | Charges of Existing tiles cleaning work for Commissioner of Police building one floor toilet area | 2500 | 1 Job | 25000
77 | 254.2 | 60 | Providing two legged scaffolding using 15cm diameter casurina props or best quality bamboo posts of 4m overall length a) 5.5m height in addition of 2.5m height | 697.1 | 1 Rmt | 41826
78 |  | 23 | b) 35.5m height in addition of 2.5m height | 4804.46 | 1 Rmt | 110502.58
79 | 344.5 | 68 | Supply and fixing of 5.5 mm thick bewelled shelf box type mirror of size 600 x 450mm | 494.7 | 1 No | 33639.6
80 | 359.3.1 | 48 | Supply and laying superior variety Concrete Designer tiles for flooring in CM 1:3 (One of Cement and three of crushed stone sand) 20mm thick | 1517.38 | 1 Sqm | 72834.24
81 | 379.4.4 | 10.4 | Supplying and fixing of Grey colour Granite slab super fine polished with machine cut edges of 10 mm thick for s/c steps (over cement plastering in CM 1:3 (One of cement and three of crushed stone sand) 20mm thick. | 2326.38 | 1 Sqm | 24194.352
82 | 383.1 | 26 | Providing single nosing to the edges of Granite slab of 10 mm thick | 195.7 | 1 Rmt | 5088.2
83 | 432.1 | 30 | Providing and filling the tile joint with epoxy grout with following specification : Surface preparation including cleaning the joint to be free from dust and loose particles. | 438 | 1 Sqm | 13140
84 | 451.3.2 | 56 | Supply and fixing of CP two way Bib cock with Health Faucet | 2286 | 1 No | 128016
85 | 778.2.6 | 807.2 | Supply and Installation of Anutone (or) Equivalent Brand of Acoustical False Ceiling of Sisoli serene / slate spirts / slate polka mineral fibre/ GRG cor ceiling tiles of size 595 x 595 x 15mm having volume density 270Kgs /m3, weight 4kg /m2. | 968 | 1 Sqm | 781369.6
86 | 832.5.3 | 161.7 | Supplying and fixing in position of UPVC Ventilator louvered ventilator type for all sizes | 8106 | 1 Sqm | 1310740.2
87 | 980 | 60 | Supplying and applying of Polyurethane (PU) Injection Grouting in terrace finding the leakage area, derailing the leakage area, inset the nozzle and injecting the Polyurethane (PU) foam chemical | 830 | 1 Point | 49800
88 | 981 | 115 | Supplying and applying of making the V-groove in inner wall crack in cleaning the crack area, apply the one coat of primer in crack area and apply the crack filler chemical to filling thecrack area. | 852.8 | 1 Rmt | 98072
|  |  | Sub Total -I |  |  | 20933860.036 |  |  | 6427149.996
|  |  | GST @18% |  |  | 3768094.8065
|  |  | Sub Total -II |  |  | 24701954.8425
|  |  | Repair work for Glass door East & west portico |  |  | 55000
|  |  | Charges for front elevation glass cleaning work for Commissioner of Police building 3rd floor to 9th floor front area. |  |  | 100000
|  |  | Providing bore well arrangements |  |  | 1000000
|  |  | Total Amount |  |  | 25856954.8425
|  |  | Labour welfare fund @ 1% |  |  | 209338.6004
|  |  | Petty supervision charges @ 2.5% (only Repair work) |  |  | 456334.94
|  |  | Supervision charges @7. 5% |  |  | 1939271.6132
28461899.996

## codng
TENDER CODING SHEET (Rates to be filled up by the Tenderer in this coding sheet)
Name of Work: Special repairs and Painting works to New Commissioner of Police Office Building at COP Campus, Vepery in Chennai City.
Sl. No | Item No | DESCRIPTION | QTY | UNIT | Rate exclusive of GST in Figures and in Words | AMOUNT
1 | 21.2 | Supplying and fixing of Teak Wood wrought and put up a) Teak wood over 2.00 metre and below 3 metre length | 0.974 | 1 Cum | 125878 | 122605.172
2 |  | b) Teak wood below 2.00 metre length | 0.264 | 1 Cum | 113678 | 30010.992
3 | 30 | Finishing the top of flooring with cement concrete 1:3, 20 mm thick Ellispattern Flooring (No Sand) | 81.6 | 1 Sqm | 460.74 | 37596.384
4 | 31 | Weathering Course with concrete broken brick jelly 20mm gauge in pure burnt lime stone slaked and screened (No Sand) over RCC Roof Slab | 225 | 1 Cum | 3793.82 | 853609.5
5 | 2.15 | Annexure Supply and filling in foundation and basement with Stone dust in layers of 150mm thickness | 12.3 | 1 Cum | 310.25 | 3816.075
6 | 3.2.3 | Plain cement concrete 1:2:4 for foundation an basement using 20 mm broken stone jelly including curing etc to complete. | 97.4 | 1 Cum | 6516.99 | 634754.826
7 | 9.2.2 | Brick work in C.M. 1:6 using chamber Burnt bricks of size 23 x 11.4 x 7.5 cm (9" x 4 1/2"x 3") a) In Ground Floor | 1.6 | 1 Cum | 6768.36 | 10829.376
8 |  | b) In First Floor | 1.6 | 1 Cum | 6934.35 | 11094.96
9 |  | c) In Second Floor | 1.6 | 1 Cum | 7100.34 | 11360.544
10 |  | d) In Third Floor | 1.6 | 1 Cum | 7266.33 | 11626.128
11 |  | e) In Fourth Floor | 1.6 | 1 Cum | 7432.32 | 11891.712
12 |  | f) In Fifth Floor | 1.6 | 1 Cum | 7598.31 | 12157.296
13 |  | g) In sixth Floor | 3.1 | 1 Cum | 7764.3 | 24069.33
14 |  | h) In Seventh Floor | 3.1 | 1 Cum | 7930.29 | 24583.899
15 | 10.2.2 | Brick partition wall in C.M. 1:4 using chamber Burnt bricks of size 23 x 11.4 x 7.5 cm (9" x 4 1/2"x 3") 114 mm thick (B.P.) a) In Foundation and basement | 30 | 1 Sqm | 851.23 | 25536.9
16 |  | b) In Ground Floor | 1.4 | 1 Sqm | 860.61 | 1204.854
17 |  | c) In First Floor | 1.4 | 1 Sqm | 879.53 | 1231.342
18 |  | d) In Second Floor | 1.4 | 1 Sqm | 898.45 | 1257.83
19 |  | e) In Third Floor | 1.4 | 1 Sqm | 917.37 | 1284.318
20 |  | f) In Fourth Floor | 1.4 | 1 Sqm | 936.29 | 1310.806
21 |  | g) In Fifth Floor | 1.4 | 1 Sqm | 955.21 | 1337.294
22 |  | h) In sixth Floor | 2.7 | 1 Sqm | 974.13 | 2630.151
23 |  | i) In Seventh Floor | 2.7 | 1 Sqm | 993.05 | 2681.235
24 | 21.5.2.2 | Supplying and fixing of PVC doors of required overall size (Single leaf) with PVC door frame and PVC shutter (superior variety). | 240 | 1 Sqm | 3325 | 798000
25 | 21.7.2 | Supplying and fixing of Double leaf Soild core flush door shutters using boiled water resistance (BWR) teak wood ply as per IS 303-1989 a) 1500 x 2100 mm (Double leaf shutter) | 17.3 | 1 Sqm | 3176.09 | 54946.357
26 | 21.7.3 | Supplying and fixing of single leaf solid core flush door shutter of thickness 35mm a). door size 1.000 m x 2.100 (Single Leaf) | 33.3 | 1 Sqm | 3021.75 | 100624.275
27 |  | b) 1.200 x 2.100 m (Single leaf shutter) | 11.3 | 1 Sqm | 2921.83 | 33016.679
28 | 23.4.2 | Supplying and fixing UPVC (Un-Plasticized Polyvinyl Chloride) Sliding Windows.( Two track) | 419 | 1 Sqm | 3250 | 1361750
29 | 23.4.3 | Supplying and fixing UPVC (Un-Plasticized Polyvinyl Chloride) Sliding Windows. (Three track) | 36 | 1 Sqm | 3750 | 135000
30 | 28.1 | Plastering with CM 1:4 (One of cement and four of crushed stone sand) 20mm thick finished with neat cement | 243.7 | 1 Sqm | 549.13 | 133822.981
31 | 29.8.1 | Supplying and fixing of Colour glazed tiles, over cement plastering in CM 1:2, 10mm thick wherever necessary, pointing the joints with Grout (Tile joint filler), curing, finishing etc | 773.3 | 1 Sqm | 1416.18 | 1095131.994
32 | 29.9.1 | Supplying and fixing of colour Ceramic Tiles Anti skid without corrugated design for flooring and other similar works, over cement mortor 1:3, 20mm thick wherever necessary pointing the joints with Grout (Tile joint filler), curing, finishing etc | 541 | 1 Sqm | 1244.02 | 673014.82
33 | 30.2 | Finishing the top concrete Surface for power trowel work including materials, labour and transportation charges etc., all complete. | 909 | 1 Sqm | 48.42 | 44013.78
34 | 32.1.1 | Finishing top of roof with one course of pressed tiles 23 x 23 x 2cm over a bed of C.M (1:3), 12mm thick mixed with water proof compound at 2% by weight of cement etc. | 295 | 1 Sqm | 1229.37 | 362664.15
35 | 32.1.5 | Pointing with C.M (1:3) for Pressed tiles | 2064 | 1 Sqm | 328.72 | 678478.08
36 | 33.1.1 | Plastering with CM 1:5 (One of cement and five of crushed stone sand) 20mm thick finished with neat cement | 915.6 | 1 Sqm | 523.61 | 479417.316
37 | 35.4.1 | Special ceiling plastering in CM 1:3 (One of cement and three of crushed stone sand) 10mm thick finished with neat cement | 72 | 1 Sqm | 299.35 | 21553.2
38 | 35.4.1 | Special ceiling plastering in cement mortar 1:3 (One of cement and three of crushed stone sand) 20mm thick. | 100 | 1 Sqm | 548.63 | 54863
39 | 37.3.1 | White washing two coats using clean shell lime slaked | 6282 | 1 Sqm | 34.98 | 219744.36
40 | 52.1.1 | Supplying, laying, fixing and jointing the following PVC pipes as per ASTM D - 1785 of schedule 40 of wall thickness not less than the specified in IS 4985 a) 32 mm ASTM D schedule 40 threaded PVC pipe with necessary PVC/UPVC specials | 50 | 1 Rmt | 261.46 | 13073
41 |  | b) 25mm ASTM D schedule 40 threaded PVC pipe with necessary PVC/UPVC specials | 300 | 1 Rmt | 243.43 | 73029
42 |  | c) 20mm ASTM D schedule 40 threaded PVC pipe with necessary PVC/UPVC specials | 350 | 1 Rmt | 238.64 | 83524
43 | 53.5 | Supplying and fixing of porcelain wash hand basin superior variety of size 550x400mm with all accessories. (With pedastal) | 8 | 1 No | 3746.02 | 29968.16
44 | 53.5.1 | Supplying and fixing of porcelain wash hand basin superior variety of size 550x400mm with all accessories. (Without pedastal) | 56 | 1 No | 3406.02 | 190737.12
45 | 54.2.1 | Supplying and fixing of 15mm dia CP short body half turn tap of best quality | 64 | 1 No | 446 | 28544
46 | 55.2.1 | Providing Lipped Mouth Porcelain Flat Back Urinal with all accessories | 81 | 1 No | 2252.5 | 182452.5
47 | 56.4.1 | Supplying and fixing of Indian Water Closet white glazed (oriya type) of size 580 mm X 440 mm of approved make with ISI mark (Other than ground floor) | 56 | 1 No | 5321.96 | 298029.76
48 | 57.1.1 | Supplying and fixing EWC superior variety (white) 500mm | 56 | 1 No | 7257.85 | 406439.6
49 | 58.3 | Supplying and fixing the following dia PVC (SWR) pipe including all required PVC specials etc., all complete., a) 110mm dia PVC SWR pipe | 300 | 1 Rmt | 735.27 | 220581
50 |  | b) 75mm dia PVC SWR pipe | 250 | 1 Rmt | 617.97 | 154492.5
51 | 60.1 | Supplying and fixing of PVC Nahani Trap not less than 75mm 4 way / 2 way (Superior variety) | 156 | 1 No | 160 | 24960
52 | 64.1.1 | Wiring with 1.5 Sqmm copper PVC insulated unsheathed single core 1.1 K.v. grade cable 5 amps flush type switch (Open wiring) b) Light point without ceiling rose | 20 | 1 No | 897 | 17940
53 | 70.5.2 | Supply and fixing of 4' long 18w LED fitting. Crystal glass tubelight | 68 | 1 No | 693 | 47124
54 | 77.7.1 | Run off mains with 2 wires of 2.5 Sqmm copper PVC insulated unsheathed single core 1.1KV cable (Open wiring) | 184 | 1 Rmt | 146.6 | 26974.4
55 | 93.1.1 | Plastering with CM 1:3, 12 mm thick mixed with water proofing compound ( CICO ) at the rate of 2 kg / 10 sq.m including curing | 1447 | 1 Sqm | 287.05 | 415361.35
56 | 97.6.2 | Supplying and fixing of aluminium extruded section with powder coating (Black colour). The vertical frame of size 63.5 x 38.1 x 1.28mm dia no 20027 and weight 0.758 kg/m. Aluminium Door (Size: 1.00 x 2.10m). | 14.7 | 1 Sqm | 6614.18 | 97228.446
57 | 112.1 | Supplying and fixing of 225 mm dia sweep AC exhaust fan of approved ISI | 43 | 1 No | 2152 | 92536
58 | 207.3.1 | Painting the false ceiling / walls with two coats of 1st class ready mixed plastic emulsion paint | 915.6 | 1 Sqm | 239.05 | 218874.18
59 | 207.3.5 | Painting the old walls two coats with 1st class plastic emulsion paint of best approved quality colour and shade including clean removal of dirt and dust etc., complete | 32237 | 1 Sqm | 171 | 5512527
60 | 207.3.7 | Painting the old walls with one coat of 1st class ready mixed plastic emulsion paint including thorough scrapping | 3880 | 1 Sqm | 87 | 337560
61 | 207.4 | Painting the old wood work with two coats of approved Ist class synthetic enamel paint including thorough scrapping | 1832 | 1 Sqm | 164 | 300448
62 | 207.6 | Painting the old iron work with two coats of ready mixed first class synthetic enamel paint including thorough scrapping the old paint | 1416 | 1 Sqm | 144.5 | 204612
63 | 209.1.2 | Removing the existing damaged false ceiling. | 807.2 | 1 Sqm | 71 | 57311.2
64 | 209.5.1 | Clean removal of cement plaster from walls and racking out joints 20mm deep | 1765.6 | 1 Sqm | 10.67 | 18838.952
65 | 211.3 | Dismantling mosaic-in-situ finish in cement mortar in floor and in wall surface the debris 2km from the site etc., all complete. | 173.5 | 1 Sqm | 59.95 | 10401.325
66 | 214.1.3 | Supplying and fixing of Polycarbonate Sheet 6mm thick | 62 | 1 Sqm | 1255.4 | 77834.8
67 | 216 | Dismantling the damaged pressed tiles in cement mortar without affecting the adjacent structures in all floor | 295 | 1 Sqm | 24.2 | 7139
68 | 221 | Labour charges for removing the damaged broken door / window / ventilator any other similar joinery works | 857 | 1 Sqm | 145.64 | 124813.48
69 | 221.3 | Removing, repairing and refixing the damaged Aluminium window shutter (Size: 1.50m x 1.35m) | 164 | 1 No | 2803 | 459692
70 | 222.2 | Labour charges for the repairing damaged door shutter | 24 | 1 No | 933 | 22392
71 | 239.1.1 | Labour charges for removing the existing damaged IWC and dismantling the brick jelly concrete in all floors without affecting the adjacent structures and including clearing debris 2km away from the site. | 56 | 1 No | 2008 | 112448
72 | 239.1.2 | Removing the EWC in all floors without affecting the structure and clearing the debris 2km away from the site | 137 | 1 No | 665 | 91105
73 | 239.1.3 | Dismantling Lime Concrete clearing the debris 2km away and carefully stacking materials useful for re-use for any thickness of walls | 246.6 | 1 Cum | 335.5 | 82734.3
74 | 241.1 | Chipping of concrete and roughening the surface. | 1052.5 | 1 Sqm | 38.34 | 40352.85
75 | 242.2.2 | Dismantling the damaged Floor finish and dadooing walls in cement mortar with Mosaic Tiles / Glazed Tiles / Cuddapah Slabs/shahabad flooring without affecting the adjacent structures in all floors and including clearing debries 2km away from the site | 1264.7 | 1 Sqm | 57.75 | 73036.425
76 | 247.2.3 | Charges of Existing tiles cleaning work for Commissioner of Police building one floor toilet area | 10 | 1 Job | 2500 | 25000
77 | 254.2 | Providing two legged scaffolding using 15cm diameter casurina props or best quality bamboo posts of 4m overall length a) 5.5m height in addition of 2.5m height | 60 | 1 Rmt | 697.1 | 41826
78 |  | b) 35.5m height in addition of 2.5m height | 23 | 1 Rmt | 4804.46 | 110502.58
79 | 344.5 | Supply and fixing of 5.5 mm thick bewelled shelf box type mirror of size 600 x 450mm | 68 | 1 No | 494.7 | 33639.6
80 | 359.3.1 | Supply and laying superior variety Concrete Designer tiles for flooring in CM 1:3 (One of Cement and three of crushed stone sand) 20mm thick | 48 | 1 Sqm | 1517.38 | 72834.24
81 | 379.4.4 | Supplying and fixing of Grey colour Granite slab super fine polished with machine cut edges of 10 mm thick for s/c steps (over cement plastering in CM 1:3 (One of cement and three of crushed stone sand) 20mm thick. | 10.4 | 1 Sqm | 2326.38 | 24194.352
82 | 383.1 | Providing single nosing to the edges of Granite slab of 10 mm thick | 26 | 1 Rmt | 195.7 | 5088.2
83 | 432.1 | Providing and filling the tile joint with epoxy grout with following specification : Surface preparation including cleaning the joint to be free from dust and loose particles. | 30 | 1 Sqm | 438 | 13140
84 | 451.3.2 | Supply and fixing of CP two way Bib cock with Health Faucet | 56 | 1 No | 2286 | 128016
85 | 778.2.6 | Supply and Installation of Anutone (or) Equivalent Brand of Acoustical False Ceiling of Sisoli serene / slate spirts / slate polka mineral fibre/ GRG cor ceiling tiles of size 595 x 595 x 15mm having volume density 270Kgs /m3, weight 4kg /m2. | 807.2 | 1 Sqm | 968 | 781369.6
86 | 832.5.3 | Supplying and fixing in position of UPVC Ventilator louvered ventilator type for all sizes | 161.7 | 1 Sqm | 8106 | 1310740.2
87 | 980 | Supplying and applying of Polyurethane (PU) Injection Grouting in terrace finding the leakage area, derailing the leakage area, inset the nozzle and injecting the Polyurethane (PU) foam chemical | 60 | 1 Point | 830 | 49800
88 | 981 | Supplying and applying of making the V-groove in inner wall crack in cleaning the crack area, apply the one coat of primer in crack area and apply the crack filler chemical to filling thecrack area. | 115 | 1 Rmt | 852.8 | 98072
[5 empty] | Total Amount Rs. | 20933860.036
( Rupees --------------------------------------------------------------------------------------------------------Only)
Note: The items not furnished with Quantity are deemed to be deleted.

## CS
REVISED COMPARATIVE STATEMENT
Name of Work: Special repairs and Painting works to New Commissioner of Police Office Building at COP Campus, Vepery in Chennai City.
Sl. No | Item No | DESCRIPTION | QTY | UNIT | Estimate rate (As per PWD SR 2022-2023) |  | M/s. P. Manickam & Co, Chennai - 12. (1). |  | Thiru. P. Britto Dhanasekaran, Chennai - 40. (2). |  | Thiru. M. Selvam, Vellore - 632 002. (3). |  | M/s. P.P.S & Co, Salem - 636 455. (2). |  | The valid & lowest and negotiated tenderer of M/s. P.P.S & Co, Salem - 636 455, vide Lr. Dt:31.01.2023 |  | The valid & lowest and negotiated tenderer of M/s. P.P.S & Co, Salem - 636 455, vide Lr. Dt: .01.2023 |  |  | AB-SUB
[5 empty] | Rate | Amount | Rate | Amount | Rate | Amount | Rate | Amount | Rate | Amount | Rate | Amount
1 | 21.2 | Supplying and fixing of Teak Wood wrought and put up a) Teak wood over 2.00 metre and below 3 metre length | 0.974 | 1 Cum | 125878 | 122605.172 | 127759 | 124437.266 | 140000 | 136360 | 125875 | 122602.25 | 126000 | 122724 | 126000 | 122724 | 122000 | RR | 118828 | -3.0808
2 |  | b) Teak wood below 2.00 metre length | 0.264 | 1 Cum | 113678 | 30010.992 | 113393 | 29935.752 | 125000 | 33000 | 113678 | 30010.992 | 114000 | 30096 | 114000 | 30096 | 114000 |  | 30096 | 0.28326
3 | 30 | Finishing the top of flooring with cement concrete 1:3, 20 mm thick Ellispattern Flooring (No Sand) | 81.6 | 1 Sqm | 460.74 | 37596.384 | 292 | 23827.2 | 450 | 36720 | 450 | 36720 | 450 | 36720 | 450 | 36720 | 450 |  | 36720 | -2.331
4 | 31 | Weathering Course with concrete broken brick jelly 20mm gauge in pure burnt lime stone slaked and screened (No Sand) over RCC Roof Slab | 225 | 1 Cum | 3793.82 | 853609.5 | 5339 | 1201275 | 5000 | 1125000 | 3780 | 850500 | 3500 | 787500 | 3500 | 787500 | 3500 |  | 787500 | -7.7447
5 | 2.15 | Annexure Supply and filling in foundation and basement with Stone dust in layers of 150mm thickness | 12.3 | 1 Cum | 310.25 | 3816.075 | 1962 | 24132.6 | 500 | 6150 | 310 | 3813 | 300 | 3690 | 300 | 3690 | 300 |  | 3690 | -3.3038
6 | 3.2.3 | Plain cement concrete 1:2:4 for foundation an basement using 20 mm broken stone jelly including curing etc to complete. | 97.4 | 1 Cum | 6516.99 | 634754.826 | 6650 | 647710 | 6000 | 584400 | 6000 | 584400 | 6100 | 594140 | 6100 | 594140 | 6100 |  | 594140 | -6.3985
7 | 9.2.2 | Brick work in C.M. 1:6 using chamber Burnt bricks of size 23 x 11.4 x 7.5 cm (9" x 4 1/2"x 3") a) In Ground Floor | 1.6 | 1 Cum | 6768.36 | 10829.376 | 6269 | 10030.4 | 7500 | 12000 | 6765 | 10824 | 7000 | 11200 | 7000 | 11200 | 7000 |  | 11200 | 3.4224
8 |  | b) In First Floor | 1.6 | 1 Cum | 6934.35 | 11094.96 | 6386 | 10217.6 | 7600 | 12160 | 6935 | 11096 | 7000 | 11200 | 7000 | 11200 | 7000 |  | 11200 | 0.94674
9 |  | c) In Second Floor | 1.6 | 1 Cum | 7100.34 | 11360.544 | 6140 | 9824 | 7700 | 12320 | 7100 | 11360 | 7000 | 11200 | 7000 | 11200 | 7000 |  | 11200 | -1.4132
10 |  | d) In Third Floor | 1.6 | 1 Cum | 7266.33 | 11626.128 | 6658 | 10652.8 | 7800 | 12480 | 7265 | 11624 | 7000 | 11200 | 7000 | 11200 | 7000 |  | 11200 | -3.6653
11 |  | e) In Fourth Floor | 1.6 | 1 Cum | 7432.32 | 11891.712 | 6774 | 10838.4 | 7900 | 12640 | 7435 | 11896 | 7000 | 11200 | 7000 | 11200 | 7000 |  | 11200 | -5.8168
12 |  | f) In Fifth Floor | 1.6 | 1 Cum | 7598.31 | 12157.296 | 6929 | 11086.4 | 8000 | 12800 | 7595 | 12152 | 7000 | 11200 | 7000 | 11200 | 7000 |  | 11200 | -7.8743
13 |  | g) In sixth Floor | 3.1 | 1 Cum | 7764.3 | 24069.33 | 7046 | 21842.6 | 8100 | 25110 | 7760 | 24056 | 7000 | 21700 | 7000 | 21700 | 7000 |  | 21700 | -9.8438
14 |  | h) In Seventh Floor | 3.1 | 1 Cum | 7930.29 | 24583.899 | 7162 | 22202.2 | 8200 | 25420 | 7930 | 24583 | 7000 | 21700 | 7000 | 21700 | 7000 |  | 21700 | -11.7308
15 | 10.2.2 | Brick partition wall in C.M. 1:4 using chamber Burnt bricks of size 23 x 11.4 x 7.5 cm (9" x 4 1/2"x 3") 114 mm thick (B.P.) a) In Foundation and basement | 30 | 1 Sqm | 851.23 | 25536.9 | 885 | 26550 | 900 | 27000 | 850 | 25500 | 850 | 25500 | 850 | 25500 | 850 |  | 25500 | -0.1445
16 |  | b) In Ground Floor | 1.4 | 1 Sqm | 860.61 | 1204.854 | 909 | 1272.6 | 950 | 1330 | 860 | 1204 | 850 | 1190 | 850 | 1190 | 850 |  | 1190 | -1.2328
17 |  | c) In First Floor | 1.4 | 1 Sqm | 879.53 | 1231.342 | 933 | 1306.2 | 960 | 1344 | 880 | 1232 | 850 | 1190 | 850 | 1190 | 850 |  | 1190 | -3.3575
18 |  | d) In Second Floor | 1.4 | 1 Sqm | 898.45 | 1257.83 | 956 | 1338.4 | 970 | 1358 | 890 | 1246 | 850 | 1190 | 850 | 1190 | 850 |  | 1190 | -5.3926
19 |  | e) In Third Floor | 1.4 | 1 Sqm | 917.37 | 1284.318 | 980 | 1372 | 980 | 1372 | 915 | 1281 | 850 | 1190 | 850 | 1190 | 850 |  | 1190 | -7.3438
20 |  | f) In Fourth Floor | 1.4 | 1 Sqm | 936.29 | 1310.806 | 1004 | 1405.6 | 990 | 1386 | 935 | 1309 | 850 | 1190 | 850 | 1190 | 850 |  | 1190 | -9.2162
21 |  | g) In Fifth Floor | 1.4 | 1 Sqm | 955.21 | 1337.294 | 1027 | 1437.8 | 1000 | 1400 | 955 | 1337 | 850 | 1190 | 850 | 1190 | 850 |  | 1190 | -11.0143
22 |  | h) In sixth Floor | 2.7 | 1 Sqm | 974.13 | 2630.151 | 1051 | 2837.7 | 1100 | 2970 | 970 | 2619 | 850 | 2295 | 850 | 2295 | 850 |  | 2295 | -12.7427
23 |  | i) In Seventh Floor | 2.7 | 1 Sqm | 993.05 | 2681.235 | 1075 | 2902.5 | 1200 | 3240 | 990 | 2673 | 850 | 2295 | 850 | 2295 | 850 |  | 2295 | -14.4051
24 | 21.5.2.2 | Supplying and fixing of PVC doors of required overall size (Single leaf) with PVC door frame and PVC shutter (superior variety). | 240 | 1 Sqm | 3325 | 798000 | 3465 | 831600 | 3600 | 864000 | 3100 | 744000 | 3300 | 792000 | 3300 | 792000 | 3200 | RR | 768000 | -3.7594
25 | 21.7.2 | Supplying and fixing of Double leaf Soild core flush door shutters using boiled water resistance (BWR) teak wood ply as per IS 303-1989 a) 1500 x 2100 mm (Double leaf shutter) | 17.3 | 1 Sqm | 3176.09 | 54946.357 | 3771 | 65238.3 | 3600 | 62280 | 3170 | 54841 | 3000 | 51900 | 3000 | 51900 | 3000 |  | 51900 | -5.5442
26 | 21.7.3 | Supplying and fixing of single leaf solid core flush door shutter of thickness 35mm a). door size 1.000 m x 2.100 (Single Leaf) | 33.3 | 1 Sqm | 3021.75 | 100624.275 | 3454 | 115018.2 | 3550 | 118215 | 3000 | 99900 | 3000 | 99900 | 3000 | 99900 | 2900 | RR | 96570 | -4.0291
27 |  | b) 1.200 x 2.100 m (Single leaf shutter) | 11.3 | 1 Sqm | 2921.83 | 33016.679 | 3564 | 40273.2 | 3500 | 39550 | 2920 | 32996 | 3000 | 33900 | 3000 | 33900 | 2850 | RR | 32205 | -2.4584
28 | 23.4.2 | Supplying and fixing UPVC (Un-Plasticized Polyvinyl Chloride) Sliding Windows.( Two track) | 419 | 1 Sqm | 3250 | 1361750 | 3452 | 1446388 | 4500 | 1885500 | 3200 | 1340800 | 3200 | 1340800 | 3200 | 1340800 | 3100 | RR | 1298900 | -4.6154
29 | 23.4.3 | Supplying and fixing UPVC (Un-Plasticized Polyvinyl Chloride) Sliding Windows. (Three track) | 36 | 1 Sqm | 3750 | 135000 | 3954 | 142344 | 5000 | 180000 | 3750 | 135000 | 3700 | 133200 | 3700 | 133200 | 3550 | RR | 127800 | -5.3333
30 | 28.1 | Plastering with CM 1:4 (One of cement and four of crushed stone sand) 20mm thick finished with neat cement | 243.7 | 1 Sqm | 549.13 | 133822.981 | 444 | 108202.8 | 550 | 134035 | 500 | 121850 | 400 | 97480 | 400 | 97480 | 400 |  | 97480 | -27.1575
31 | 29.8.1 | Supplying and fixing of Colour glazed tiles, over cement plastering in CM 1:2, 10mm thick wherever necessary, pointing the joints with Grout (Tile joint filler), curing, finishing etc | 773.3 | 1 Sqm | 1416.18 | 1095131.994 | 1010 | 781033 | 1250 | 966625 | 1300 | 1005290 | 1400 | 1082620 | 1400 | 1082620 | 1310 | RR | 1013023 | -7.4976
32 | 29.9.1 | Supplying and fixing of colour Ceramic Tiles Anti skid without corrugated design for flooring and other similar works, over cement mortor 1:3, 20mm thick wherever necessary pointing the joints with Grout (Tile joint filler), curing, finishing etc | 541 | 1 Sqm | 1244.02 | 673014.82 | 1005 | 543705 | 1150 | 622150 | 1244 | 673004 | 1200 | 649200 | 1200 | 649200 | 1150 | RR | 622150 | -7.5578
33 | 30.2 | Finishing the top concrete Surface for power trowel work including materials, labour and transportation charges etc., all complete. | 909 | 1 Sqm | 48.42 | 44013.78 | 59 | 53631 | 60 | 54540 | 50 | 45450 | 50 | 45450 | 50 | 45450 | 47 | RR | 42723 | -2.9327
34 | 32.1.1 | Finishing top of roof with one course of pressed tiles 23 x 23 x 2cm over a bed of C.M (1:3), 12mm thick mixed with water proof compound at 2% by weight of cement etc. | 295 | 1 Sqm | 1229.37 | 362664.15 | 900 | 265500 | 1500 | 442500 | 1230 | 362850 | 1000 | 295000 | 1000 | 295000 | 1000 |  | 295000 | -18.6575
35 | 32.1.5 | Pointing with C.M (1:3) for Pressed tiles | 2064 | 1 Sqm | 328.72 | 678478.08 | 236 | 487104 | 500 | 1032000 | 325 | 670800 | 250 | 516000 | 250 | 516000 | 250 |  | 516000 | -23.9474
36 | 33.1.1 | Plastering with CM 1:5 (One of cement and five of crushed stone sand) 20mm thick finished with neat cement | 915.6 | 1 Sqm | 523.61 | 479417.316 | 452 | 413851.2 | 500 | 457800 | 520 | 476112 | 400 | 366240 | 400 | 366240 | 400 |  | 366240 | -23.6073
37 | 35.4.1 | Special ceiling plastering in CM 1:3 (One of cement and three of crushed stone sand) 10mm thick finished with neat cement | 72 | 1 Sqm | 299.35 | 21553.2 | 375 | 27000 | 300 | 21600 | 300 | 21600 | 300 | 21600 | 300 | 21600 | 300 |  | 21600 | 0.21714
38 | 35.4.1 | Special ceiling plastering in cement mortar 1:3 (One of cement and three of crushed stone sand) 20mm thick. | 100 | 1 Sqm | 548.63 | 54863 | 438 | 43800 | 700 | 70000 | 540 | 54000 | 500 | 50000 | 500 | 50000 | 500 |  | 50000 | -8.8639
39 | 37.3.1 | White washing two coats using clean shell lime slaked | 6282 | 1 Sqm | 34.98 | 219744.36 | 28 | 175896 | 50 | 314100 | 34 | 213588 | 30 | 188460 | 30 | 188460 | 30 |  | 188460 | -14.2367
40 | 52.1.1 | Supplying, laying, fixing and jointing the following PVC pipes as per ASTM D - 1785 of schedule 40 of wall thickness not less than the specified in IS 4985 a) 32 mm ASTM D schedule 40 threaded PVC pipe with necessary PVC/UPVC specials | 50 | 1 Rmt | 261.46 | 13073 | 309 | 15450 | 350 | 17500 | 260 | 13000 | 250 | 12500 | 250 | 12500 | 250 |  | 12500 | -4.3831
41 |  | b) 25mm ASTM D schedule 40 threaded PVC pipe with necessary PVC/UPVC specials | 300 | 1 Rmt | 243.43 | 73029 | 267 | 80100 | 320 | 96000 | 240 | 72000 | 250 | 75000 | 250 | 75000 | 235 | RR | 70500 | -3.463
42 |  | c) 20mm ASTM D schedule 40 threaded PVC pipe with necessary PVC/UPVC specials | 350 | 1 Rmt | 238.64 | 83524 | 234 | 81900 | 300 | 105000 | 235 | 82250 | 250 | 87500 | 250 | 87500 | 230 | RR | 80500 | -3.6205
43 | 53.5 | Supplying and fixing of porcelain wash hand basin superior variety of size 550x400mm with all accessories. (With pedastal) | 8 | 1 No | 3746.02 | 29968.16 | 4052 | 32416 | 4000 | 32000 | 3700 | 29600 | 3000 | 24000 | 3000 | 24000 | 3000 |  | 24000 | -19.915
44 | 53.5.1 | Supplying and fixing of porcelain wash hand basin superior variety of size 550x400mm with all accessories. (Without pedastal) | 56 | 1 No | 3406.02 | 190737.12 | 3180 | 178080 | 3300 | 184800 | 3400 | 190400 | 3000 | 168000 | 3000 | 168000 | 3000 |  | 168000 | -11.9207
45 | 54.2.1 | Supplying and fixing of 15mm dia CP short body half turn tap of best quality | 64 | 1 No | 446 | 28544 | 773 | 49472 | 450 | 28800 | 440 | 28160 | 400 | 25600 | 400 | 25600 | 400 |  | 25600 | -10.3139
46 | 55.2.1 | Providing Lipped Mouth Porcelain Flat Back Urinal with all accessories | 81 | 1 No | 2252.5 | 182452.5 | 2598 | 210438 | 2200 | 178200 | 2250 | 182250 | 2200 | 178200 | 2200 | 178200 | 2100 | RR | 170100 | -6.7703
47 | 56.4.1 | Supplying and fixing of Indian Water Closet white glazed (oriya type) of size 580 mm X 440 mm of approved make with ISI mark (Other than ground floor) | 56 | 1 No | 5321.96 | 298029.76 | 5007 | 280392 | 5000 | 280000 | 5250 | 294000 | 5000 | 280000 | 5000 | 280000 | 5000 |  | 280000 | -6.0497
48 | 57.1.1 | Supplying and fixing EWC superior variety (white) 500mm | 56 | 1 No | 7257.85 | 406439.6 | 5586 | 312816 | 7000 | 392000 | 7250 | 406000 | 7000 | 392000 | 7000 | 392000 | 6800 | RR | 380800 | -6.3083
49 | 58.3 | Supplying and fixing the following dia PVC (SWR) pipe including all required PVC specials etc., all complete., a) 110mm dia PVC SWR pipe | 300 | 1 Rmt | 735.27 | 220581 | 525 | 157500 | 600 | 180000 | 730 | 219000 | 700 | 210000 | 700 | 210000 | 700 |  | 210000 | -4.7969
50 |  | b) 75mm dia PVC SWR pipe | 250 | 1 Rmt | 617.97 | 154492.5 | 440 | 110000 | 550 | 137500 | 615 | 153750 | 600 | 150000 | 600 | 150000 | 600 |  | 150000 | -2.9079
51 | 60.1 | Supplying and fixing of PVC Nahani Trap not less than 75mm 4 way / 2 way (Superior variety) | 156 | 1 No | 160 | 24960 | 193 | 30108 | 175 | 27300 | 160 | 24960 | 150 | 23400 | 150 | 23400 | 150 |  | 23400 | -6.25
52 | 64.1.1 | Wiring with 1.5 Sqmm copper PVC insulated unsheathed single core 1.1 K.v. grade cable 5 amps flush type switch (Open wiring) b) Light point without ceiling rose | 20 | 1 No | 897 | 17940 | 650 | 13000 | 1000 | 20000 | 850 | 17000 | 900 | 18000 | 900 | 18000 | 900 |  | 18000 | 0.33445
53 | 70.5.2 | Supply and fixing of 4' long 18w LED fitting. Crystal glass tubelight | 68 | 1 No | 693 | 47124 | 605 | 41140 | 500 | 34000 | 690 | 46920 | 600 | 40800 | 600 | 40800 | 600 |  | 40800 | -13.4199
54 | 77.7.1 | Run off mains with 2 wires of 2.5 Sqmm copper PVC insulated unsheathed single core 1.1KV cable (Open wiring) | 184 | 1 Rmt | 146.6 | 26974.4 | 124 | 22816 | 200 | 36800 | 150 | 27600 | 140 | 25760 | 140 | 25760 | 140 |  | 25760 | -4.502
55 | 93.1.1 | Plastering with CM 1:3, 12 mm thick mixed with water proofing compound ( CICO ) at the rate of 2 kg / 10 sq.m including curing | 1447 | 1 Sqm | 287.05 | 415361.35 | 456 | 659832 | 300 | 434100 | 260 | 376220 | 250 | 361750 | 250 | 361750 | 250 |  | 361750 | -12.9072
56 | 97.6.2 | Supplying and fixing of aluminium extruded section with powder coating (Black colour). The vertical frame of size 63.5 x 38.1 x 1.28mm dia no 20027 and weight 0.758 kg/m. Aluminium Door (Size: 1.00 x 2.10m). | 14.7 | 1 Sqm | 6614.18 | 97228.446 | 4510 | 66297 | 6200 | 91140 | 6610 | 97167 | 6000 | 88200 | 6000 | 88200 | 6000 |  | 88200 | -9.2858
57 | 112.1 | Supplying and fixing of 225 mm dia sweep AC exhaust fan of approved ISI | 43 | 1 No | 2152 | 92536 | 1419 | 61017 | 2000 | 86000 | 2800 | 120400 | 2000 | 86000 | 2000 | 86000 | 2000 |  | 86000 | -7.0632
58 | 207.3.1 | Painting the false ceiling / walls with two coats of 1st class ready mixed plastic emulsion paint | 915.6 | 1 Sqm | 239.05 | 218874.18 | 177 | 162061.2 | 200 | 183120 | 220 | 201432 | 200 | 183120 | 200 | 183120 | 200 |  | 183120 | -16.3355
59 | 207.3.5 | Painting the old walls two coats with 1st class plastic emulsion paint of best approved quality colour and shade including clean removal of dirt and dust etc., complete | 32237 | 1 Sqm | 171 | 5512527 | 141 | 4545417 | 150 | 4835550 | 270 | 8703990 | 135 | 4351995 | 135 | 4351995 | 135 |  | 4351995 | -21.0526
60 | 207.3.7 | Painting the old walls with one coat of 1st class ready mixed plastic emulsion paint including thorough scrapping | 3880 | 1 Sqm | 87 | 337560 | 86 | 333680 | 100 | 388000 | 80 | 310400 | 70 | 271600 | 70 | 271600 | 70 |  | 271600 | -19.5402
61 | 207.4 | Painting the old wood work with two coats of approved Ist class synthetic enamel paint including thorough scrapping | 1832 | 1 Sqm | 164 | 300448 | 127 | 232664 | 150 | 274800 | 150 | 274800 | 140 | 256480 | 140 | 256480 | 140 |  | 256480 | -14.6341
62 | 207.6 | Painting the old iron work with two coats of ready mixed first class synthetic enamel paint including thorough scrapping the old paint | 1416 | 1 Sqm | 144.5 | 204612 | 138 | 195408 | 175 | 247800 | 140 | 198240 | 120 | 169920 | 120 | 169920 | 120 |  | 169920 | -16.955
63 | 209.1.2 | Removing the existing damaged false ceiling. | 807.2 | 1 Sqm | 71 | 57311.2 | 118 | 95249.6 | 70 | 56504 | 60 | 48432 | 50 | 40360 | 50 | 40360 | 50 |  | 40360 | -29.5775
64 | 209.5.1 | Clean removal of cement plaster from walls and racking out joints 20mm deep | 1765.6 | 1 Sqm | 10.67 | 18838.952 | 107 | 188919.2 | 50 | 88280 | 15 | 26484 | 10 | 17656 | 10 | 17656 | 10 |  | 17656 | -6.2793
65 | 211.3 | Dismantling mosaic-in-situ finish in cement mortar in floor and in wall surface the debris 2km from the site etc., all complete. | 173.5 | 1 Sqm | 59.95 | 10401.325 | 130 | 22555 | 100 | 17350 | 50 | 8675 | 50 | 8675 | 50 | 8675 | 50 |  | 8675 | -16.5972
66 | 214.1.3 | Supplying and fixing of Polycarbonate Sheet 6mm thick | 62 | 1 Sqm | 1255.4 | 77834.8 | 954 | 59148 | 1200 | 74400 | 1255 | 77810 | 1200 | 74400 | 1200 | 74400 | 1200 |  | 74400 | -4.4129
67 | 216 | Dismantling the damaged pressed tiles in cement mortar without affecting the adjacent structures in all floor | 295 | 1 Sqm | 24.2 | 7139 | 130 | 38350 | 100 | 29500 | 20 | 5900 | 20 | 5900 | 20 | 5900 | 20 |  | 5900 | -17.3554
68 | 221 | Labour charges for removing the damaged broken door / window / ventilator any other similar joinery works | 857 | 1 Sqm | 145.64 | 124813.48 | 264 | 226248 | 150 | 128550 | 100 | 85700 | 130 | 111410 | 130 | 111410 | 130 |  | 111410 | -10.7388
69 | 221.3 | Removing, repairing and refixing the damaged Aluminium window shutter (Size: 1.50m x 1.35m) | 164 | 1 No | 2803 | 459692 | 2296 | 376544 | 2000 | 328000 | 2500 | 410000 | 2600 | 426400 | 2600 | 426400 | 2600 |  | 426400 | -7.2422
70 | 222.2 | Labour charges for the repairing damaged door shutter | 24 | 1 No | 933 | 22392 | 1091 | 26184 | 1000 | 24000 | 900 | 21600 | 900 | 21600 | 900 | 21600 | 900 |  | 21600 | -3.537
71 | 239.1.1 | Labour charges for removing the existing damaged IWC and dismantling the brick jelly concrete in all floors without affecting the adjacent structures and including clearing debris 2km away from the site. | 56 | 1 No | 2008 | 112448 | 1045 | 58520 | 600 | 33600 | 1500 | 84000 | 1500 | 84000 | 1500 | 84000 | 1500 |  | 84000 | -25.2988
72 | 239.1.2 | Removing the EWC in all floors without affecting the structure and clearing the debris 2km away from the site | 137 | 1 No | 665 | 91105 | 495 | 67815 | 450 | 61650 | 500 | 68500 | 600 | 82200 | 600 | 82200 | 600 |  | 82200 | -9.7744
73 | 239.1.3 | Dismantling Lime Concrete clearing the debris 2km away and carefully stacking materials useful for re-use for any thickness of walls | 246.6 | 1 Cum | 335.5 | 82734.3 | 676 | 166701.6 | 450 | 110970 | 300 | 73980 | 300 | 73980 | 300 | 73980 | 300 |  | 73980 | -10.5812
74 | 241.1 | Chipping of concrete and roughening the surface. | 1052.5 | 1 Sqm | 38.34 | 40352.85 | 71 | 74727.5 | 80 | 84200 | 38 | 39995 | 40 | 42100 | 40 | 42100 | 40 |  | 42100 | 4.3297
75 | 242.2.2 | Dismantling the damaged Floor finish and dadooing walls in cement mortar with Mosaic Tiles / Glazed Tiles / Cuddapah Slabs/shahabad flooring without affecting the adjacent structures in all floors and including clearing debries 2km away from the site | 1264.7 | 1 Sqm | 57.75 | 73036.425 | 130 | 164411 | 70 | 88529 | 50 | 63235 | 50 | 63235 | 50 | 63235 | 50 |  | 63235 | -13.4199
76 | 247.2.3 | Charges of Existing tiles cleaning work for Commissioner of Police building one floor toilet area | 10 | 1 Job | 2500 | 25000 | 1650 | 16500 | 4000 | 40000 | 2000 | 20000 | 2500 | 25000 | 2500 | 25000 | 2500 |  | 25000 | 0
77 | 254.2 | Providing two legged scaffolding using 15cm diameter casurina props or best quality bamboo posts of 4m overall length a) 5.5m height in addition of 2.5m height | 60 | 1 Rmt | 697.1 | 41826 | 879 | 52740 | 700 | 42000 | 697 | 41820 | 600 | 36000 | 600 | 36000 | 600 |  | 36000 | -13.9291
78 |  | b) 35.5m height in addition of 2.5m height | 23 | 1 Rmt | 4804.46 | 110502.58 | 5673 | 130479 | 4500 | 103500 | 4800 | 110400 | 4500 | 103500 | 4500 | 103500 | 4500 |  | 103500 | -6.337
79 | 344.5 | Supply and fixing of 5.5 mm thick bewelled shelf box type mirror of size 600 x 450mm | 68 | 1 No | 494.7 | 33639.6 | 1155 | 78540 | 600 | 40800 | 500 | 34000 | 400 | 27200 | 400 | 27200 | 400 |  | 27200 | -19.1429
80 | 359.3.1 | Supply and laying superior variety Concrete Designer tiles for flooring in CM 1:3 (One of Cement and three of crushed stone sand) 20mm thick | 48 | 1 Sqm | 1517.38 | 72834.24 | 1803 | 86544 | 1500 | 72000 | 1400 | 67200 | 1400 | 67200 | 1400 | 67200 | 1400 |  | 67200 | -7.7357
81 | 379.4.4 | Supplying and fixing of Grey colour Granite slab super fine polished with machine cut edges of 10 mm thick for s/c steps (over cement plastering in CM 1:3 (One of cement and three of crushed stone sand) 20mm thick. | 10.4 | 1 Sqm | 2326.38 | 24194.352 | 2418 | 25147.2 | 3000 | 31200 | 2300 | 23920 | 2000 | 20800 | 2000 | 20800 | 2000 |  | 20800 | -14.0295
82 | 383.1 | Providing single nosing to the edges of Granite slab of 10 mm thick | 26 | 1 Rmt | 195.7 | 5088.2 | 180 | 4680 | 200 | 5200 | 190 | 4940 | 200 | 5200 | 200 | 5200 | 200 |  | 5200 | 2.1972
83 | 432.1 | Providing and filling the tile joint with epoxy grout with following specification : Surface preparation including cleaning the joint to be free from dust and loose particles. | 30 | 1 Sqm | 438 | 13140 | 374 | 11220 | 600 | 18000 | 400 | 12000 | 400 | 12000 | 400 | 12000 | 400 |  | 12000 | -8.6758
84 | 451.3.2 | Supply and fixing of CP two way Bib cock with Health Faucet | 56 | 1 No | 2286 | 128016 | 1722 | 96432 | 3000 | 168000 | 2200 | 123200 | 2200 | 123200 | 2200 | 123200 | 2200 |  | 123200 | -3.762
85 | 778.2.6 | Supply and Installation of Anutone (or) Equivalent Brand of Acoustical False Ceiling of Sisoli serene / slate spirts / slate polka mineral fibre/ GRG cor ceiling tiles of size 595 x 595 x 15mm having volume density 270Kgs /m3, weight 4kg /m2. | 807.2 | 1 Sqm | 968 | 781369.6 | 1187 | 958146.4 | 1200 | 968640 | 1000 | 807200 | 950 | 766840 | 950 | 766840 | 950 |  | 766840 | -1.8595
86 | 832.5.3 | Supplying and fixing in position of UPVC Ventilator louvered ventilator type for all sizes | 161.7 | 1 Sqm | 8106 | 1310740.2 | 5649 | 913443.3 | 6000 | 970200 | 9000 | 1455300 | 7500 | 1212750 | 7500 | 1212750 | 7500 |  | 1212750 | -7.4759
87 | 980 | Supplying and applying of Polyurethane (PU) Injection Grouting in terrace finding the leakage area, derailing the leakage area, inset the nozzle and injecting the Polyurethane (PU) foam chemical | 60 | 1 Point | 830 | 49800 | 880 | 52800 | 1200 | 72000 | 830 | 49800 | 800 | 48000 | 800 | 48000 | 800 |  | 48000 | -3.6145
88 | 981 | Supplying and applying of making the V-groove in inner wall crack in cleaning the crack area, apply the one coat of primer in crack area and apply the crack filler chemical to filling thecrack area. | 115 | 1 Rmt | 852.8 | 98072 | 594 | 68310 | 1100 | 126500 | 850 | 97750 | 800 | 92000 | 800 | 92000 | 800 |  | 92000 | -6.1914
|  | Total Amount Rs. |  |  |  | 20933860.036 |  | 19671378.718 |  | 21426838 |  | 23767499.242 |  | 18557881 |  | 18557881 |  |  | 18347486
|  | GST @ 18% |  |  |  | 3768094.8065 |  | 3540848.1692 |  | 3856830.84 |  | 4278149.8636 |  | 3340418.58 |  | 3340418.58 |  |  | 3302547.48
|  | TOTAL |  |  |  | 24701954.8425 |  | 23212226.8872 |  | 25283668.84 |  | 28045649.1056 |  | 21898299.58 |  | 21898299.58 |  |  | 21650033.48
|  | Excess / Less amount | [5 empty] | -1489727.9552 |  | 581713.9975 |  | 3343694.2631 |  | -2803655.2625 |  | -2803655.2625 |  |  | -3051921.3625
|  | Excess / Less percentage | [5 empty] | -6.0308 |  | 2.3549 |  | 13.5362 |  | -11.3499 |  | -11.3499 |  |  | -12.355
Submitted : The valid & lowest and negotiated tender of M/s. P.P.S & Co, Omalur - 636 455, for a value of Rs.2,16,50,033.48 (with GST at 18%) which is Rs.30,51,921.36 or at (-)12.35% less then the estimate value of Rs.2,47,01,954.84 (with GST at 18%) may be accepted by the Competent authority.
Superintending Engineer Chennai Circle/TNPHC Ltd

## Ann-A
Name of Work: Special repairs and Painting works to New Commissioner of Police Office Building at COP Campus, Vepery in Chennai City.
ANNEXURE TO SCHEDULE - A
Sl. No | Item No | QTY | DESCRIPTION OF WORK | TNBP NO. | RATE IN FIG. AND IN WORDS | UNIT IN FIG. AND IN WORDS | AMOUNT
1 | 2 | 3 | 4 | 5 | 6 | 7 | 8
1 | 21.2 |  | Supplying and fixing of Teak Wood wrought and put up for frames of doors, windows, ventilators, cupboard and any other similar joinery works with necessary plugs, rebates for shutters, plaster grooves on all faces etc. , including labour charges for fixing hold fasts, complying with relevant standard specifications etc., in all respects. a) Teak wood over 2.00 metre and below 3 metre length | 72 & 74 |  | 1m3 (One Cubic metre)
2 |  |  | b) Teak wood below 2.00 metre length |  |  | 1m3 (One Cubic metre)
3 | 30 |  | Finishing the top of flooring with cement concrete 1:3 (One of cement and three of blue granite chips of size 10mm and below) 20 mm thick Ellispattern Flooring (No Sand) and surface rendered smooth including 150mm wide skirting, providing proper slopes, thread lining, curing etc.. complete in all floors complying with relevant standard specifications. | 39 -G |  | 1m2 ( One Square metre )
4 | 31 |  | Weathering Course with concrete broken brick jelly 20mm gauge in pure burnt lime stone slaked and screened (No Sand) over RCC Roof Slab with proportion of brick jelly to lime (fat lime) being 32: 12 1/2 by volume well beaten with wooden beaters for giving the required slope and thickness complying with relevant standard specification and as directed by the departmental officers. | 30 & 41 |  | 1m3 (One Cubic metre)
5 | 2.15 |  | ANNEXURE Supply and filling in foundation and basement with Stonedust in layers of 150mm thickness well watered, rammed and consolidated complying with relevant standard specification including cost of Stonedust etc., all complete and as directed by departmental officer. |  |  | 1m3 (One Cubic metre)
6 | 3.2.3 |  | Plain cement concrete 1:2:4 (One of cement two of crushed stone sand and four of Hard Broken Stone jelly) using 20mm gauge hard broken stone jelly excluding shuttering and centering but including laying, curing and finishing with relevant standard specifications in foundation and basement, and other similar works & as directed by the departmental officers. |  |  | 1m3 ( One Cubic metre )
7 | 9.2.2 |  | Brick work in Cement Mortar 1:6 (One of cement and six of crushed stone sand) using Chamber burnt bricks of size 9”x4½"X3” (23x11.4x7.5cm) for super structure in the following floors including labour for fixing the doors, windows and ventilator frames in position, fixing of hold fasts, scaffoldings, curing etc., complete in all respect complying with relevant standard specifications and drawings. a) In Ground Floor |  |  | 1m3 (One Cubic metre)
8 |  |  | b) In First Floor |  |  | 1m3 (One Cubic metre)
9 |  |  | c) In Second Floor |  |  | 1m3 (One Cubic metre)
10 |  |  | d) In Third Floor |  |  | 1m3 (One Cubic metre)
11 |  |  | e) In Fourth Floor |  |  | 1m3 (One Cubic metre)
12 |  |  | f) In Fifth Floor |  |  | 1m3 (One Cubic metre)
13 |  |  | g) In sixth Floor |  |  | 1m3 (One Cubic metre)
14 |  |  | h) In Seventh Floor |  |  | 1m3 (One Cubic metre)
15 | 10.2.2 |  | Brick partition wall in Cement Mortar 1:4 (One of cement and four of crushed stone sand,) 114mm thick for super structure in the following floors using chamber burnt bricks of size 9”x4¼”x3” (23x11.4x7.5cm) including labour for fixing the doors, windows and ventilator frames in position, fixing of hold fasts, scaffoldings, curing etc., complete in all respect complying with relevant standard specifications and drawings a) In Foundation and basement |  |  | 1m2 (One Square metre)
16 |  |  | b) In Ground Floor |  |  | 1m2 (One Square metre)
17 |  |  | c) In First Floor |  |  | 1m2 (One Square metre)
18 |  |  | d) In Second Floor |  |  | 1m2 (One Square metre)
19 |  |  | e) In Third Floor |  |  | 1m2 (One Square metre)
20 |  |  | f) In Fourth Floor |  |  | 1m2 (One Square metre)
21 |  |  | g) In Fifth Floor |  |  | 1m2 (One Square metre)
22 |  |  | h) In sixth Floor |  |  | 1m2 (One Square metre)
23 |  |  | i) In Seventh Floor |  |  | 1m2 (One Square metre)
24 | 21.5.2.2 |  | Providing and fixing factory made unplasticized polyvinyl chloride (UPVC) Door Frame of size 50X47mm with a wall thickness of 5mm, made out extruded 5mm rigid UPVC foam sheet, mitred at two corners and joined with 2 nos of 150mm long brackets of 15X15mm M.S square tube. The two vertical and horizontal door profiles are to be reinforced with 19X19mm M.S Square tube of 19 gauge with primer coat. The door frame shall be fixed to the wall using 65/100mm long M.S screw through the frame by using PVC fasteners. A minimum of 4 nos screws to be provided for each vertical member & minimum 2 nos for horizontal member etc., and providing and fixing 30mm thick factory made door shutter with unplasticized polyvinyl chloride (UPVC) solid panel foam sheet , structured with M.S. tube of 19 gauge thickness and size 19X19mm for styles & 15mmX15mm for top & bottom rails. Panelling of 5mm thick UPVC One Side Printed Lamination single sheet to be fitted in the M.S. frame welded / sealed to the styles and rails covered with 5mm thick heat moulded UPVC "C" channel of 30 x 50mm and 5mm thick, 75mm wide UPVC sheet for top rail, lock rail and bottom rail on either side and 10mm (5mm X 2 Nos) thick, 20mm wide cross UPVC sheet as gap insert for top rail & bottom rail and joined together with PVC solvent cement adhesive. An additional 5mm thick UPVC strip of 20mm width is to be stuck on the interior side of the 'C' Channel using PVC solvent cement adhesive including cost and labour charges for fixing of 3 nos 4” SS butt hinges and Aluminium furniture fittings such as 1 No 4" Tower bolt, 1 No 5" Aldrop, 2 Nos 6" flat 'D' type Handle etc are included the fitting provided shall bear ISI marks. (The quality and brand of door shutter and furniture fittings should be got approved from the Executive Engineer before use) |  |  | 1m2 (One Square metre)
25 | 21.7.2 |  | Supplying and fixing of Double leaf Soild core flush door shutters using boiled water resistance (BWR) teak wood ply as per IS 303-1989, the cross band and face veneers are to be banded with phenol formaldehyde synthetic resin in hot press both sides and manufacturing the shutter by using quality timber of termite proof and seasoned to moisture content not more than 10%, hot pressed with hydraulic press at a temperature of 150o to the norms as per IS 2002-1983 and TW Ply on Both side with teak wood lipping around, 35mm thick including cost and fixing of Aluminium furniture fittings such as 6nos 5” butt hinges, 4 Nos 6"x 1/2" Towerbolt, 4 Nos 6" Door Handle with CP screws, 1 no 10" x 5/8" Aldrop , 2 Nos Aluminium Door stopper 2 Nos of rubber bush with required Brass screws, labour charges for wrought and putup and fixing in position of flush shutters etc all complete and as directed by the departmental officers. (The quality and brand of materials should be got approved from the Executive Engineer before use.) a. door size 1.500 m x 2.100m (double Leaves) |  |  | 1m2 ( One Square metre )
26 | 21.7.3 |  | Supplying and fixing of Single leaf Solid core flush door shutters using boiled water resistance (BWR) teak wood ply as per IS 303-1989, the cross band and face veneers are to be banded with phenol formaldehyde synthetic resin in hot press both sides and manufacturing the shutter by using quality timber of termite proof and seasoned to moisture content not more than 10%, hot pressed with hydraulic press at a temperature of 150o to the norms as per IS 2002-1983 and TW Ply on Both side with teak wook lipping around, 35mm thick including cost and fixing of Aluminium furniture fittings such as 3 nos 5” Butt hinges, 2 Nos 6"x1/2" Towerbolt, 2 Nos 6" Door handle with CP screws , 1 no 10"x5/8" Aldrop , 1 no Rubber bush ,1 no door stopper with required Brass screws, labour charges for wrought and putup and fixing in position of flush shutters etc., complete complying with standard specifcation and as directed by the departmental officers. (The quality and brand of materials should be got approved from the Executive Engineer before use.) a) Door size 1.00 m x 2.10m (single Leaf) |  |  | 1m2 (One Square metre)
Supplying and fixing of Single leaf Solid core flush door shutters using boiled water resistance (BWR) teak wood ply as per IS 303-1989, the cross band and face veneers are to be banded with phenol formaldehyde synthetic resin in hot press both sides and manufacturing the shutter by using quality timber of termite proof and seasoned to moisture content not more than 10%, hot pressed with hydraulic press at a temperature of 150o to the norms as per IS 2002-1983 and TW Ply on Both side with teak wook lipping around, 35mm thick including cost and fixing of Aluminium furniture fittings such as 5 nos 5” Butt hinges, 2 Nos 6"x1/2" Towerbolt, 2 Nos 6" Handle, 1 no 10"x5/8" Aldrop , 1 no Rubber bush ,1 no door stopper with required Brass screws, labour charges for wrought and putup and fixing in position of flush shutters and Teakwood beeding alround etc., complete complying with standard specifcation and as directed by the departmental officers. (The quality and brand of materials should be got approved from the Executive Engineer before use.)
27 |  |  | b) 1.200 x 2.100 m (Single leaf shutter) |  |  | 1m2 ( One Square metre )
28 | 23.4.2 |  | Supply and fixing of UPVC (Un plasticized polyvinyl chloride) windows frames having two tracks for 2 shutter of UPVC profile section of size 62mmx60mmx60mm having outer wall thickness of 2.30mm (+/- 0.3mm) with 3 box multi-chamber construction.Sliding shutter shall be made of 66mm x 42mm x 50mm having outer wall thickness of 2.3mm (+/- 0.3mm). All profiles of frames and sash shall be reinforced with galvanized mild steel section of 1.2mm wall thickness, at wherever required. All the corners and joints of the frame & sash shall be mitred cut & fusion welded without any mechanical joint. All welded joints are to be neatly trimmed & feature grooved/raised nib finish so as to make the finished products free from all sharp edges & burrs. System shall have adequate drainage mechanism to permit the escape of water from horizontal member beneath each sealed unit. System shall be provided with suitable UPVC beading of size 24.5mm x 16mm for glazing and interlocking profile of size 45mm x 36mm with 5mm thick pinhead glass (single),duly cut at correct degree & fitted with EPDM gaskets.Windows has to be provided with varity of security devise like Touch Lock or crescent lock, Nylon rollers etc., as per the requirement,compliant with relevant specification and as directed by department personnel. The complete window shall be fixed into the prefinished opened places, by drilling & fixing through the outer frame using high quality fasteners & silicon sealant is applied to fill up the gap between wall & window frame frame for leak-proof installation, and completion. (The quality and brand shall be got approved from the EE/SE/CE before use) |  |  | 1m2 ( One Square metre )
29 | 23.4.3 |  | Supply and fixing of UPVC (Un plasticized polyvinyl chloride) windows frames having three tracks for 3 shutter of UPVC profile section of size 112mm x 52mm x 112mm having outer wall thickness of 2.30mm (+/- 0.3mm) with 3 box multi-chamber construction.Sliding shutter shall be made of 92mm x 42mm x 76mm having outer wall thickness of 2.3mm (+/- 0.3mm). All profiles of frames and sash shall be reinforced with galvanized mild steel section of 1.2mm wall thickness, at wherever required. All the corners and joints of the frame & sash shall be mitred cut & fusion welded without any mechanical joint. All welded joints are to be neatly trimmed & feature grooved/raised nib finish so as to make the finished products free from all sharp edges & burrs. System shall have adequate drainage mechanism to permit the escape of water from horizontal member beneath each sealed unit. System shall be provided with suitable UPVC beading of size 24.5mm x 16mm for glazing and interlocking profile of size 49mm x 45mm with 5mm thick pinhead glass (single),duly cut at correct degree & fitted with EPDM gaskets.Windows has to be provided with varity of security devise like Touch Lock or crescent lock, Nylon rollers etc., as per the requirement,compliant with relevant specification and as directed by department personnel. The complete window shall be fixed into the prefinished opened places, by drilling & fixing through the outer frame using high quality fasteners & silicon sealant is applied to fill up the gap between wall & window frame for leak-proof installation, and completion. (The quality and brand shall be got approved from the EE/SE/CE before use) |  |  | 1m2 ( One Square metre )
30 | 28.1 |  | Plastering the top of flooring in CM 1:4 (One of cement and four of crushed stone sand) 20mm thick including surface rendered smooth including plasticizer, providing proper slopes, thread lining, curing and 150mm wide skirting alround with the same cement mortar etc., complete in all respects. |  |  | 1m2 ( One Square metre )
31 | 29.8.1 |  | Supplying and fixing of Colour glazed tiles (Best approved quality and the same shall be got approved from the Executive Engineer before using) over cement plastering in CM 1:2 (One of cement and two of crushed stone sand) 10mm thick including fixing in position, cutting the tiles to the required size wherever necessary, pointing the joints with Grout (Tile joint filler), curing, finishing etc., all complete and as directed by the departmental officers. (The brand quality of tiles should be got approved from Executive Engineer before use ). |  |  | 1m2 (One Square metre)
32 | 29.9.1 |  | Supplying and fixing of colour Ceramic Tiles Anti skid without corrugated design for flooring and other similar works (Best approved quality, colour and shade shall be got approved from the Executive Engineer before using) over cement mortor 1:3 (One of cement and three of crushed stone sand) 20mm thick including fixing in position, cutting the tiles to the required size wherever necessary, pointing the joints with Grout (Tile joint filler), curing, finishing etc., all complete and as directed by the departmental officers. (The brand quality of tiles should be got approved from Executive Engineer before use). |  |  | 1m2 (One Square metre)
33 | 30.2 |  | Finishing the top of concrete Surface by using power trowel work including materials, labour, hire charges for tools and plants and transportation charges etc., all complete and as directed by the departmental officers. |  |  | 1m2 (One Square metre)
34 | 32.1.1 |  | Finishing top of roof with one course of Pressed Tiles of approved superior quality of size 23cm x 23cm x 2cm thick laid over weathering course in CM 1:3 (One of cement and three of crushed stone sand) 12mm thick mixed with Water proofing compound at 2% by weight of cement used and pointed neatly with the same cement mortar mixed with water proofing compound including curing etc., as per standard specifications. (The quality of tiles shall be got approved from the Executive Engineer before use) |  |  | 1m2 (One Square metre)
35 | 32.1.5 |  | Pointing the Pressed Tile over the roof with cement mortar 1:3 (One of cement and three of crushed stone sand) including cost of all materials and labour charges for pointing, curing etc., all complete and as directed by the departmental officers. |  |  | 1m2 (One Square metre)
36 | 33.1.1 |  | Plastering with CM 1:5 (One of cement and five of crushed stone sand) 20mm thick finished with neat cement including plasticizer, providing band cornice, ceiling cornice, curing, scaffolding, etc., complete in all respects and complying with relevant standard specifications. |  |  | 1m2 (One Square metre)
37 | 35.2.1 |  | Special ceiling plastering in cement mortar 1:3 (One of cement and three of crushed stone sand) 10mm thick for bottom of roof, stair, waist, landing and sunshades in all floors finished with neat cement including plasticizer, hacking the areas, providing band cornice, scaffolding, curing etc., complete in all respects and complying with standard specifications. |  |  | 1m2 (One Square metre)
38 | 35.4.1 |  | Special ceiling plastering in cement mortar 1:3 (One of cement and three of crushed stone sand) 20mm thick for bottom of roof, stair, waist, landing and sunshades in all floors finished with neat cement including plasticizer, hacking the areas, providing band cornice, scaffolding, curing etc., complete in all respects and complying with standard specifications. |  |  | 1m2 (One Square metre)
39 | 37.3.1 |  | White washing two coats using clean shell lime slaked including cost of lime, gum, blue, brushes, including scaffolding and scrapping the old surface etc., complete in all respects. |  |  | 1m2 (One Square metre)
40 | 52.1.1 |  | Supplying, laying, fixing and jointing the following PVC pipes as per ASTM D - 1785 of schedule 40 of wall thickness not less than the specified in IS 4985 suitable for plumbing by threading of wall thickness including the cost of suitable UPVC specials like Elbow, Tee reducers, Plug, unions, bend, coupler, nipple/ UPVC gate valve, UPVC check and UPVC / ball valve etc., wherever required above the ground level including the cost of teflon tape, PVC special clamps, nails, etc., fixing on wall to the proper gradient and alignment and redoing the chipped of masonry etc., as directed by the departmental officers. (The brand and quality of pipes and specials should be got approved by the EE/SE/CE before use in works) a) 32mm dia ASTM D schedule 40 threaded PVC pipe with necessary UPVC specials |  |  | 1 RMT (One Running Metre)
41 |  |  | b) 25mm dia ASTM D schedule 40 threaded PVC pipe with necessary UPVC specials |  |  | 1 RMT (One Running Metre)
42 |  |  | c) 20mm dia ASTM D schedule 40 threaded PVC pipe with necessary UPVC specials |  |  | 1 RMT (One Running Metre)
43 | 53.5 |  | Supplying and fixing of porcelain wash hand basin (white with pedastal), superior variety of size 550x400mm with all accessories such as powder coated cast iron brackets, 32mm dia C.P. waste coupling, Rubber plug and aluminium chain, 32mm dia 'B' class G.I. / PVC waste pipe, Angle Valve, 15mm dia Nylon connection, 15mm dia Brass Nipples, 15mm C.P. pillar tap & required grating etc., complete in all respects (wash hand basin shall be got approved by the Executive Engineer before fixing). |  |  | 1 No. (One Number)
44 | 53.5.1 |  | Supplying and fixing of porcelain Wash hand basin (white without pedastal), superior variety of size 550x400mm with all accessories such as powder coated cast iron brackets, 32mm dia C.P. waste coupling, Rubber plug and aluminium chain, 32mm dia 'B' class G.I. / PVC waste pipe, Angle Valve, 15mm dia Nylon connection, 15mm dia Brass Nipples, 15mm C.P. pillar tap & required grating etc., complete in all respects (wash hand basin shall be got approved by the Executive Engineer before fixing). |  |  | 1 No. (One Number)
45 | 54.2.1 |  | Supplying and fixing of half turn C.P short body Tap of 15mm dia of best quality including cost of half turn CP tap with required specials and labour for fixing etc, all complete and as directed by the departmental officers., (The quality and brand of fittings should be got approved from Executive Engineer before use). |  |  | 1 No. ( One Number )
46 | 55.2.1 |  | Supplying and fixing of approved brand Lipped Mouth Porcelain Flat Back Urinal with all accessories such as 32mm dia Bell Mouth PVC Connection, 15mm dia GM Wheel Value, 15mm dia 'B' Class GI Waste Water Pipe, 15mm dia Nylon Connection, 15mm dia Brass Nipple and labour for fixing etc., all complete as directed by the departmental officers (The brand and quality shall got approved from the Executive Engineer before use) |  |  | 1 No (One Number)
47 | 56.4.1 |  | Supplying and fixing of Indian Water Closet white glazed (oriya type) of size 580 mm X 440 mm of approved make with ISI mark (to be got approved from Executive Engineer before use) with PVC SWR grade 'P' or 'S' trap, including concrete filling the sunk portion with brick jelly lime concrete proportion of brick jelly to lime being 32:12½ by volume (32 cft of 20mm gauge brick jelly and 12 ½ cft of slaked lime) (No sand) and top 75mm thick brick jelly concrete in CC 1:8:16 (one of cement, eight of crushed stone sand and sixteen of broken brick jelly) using 40mm size brick jelly including plastering the sides of sunk portion in CM 1:3 (one of cement and three of crushed stone sand) 12mm thick mixed with water proofing compound at 2Kg / m2 and top left rough to receive the floor plastering but including antisyphonage connection, one coat of bitumen for the sides , bottom and curing etc., complete in all floors. (Other than ground floor) |  |  | 1 No. ( One Number )
48 | 57.1.1 |  | Supplying and fixing EWC superior variety (white) 500mm with PVC SWR grade 'P' or 'S' trap including cost and fixing of double flapped coloured plastic sheet cover PVC flushing cistern in appropriate level as directed by the departmental officers at a maximum level of 5’6” and of approved brand of 10litres capacity including fittings such as CI brackets. PVC connection GM wheel valve, Hex nipple, etc., complete (Th Quality and brand of EWC and plastic cover shall be got approved from the Executive Engineer before fixing) |  |  | 1 No. ( One Number )
49 | 58.3 |  | Supplying and fixing the following dia PVC (SWR) pipe with ISI mark confirming to IS 13952:1992- type 'B' for soil line with relevant specials confirming to IS 14735 including jointing with seal ring confirming to IS 5382 with leaving a gap about 10mm to allow thermal expansion, fixing the pipes into walls with necessary wooden plug, screws, holding wherever necessary and making good of the dismantled portion with necessary connections to sanitary fittings etc., complete in all respects and as directed by the departmental officers. a) 110mm dia PVC SWR pipe including all required PVC specials etc., all complete., |  |  | 1 RMT (One Running Metre)
50 |  |  | b) 75mm dia PVC SWR pipe including all required PVC specials etc., all complete., |  |  | 1 RMT (One Running Metre)
51 | 60.1 |  | Supplying and fixing of PVC Nahani Trap not less than 75mm 4 way / 2 way (Superior variety) having minimum of water seal of 50mm confirm to relevant I.S. specifications with its latest amendments including resting on the bed of brick jelly concrete 1:5:10 (One of cement, five of crushed stone sand and ten of 40 mm gauge brick jelly) etc., complete as directed by the departmental officers (The PVC Nahani Trap should be got approved from the Executive Engineer before use) |  |  | 1 No (One Number)
52 | 64.1.1 |  | Wiring with 1.5 sqmm PVC insulated single core multi strand fire retardant flexible copper cable with ISI mark conforming to IS: 694/1990, 1.1K.v. grade cable with continuous earth by means of 1.5sqmm PVC insulated single core multi strand fire retardant flexible copper cable with ISI mark conforming to IS: 694/1990, 1.1 k.v . grade cable in surface run of PVC rigid conduit pipe heavy duty with ISI mark with suitable size TW switch box required thickness concealed and covered with 3 mm thick laminated hylem sheet controlled by 5Amps flush type switch including circuit mains cost of all materials, specials etc., all complete.(Open wiring) b) Light point without ceiling rose |  |  | 1 No. ( One Number)
53 | 70.5.2 |  | Supply and fixing of 4' long 18 W Crystal Glass LED tube Light with ISI mark including cost of all materials twincore flex wire, screws & nails, TW round block and labour charges for fixing in position etc all complete and as directed by the departmental officers (The material should be got approved from the Executive Engineer before use) |  |  | 1 No. (One Number)
54 | 77.7.1 |  | Run off main with 2 wires of 2.5 sq.mm. PVC insulated single core multistrand fire retardant flexible copper cable with ISI mark confirming to IS: 694/1990,1.1 kv grade cable with continuous earth by means of 1.5 sq.mm PVC insulated single core multi strand fire retardant flexible copper cable with ISI mark confirming to IS:694/1990,1.1. k.v. grade cable in surface run of 19mm/20mm dia rigid PVC conduit pipe heavy duty with ISI mark cost of all materials, specials etc., all complete. (Open wiring) |  |  | 1 RMT (One Running Metre)
55 | 93.1.1 |  | Plastering with CM 1:3 (one of cement and three of crushed stone sand ) 12 mm thick mixed with water proofing compound (CICO) at the rate of 2 kg / 10 sq.m including plasticizer curing etc., all complete complying with relevant standard specification. |  |  | 1m2 (One Square metre)
56 | 97.6.2 |  | Aluminium Door (size:1.00x2.10m) Supplying and fixing of Aluminium extruded section with powder coating of any color as detailed below and anodized for 15 microns Frame vertical 63.5x38.1x1.28mm thickness, 0.758Kg/m, horizontal (top) 63.5x38.1x1.28mm thickness, - 0.758Kg/m and door shutter Vertical 47.62 x 44.45 x 1.52mm thick die no.19256, 0.881kg/m, door horizontal (bottom), 101.6x44.45x2.5mm thickness die No:19556-1.943kg/m ,, middle 49.91x44.45x2.01mm thickness, die No:20060, 1.072Kg/m, door top 47.62 x 44.45 x 1.95 thickness die No:19571, 0.974Kg/m including labour charges for cutting & fixing with necessary screws and including cost of BWR particle board both side laminated 9mm thick with ISI mark or equivalent, aluminium clips, 'L' angle, rubber beading 2 Nos of Aluminium ornamental Handle 200mm long , 1 No of Aluminium door stoppers with required screws , pivot & Mortice lock with out night latch, with hydraulic door closer including all other necessary accessories and power supply etc., all complete and as directed by the departmental officers. (The brand and quality should be got approved from the Executive Engineer before use) |  |  | 1m2 ( One Square metre )
57 | 112.1 |  | Supplying and fixing of 225 mm dia sweep AC exhaust fan of approved ISI Quality including necessary wall opening, fixing and finishing the wall opening and making good including cost of materials, labour for fixing, chipping and redoing necessary inter connection, scaffolding, hire charges for tools and plants etc., all complete and as directed by the deparmental officers. |  |  | 1 No (One Number)
58 | 207.3.1 |  | Painting the false ceilling / walls with two coats of 1st class ready mixed plastic emulsion paint of best approved quality colour and shade including a priming coat, including clean removal of dirt and dust etc., complete including cost of necessary brushes, labour charges, putty etc., complying with relevant standard specification. (The paint should be supplied by the contractors at his own cost.The quality and shade of the paint should be got approved from the Executive Engineer before use.) | 65A |  | 1m2 (One Square metre)
59 | 207.3.5 |  | Painting the old walls two coats with 1st class ready mixed plastic emulsion paint of best approved quality colour and shade including thorough scrapping the old surface, clean removal of dirt and dust etc., complete including cost of necessary brushes, labour charges, putty etc., complying with relevant standard specification. (The paint should be supplied by the contractors at his own cost.The quality and shade of the paint should be got approved by the Executive Engineer before use.) | 65A |  | 1m2 (One Square metre)
60 | 207.3.7 |  | Painting the old walls / false ceilling with one coat with 1st class ready mixed plastic emulsion paint of best approved quality colour and shade including thorough scrapping the surface, clean removal of dirt and dust etc., complete including cost of necessary brushes, labour charges, putty etc., complying with relevant standard specification. (The paint should be supplied by the contractors at his own cost. (The quality and shade of the paint should be got approved by the Executive Engineer before use.) | 65A |  | 1m2 ( One Square metre )
61 | 207.4 |  | Painting the old wood work with two coats of approved Ist class synthetic enamel paint including thorough scrapping the old paint using sand paper as required by the departmental officers including cost of material, labour for painting, supplying etc., complying with relevant standard specification. (The paint quality and shade should be got approved by Executive Engineer before use) |  |  | 1m2 (One Square metre)
62 | 207.6 |  | Painting the old iron work with two coat of approved Ist class synthetic enamel paint including thorough scrapping the old paint using sand paper as required by the departmental officers including cost of material, labour for painting, supplying etc., all complete as directed by the departmental officers. (The paint quality and shade should be got approved by Executive Engineer before using.) |  |  | 1m2 (One Square metre)
63 | 209.1.2 |  | Removing the existing damaged False ceiling with out affecting the adjacent structure and clearing the debries 2km away from the site etc all complete and as directed by the departmental officers. |  |  | 1m2 (One Square metre)
64 | 209.5.1 |  | Clean removal of cement plaster from walls and racking out joints 20mm deep both inside and outside from the existing walls of brick masonry without damaging the existing structure and surroundings and clearing the debris 2km away from the site including cost of required tools and plant and necessary scaffolding if necessary etc., all complete in all respect and as directed by the departmental officers. |  |  | 1m2 ( One Square metre )
65 | 211.3 |  | Dismantling the damaged top of flooring mosaic in situ in cement mortor without affecting the adjacent structures including the cost of required tools and plants and scaffolding, if necessary and clearing the debris 2km away from the site etc., all complete and as directed by the departmental officers |  |  | 1m2 (One Square metre)
66 | 214.1.3 |  | Supplying and erection of Polycarbonate sheet 6mm thick, over MS purlins of approved ISI quality including cost of polycarbonate sheet with roof joining aluminium strip, welding, cutting, & labour charges, fixing in position necessary screws, nuts, bolts, washers and scaffolding etc., all complete, as directed by the departmental officers. (The Material quality & brand should be got approved from the Executive Engineer before use). |  |  | 1m2 ( One Square metre )
67 | 216 |  | Dismantling the damaged pressed tiles in cement mortar without affecting the adjacent structures in all floors including the cost of required tools and plants and clearing the debris 2km away from the site etc., all complete and as directed by the departmental officers. |  |  | 1m2 (One Square metre)
68 | 221 |  | Labour charges for removing the damaged broken door/window/ventilator any other similar joinery works including the removal of frames, hinges, fastenings and shutters from the existing structure and stacking the same carefully for reuse if any in the departmental stores at site of work and as directed by the departmental officers etc., all complete (including removing the furniture fittings such as hinges, hookes and eyes etc.,) |  |  | 1m2 (One Square metre)
69 | 221.3 |  | Removing the damaged Aluminium window shutter or other similar works without affecting the adjacent structures and attending repair work by using with 2 Nos of aluminium handle 100mm long, 2 set of I max hinges,clip beading, rubber beading etc and including cost of all materal, labour charges for removing, repairing and refixing in same position for window shutter with fittings etc., all complete in all respect and as directed by the departmental officers |  |  | 1 No. ( One Number)
70 | 222.2 |  | Labour charges for repairing the damaged door shutters by using 3 Nos 5" Butt hinges, 2 Nos of 6" x 1/2" Tower bolt, 1 No of 10" x 5/8" Aldrop, with reqiured brass screws, etc all complete and as directed by the departmental officers. (including removing and refixing the furniture fittings such as hinges, hookes and eyes etc.,) |  |  | 1 No. ( One Number)
71 | 239.1.1 |  | Labour charges for removing the IWC and dismantling the brick jelly lime concrete in all floors without affecting the adjacent structures including clearing the debris 2km away from the site, hire charges for tools and plants etc., all complete and as directed by the departmental officers. |  |  | 1 No. ( One Number)
72 | 239.1.2 |  | Removing the EWC in all floors without affecting the structure and clearing the debris 2km away from the site etc complete and as directed by the departmental officers. |  |  | 1 No. ( One Number)
73 | 239.1.3 |  | Dismantling the Lime Concrete in all floors without affecting the structure and clearing the debris 2km away from the site etc., all complete and as directed by the departmental officers. |  |  | 1m3 (One Cubic metre)
74 | 241.1 |  | Chipping of concrete and roughening the surface for floor finishing without damaging the existing structure and clearing the surface completely and removing the debris 2km away from the site etc complete and as directed by the departmental officers. |  |  | 1m2 (One Square metre)
75 | 242.2.2 |  | Dismantling the damaged Floor finish and dadooing walls in cement mortar with Mosaic Tiles / Glazed Tiles / clay tiles / Cuddapah Slabs / shahabad flooring without affecting the adjacent structures in all floors including the cost of required tools and plants and clearing the debris 2 km away from the site etc., all complete and as directed by the departmental officers. |  |  | 1m2 (One Square metre)
76 | 247.2.3 |  | Charges of Existing tiles cleaning work in all floor toilet area including cost of all materials, labour charges,soap oil, phenyl and acid etc., all complete in all respects and as directed by the departmental officers. |  |  | 1 Job (One Job)
77 | 254.2 |  | Providing two legged scaffolding using 15cm diameter casurina props or best quality bamboo posts of 4m overall length (3m height + 0.50m projection + 0.50m into the ground ) the distance between the two rows being 1.25 m and the spacing of posts being 2m in both rows with two horizontal posts with 0.5m overlap on either side and braces at 2mc/c including longitudinal and transverse middle braces to step up and providing a platform with country wood planks of 40mm thick and 1 m width etc., all complete firm using coir and nails 1m run. a) 5.5m Height in addition of 2.5m height |  |  | 1 RMT ( One Running Metre )
78 |  |  | b) 35.5m height in addition of 2.5m height |  |  | 1 RMT ( One Running Metre )
79 | 344.5 |  | Supply & Fixing of Bevelled edge mirror of approved quality and brand of size 600x450x5.5mm shelf type mounted in the PVC / Fibre Glass framed with necessary hard board backing including labour for fixing in position etc., complete and as directed by the departmental officers. |  |  | 1 No. (One Number)
80 | 359.3.1 |  | Supply and laying superior variety Concrete Designer tiles for flooring in CM 1:3 (One of Cement and three of crushed stone sand) 20mm thick, including fixing in position, cutting the tiles to the required size wherever necessary, pointing the joints with White/colour cement, finishing, curing etc complete and as directed by the departmental officers. (The brand and quality of tiles should be got approved from Executive Engineer before use ). |  |  | 1m2 ( One Square metre )
81 | 379.4.4 |  | Supplying and fixing of Sinthetic Grey, Paradise and similar varieties Granite slab (superfine polished with machine cut edges) of size 4' x 2' and above for staircase steps flooring of 18 mm to 20mm thick (Best approved quality and the same shall be got approved from the Executive Engineer before using) over cement plastering in CM 1:3 (One of cement and three of crushed stone sand) 20mm thick including fixing in position, cutting the tiles to the required size wherever necessary, pointing the joints with grout (Tile joint filler), curing, finishing etc., all complete and as directed by the departmental officers. (The brand quality of tiles should be got approved from Executive Engineer before use). |  |  | 1m2 (One Square metre )
82 | 383.1 |  | Providing single nosing to the edges of Granite slab of 20 mm thick including labour, power consumption, tools & plants required, and smooth finishing etc., all complete complying with relevant standard specifications and as directed by the departmental officers |  |  | 1 RMT (One Running Metre)
83 | 432.1 |  | Providing and filling the tile joint with epoxy grout with following specification: Surface preparation including cleaning the joint to be free from dust and loose particles. Providing masking tape on either side of the tile joint edges and providing sealing the tile gap with epoxy tile joint grout and finishing neatly and without leakages as directed by the departmental officers. The rate inclusive of cost of materials and labour, etc., all complete and as directed by the departmental officers |  |  | 1 m2 (One Square metre)
84 | 451.3.2 |  | Supplying and fixing of best approved quality of following CP water supply/Sanitary fittings confirming to I.S. specification including cost and labour charges for fixing etc., complete complying with relevent standard specifications and as directed by the departmental officers (The brand and quality of the materials should be got approved from the Executive Engineer before use) a) CP two Way bib cock with health faucet |  |  | 1 No. (One Number)
85 | 778.2.6 |  | Supply and installation of Anutone (or) Equivalent Brand of Acoustical False Ceiling of Sisoli Serene / Slate Spirts / Slate Polka Mineral Fibre/ GRG Core Ceiling Tiles of size 595 x 595 x 15mm having volume density 270 kgs / m3, weight 4kg / m2 which is suspended by using 0.3mm thick skelet trelis T15 metal grid system. The skelet trelis T15 metal grid system of 600 x 600mm module includes skelet WA15 W30 wall angle with unequal flanges of 15 / 19mm, length 3000mm, fixed along the perimeter of walls with the help of nylon sleeves and suitable fasteners at 300mm centers. Then suspend the skelet MT15 W36 MainT with flange width 15mm, height 32mm and length 3600mm, from the soffit slab with help of soffit cleat and wire rod with leveling spring clip at 1200mm centres. Skelet CT15 W12 CrossT with flange width 15mm, height 26mm and length 1200mm is interlocked into the pre-cut slots in the Main T15 at 600mm centers in the perpendicular direction to the Main T15. Finally skelet CT15 W06 CrossT with flange width 15mm, height 26mm and length 600mm are interlocked into the precut slots in the CT15 W12 CrossT in direction parallel to the Main T15 to result in 600 x 600mm module. Sisoli Serene / Slate Spirts / Slate Polka of size 595 x 595 x 15mm shall be placed into the grid size of 600 x 600mm. The systems to achieve noise reduction coefficient not less than 0.5 NRC, so as to have an neat appearance as directed by the department offices. The cost includes, cost of material, cost of labour, Scaffolding, transportation, conveyance, etc., complying to standard specication. |  |  | 1 m2 (One Square metre)
86 | 832.5.3 |  | Supplying and fixing of UPVC (Un-Plasticized Polyvinyl Chloride) Louvered Ventilators of from the profile the size of outer frame 60mmx58mm and shutter profile size of 60x78mm. Both profiles are reinforced with GI/1mm 125 GSM and 100% corrosion free, the profile are multi chambered sections with wall thickness of 2mm. The EPDM rubber (black colour) covered with all over the edges of frame and shutter. The corners and joints should be welded and cleaned. Radiations pin headed glass 4mm thick should be provided in the louvers. The ventilator should be fixed to the wall with 100% packing with screws and silicon packing all round the frames etc. all complete in all respects as directed by the departmental officers. (The colour, brand and quality should be got approved from the Executive Engineer before use.) |  |  | 1m2 (One Square metre)
87 | 980 |  | Supplying and applying of Polyurethane (PU) Injection Grouting in terrace finding the leakage area, derailing the leakage area, inset the nozzle and injecting the Polyurethane (PU) foam chemical and if any damage bricking the damage area apply the one coat of bounding coating, cement plaster including labour charges, PU chemical, sand, cement,tools, loading and transportation charges etc., all complete and as directed by the departmental officers |  |  | 1 Point (One Point)
88 | 981 |  | Supplying and applying of inner wall crack by making the V-groove in inner wall crack, and cleaning the crack area, apply the crack filler chemical to filling the crack area over one coat of primer in crack area as per standard specification including cost of all material and labour charges, hire charges for tools and plants etc., all complete and as directed by the departmental officers |  |  | 1 RMT (One Running Metre)

## CS (2)
Sl. No | Item No | QTY | DESCRIPTION | TNBP NO | Rate | UNIT | Amount
1 | 21.2 | 0.974 | Supplying and fixing of Teak Wood wrought and put up for frames of doors, windows, ventilators, cupboard and any other similar joinery works with necessary plugs, rebates for shutters, plaster grooves on all faces etc. , including labour charges for fixing hold fasts, complying with relevant standard specifications etc., in all respects. a) Teak wood over 2.00 metre and below 3 metre length | 72 & 74 | 122000 | 1m3 (One Cubic metre) | 118828 | 125878 | 122605.172 | 127759 | 124437.266 | 140000 | 136360 | 125875 | 122602.25 | 126000 | 122724 | 126000 | 122724
2 |  | 0.264 | b) Teak wood below 2.00 metre length |  | 114000 | 1m3 (One Cubic metre) | 30096 | 113678 | 30010.992 | 113393 | 29935.752 | 125000 | 33000 | 113678 | 30010.992 | 114000 | 30096 | 114000 | 30096
3 | 30 | 81.6 | Finishing the top of flooring with cement concrete 1:3 (One of cement and three of blue granite chips of size 10mm and below) 20 mm thick Ellispattern Flooring (No Sand) and surface rendered smooth including 150mm wide skirting, providing proper slopes, thread lining, curing etc.. complete in all floors complying with relevant standard specifications. | 39 -G | 450 | 1m2 (One Square metre) | 36720 | 460.74 | 37596.384 | 292 | 23827.2 | 450 | 36720 | 450 | 36720 | 450 | 36720 | 450 | 36720
4 | 31 | 225 | Weathering Course with concrete broken brick jelly 20mm gauge in pure burnt lime stone slaked and screened (No Sand) over RCC Roof Slab with proportion of brick jelly to lime (fat lime) being 32: 12 1/2 by volume well beaten with wooden beaters for giving the required slope and thickness complying with relevant standard specification and as directed by the departmental officers. | 30 & 41 | 3500 | 1m3 (One Cubic metre) | 787500 | 3793.82 | 853609.5 | 5339 | 1201275 | 5000 | 1125000 | 3780 | 850500 | 3500 | 787500 | 3500 | 787500
ANNEXURE
5 | 2.15 | 12.3 | Supply and filling in foundation and basement with Stonedust in layers of 150mm thickness well watered, rammed and consolidated complying with relevant standard specification including cost of Stonedust etc., all complete and as directed by departmental officer. |  | 300 | 1m3 (One Cubic metre) | 3690 | 310.25 | 3816.075 | 1962 | 24132.6 | 500 | 6150 | 310 | 3813 | 300 | 3690 | 300 | 3690
6 | 3.2.3 | 97.4 | Plain cement concrete 1:2:4 (One of cement two of crushed stone sand and four of Hard Broken Stone jelly) using 20mm gauge hard broken stone jelly excluding shuttering and centering but including laying, curing and finishing with relevant standard specifications in foundation and basement, and other similar works & as directed by the departmental officers. |  | 6100 | 1m3 (One Cubic metre) | 594140 | 6516.99 | 634754.826 | 6650 | 647710 | 6000 | 584400 | 6000 | 584400 | 6100 | 594140 | 6100 | 594140
7 | 9.2.2 | 1.6 | Brick work in Cement Mortar 1:6 (One of cement and six of crushed stone sand) using Chamber burnt bricks of size 9”x4½"X3” (23x11.4x7.5cm) for super structure in the following floors including labour for fixing the doors, windows and ventilator frames in position, fixing of hold fasts, scaffoldings, curing etc., complete in all respect complying with relevant standard specifications and drawings. a) In Ground Floor |  | 7000 | 1m3 (One Cubic metre) | 11200 | 6768.36 | 10829.376 | 6269 | 10030.4 | 7500 | 12000 | 6765 | 10824 | 7000 | 11200 | 7000 | 11200
8 |  | 1.6 | b) In First Floor |  | 7000 | 1m3 (One Cubic metre) | 11200 | 6934.35 | 11094.96 | 6386 | 10217.6 | 7600 | 12160 | 6935 | 11096 | 7000 | 11200 | 7000 | 11200
9 |  | 1.6 | c) In Second Floor |  | 7000 | 1m3 (One Cubic metre) | 11200 | 7100.34 | 11360.544 | 6140 | 9824 | 7700 | 12320 | 7100 | 11360 | 7000 | 11200 | 7000 | 11200
10 |  | 1.6 | d) In Third Floor |  | 7000 | 1m3 (One Cubic metre) | 11200 | 7266.33 | 11626.128 | 6658 | 10652.8 | 7800 | 12480 | 7265 | 11624 | 7000 | 11200 | 7000 | 11200
11 |  | 1.6 | e) In Fourth Floor |  | 7000 | 1m3 (One Cubic metre) | 11200 | 7432.32 | 11891.712 | 6774 | 10838.4 | 7900 | 12640 | 7435 | 11896 | 7000 | 11200 | 7000 | 11200
12 |  | 1.6 | f) In Fifth Floor |  | 7000 | 1m3 (One Cubic metre) | 11200 | 7598.31 | 12157.296 | 6929 | 11086.4 | 8000 | 12800 | 7595 | 12152 | 7000 | 11200 | 7000 | 11200
13 |  | 3.1 | g) In sixth Floor |  | 7000 | 1m3 (One Cubic metre) | 21700 | 7764.3 | 24069.33 | 7046 | 21842.6 | 8100 | 25110 | 7760 | 24056 | 7000 | 21700 | 7000 | 21700
14 |  | 3.1 | h) In Seventh Floor |  | 7000 | 1m3 (One Cubic metre) | 21700 | 7930.29 | 24583.899 | 7162 | 22202.2 | 8200 | 25420 | 7930 | 24583 | 7000 | 21700 | 7000 | 21700
15 | 10.2.2 | 30 | Brick partition wall in Cement Mortar 1:4 (One of cement and four of crushed stone sand,) 114mm thick for super structure in the following floors using chamber burnt bricks of size 9”x4¼”x3” (23x11.4x7.5cm) including labour for fixing the doors, windows and ventilator frames in position, fixing of hold fasts, scaffoldings, curing etc., complete in all respect complying with relevant standard specifications and drawings a) In Foundation and basement |  | 850 | 1m2 (One Square metre) | 25500 | 851.23 | 25536.9 | 885 | 26550 | 900 | 27000 | 850 | 25500 | 850 | 25500 | 850 | 25500
16 |  | 1.4 | b) In Ground Floor |  | 850 | 1m2 (One Square metre) | 1190 | 860.61 | 1204.854 | 909 | 1272.6 | 950 | 1330 | 860 | 1204 | 850 | 1190 | 850 | 1190
17 |  | 1.4 | c) In First Floor |  | 850 | 1m2 (One Square metre) | 1190 | 879.53 | 1231.342 | 933 | 1306.2 | 960 | 1344 | 880 | 1232 | 850 | 1190 | 850 | 1190
18 |  | 1.4 | d) In Second Floor |  | 850 | 1m2 (One Square metre) | 1190 | 898.45 | 1257.83 | 956 | 1338.4 | 970 | 1358 | 890 | 1246 | 850 | 1190 | 850 | 1190
19 |  | 1.4 | e) In Third Floor |  | 850 | 1m2 (One Square metre) | 1190 | 917.37 | 1284.318 | 980 | 1372 | 980 | 1372 | 915 | 1281 | 850 | 1190 | 850 | 1190
20 |  | 1.4 | f) In Fourth Floor |  | 850 | 1m2 (One Square metre) | 1190 | 936.29 | 1310.806 | 1004 | 1405.6 | 990 | 1386 | 935 | 1309 | 850 | 1190 | 850 | 1190
21 |  | 1.4 | g) In Fifth Floor |  | 850 | 1m2 (One Square metre) | 1190 | 955.21 | 1337.294 | 1027 | 1437.8 | 1000 | 1400 | 955 | 1337 | 850 | 1190 | 850 | 1190
22 |  | 2.7 | h) In sixth Floor |  | 850 | 1m2 (One Square metre) | 2295 | 974.13 | 2630.151 | 1051 | 2837.7 | 1100 | 2970 | 970 | 2619 | 850 | 2295 | 850 | 2295
23 |  | 2.7 | i) In Seventh Floor |  | 850 | 1m2 (One Square metre) | 2295 | 993.05 | 2681.235 | 1075 | 2902.5 | 1200 | 3240 | 990 | 2673 | 850 | 2295 | 850 | 2295
24 | 21.5.2.2 | 240 | Providing and fixing factory made unplasticized polyvinyl chloride (UPVC) Door Frame of size 50X47mm with a wall thickness of 5mm, made out extruded 5mm rigid UPVC foam sheet, mitred at two corners and joined with 2 nos of 150mm long brackets of 15X15mm M.S square tube. The two vertical and horizontal door profiles are to be reinforced with 19X19mm M.S Square tube of 19 gauge with primer coat. The door frame shall be fixed to the wall using 65/100mm long M.S screw through the frame by using PVC fasteners. A minimum of 4 nos screws to be provided for each vertical member & minimum 2 nos for horizontal member etc., and providing and fixing 30mm thick factory made door shutter with unplasticized polyvinyl chloride (UPVC) solid panel foam sheet , structured with M.S. tube of 19 gauge thickness and size 19X19mm for styles & 15mmX15mm for top & bottom rails. Panelling of 5mm thick UPVC One Side Printed Lamination single sheet to be fitted in the M.S. frame welded / sealed to the styles and rails covered with 5mm thick heat moulded UPVC "C" channel of 30 x 50mm and 5mm thick, 75mm wide UPVC sheet for top rail, lock rail and bottom rail on either side and 10mm (5mm X 2 Nos) thick, 20mm wide cross UPVC sheet as gap insert for top rail & bottom rail and joined together with PVC solvent cement adhesive. An additional 5mm thick UPVC strip of 20mm width is to be stuck on the interior side of the 'C' Channel using PVC solvent cement adhesive including cost and labour charges for fixing of 3 nos 4” SS butt hinges and Aluminium furniture fittings such as 1 No 4" Tower bolt, 1 No 5" Aldrop, 2 Nos 6" flat 'D' type Handle etc are included the fitting provided shall bear ISI marks. (The quality and brand of door shutter and furniture fittings should be got approved from the Executive Engineer before use) |  | 3200 | 1m2 (One Square metre) | 768000 | 3325 | 798000 | 3465 | 831600 | 3600 | 864000 | 3100 | 744000 | 3300 | 792000 | 3300 | 792000
25 | 21.7.2 | 17.3 | Supplying and fixing of Double leaf Soild core flush door shutters using boiled water resistance (BWR) teak wood ply as per IS 303-1989, the cross band and face veneers are to be banded with phenol formaldehyde synthetic resin in hot press both sides and manufacturing the shutter by using quality timber of termite proof and seasoned to moisture content not more than 10%, hot pressed with hydraulic press at a temperature of 150o to the norms as per IS 2002-1983 and TW Ply on Both side with teak wood lipping around, 35mm thick including cost and fixing of Aluminium furniture fittings such as 6nos 5” butt hinges, 4 Nos 6"x 1/2" Towerbolt, 4 Nos 6" Door Handle with CP screws, 1 no 10" x 5/8" Aldrop , 2 Nos Aluminium Door stopper 2 Nos of rubber bush with required Brass screws, labour charges for wrought and putup and fixing in position of flush shutters etc all complete and as directed by the departmental officers. (The quality and brand of materials should be got approved from the Executive Engineer before use.) a. door size 1.500 m x 2.100m (double Leaves) |  | 3000 | 1m2 (One Square metre) | 51900 | 3176.09 | 54946.357 | 3771 | 65238.3 | 3600 | 62280 | 3170 | 54841 | 3000 | 51900 | 3000 | 51900
26 | 21.7.3 | 33.3 | Supplying and fixing of Single leaf Solid core flush door shutters using boiled water resistance (BWR) teak wood ply as per IS 303-1989, the cross band and face veneers are to be banded with phenol formaldehyde synthetic resin in hot press both sides and manufacturing the shutter by using quality timber of termite proof and seasoned to moisture content not more than 10%, hot pressed with hydraulic press at a temperature of 150o to the norms as per IS 2002-1983 and TW Ply on Both side with teak wook lipping around, 35mm thick including cost and fixing of Aluminium furniture fittings such as 3 nos 5” Butt hinges, 2 Nos 6"x1/2" Towerbolt, 2 Nos 6" Door handle with CP screws , 1 no 10"x5/8" Aldrop , 1 no Rubber bush ,1 no door stopper with required Brass screws, labour charges for wrought and putup and fixing in position of flush shutters etc., complete complying with standard specifcation and as directed by the departmental officers. (The quality and brand of materials should be got approved from the Executive Engineer before use.) a) Door size 1.00 m x 2.10m (single Leaf) |  | 2900 | 1m2 (One Square metre) | 96570 | 3021.75 | 100624.275 | 3454 | 115018.2 | 3550 | 118215 | 3000 | 99900 | 3000 | 99900 | 3000 | 99900
27 |  | 11.3 | b) 1.200 x 2.100 m (Single leaf shutter) |  | 2850 | 1m2 (One Square metre) | 32205 | 2921.83 | 33016.679 | 3564 | 40273.2 | 3500 | 39550 | 2920 | 32996 | 3000 | 33900 | 3000 | 33900
28 | 23.4.2 | 419 | Supply and fixing of UPVC (Un plasticized polyvinyl chloride) windows frames having two tracks for 2 shutter of UPVC profile section of size 62mmx60mmx60mm having outer wall thickness of 2.30mm (+/- 0.3mm) with 3 box multi-chamber construction.Sliding shutter shall be made of 66mm x 42mm x 50mm having outer wall thickness of 2.3mm (+/- 0.3mm). All profiles of frames and sash shall be reinforced with galvanized mild steel section of 1.2mm wall thickness, at wherever required. All the corners and joints of the frame & sash shall be mitred cut & fusion welded without any mechanical joint. All welded joints are to be neatly trimmed & feature grooved/raised nib finish so as to make the finished products free from all sharp edges & burrs. System shall have adequate drainage mechanism to permit the escape of water from horizontal member beneath each sealed unit. System shall be provided with suitable UPVC beading of size 24.5mm x 16mm for glazing and interlocking profile of size 45mm x 36mm with 5mm thick pinhead glass (single),duly cut at correct degree & fitted with EPDM gaskets.Windows has to be provided with varity of security devise like Touch Lock or crescent lock, Nylon rollers etc., as per the requirement,compliant with relevant specification and as directed by department personnel. The complete window shall be fixed into the prefinished opened places, by drilling & fixing through the outer frame using high quality fasteners & silicon sealant is applied to fill up the gap between wall & window frame frame for leak-proof installation, and completion. (The quality and brand shall be got approved from the EE/SE/CE before use) |  | 3100 | 1m2 (One Square metre) | 1298900 | 3250 | 1361750 | 3452 | 1446388 | 4500 | 1885500 | 3200 | 1340800 | 3200 | 1340800 | 3200 | 1340800
29 | 23.4.3 | 36 | Supply and fixing of UPVC (Un plasticized polyvinyl chloride) windows frames having three tracks for 3 shutter of UPVC profile section of size 112mm x 52mm x 112mm having outer wall thickness of 2.30mm (+/- 0.3mm) with 3 box multi-chamber construction.Sliding shutter shall be made of 92mm x 42mm x 76mm having outer wall thickness of 2.3mm (+/- 0.3mm). All profiles of frames and sash shall be reinforced with galvanized mild steel section of 1.2mm wall thickness, at wherever required. All the corners and joints of the frame & sash shall be mitred cut & fusion welded without any mechanical joint. All welded joints are to be neatly trimmed & feature grooved/raised nib finish so as to make the finished products free from all sharp edges & burrs. System shall have adequate drainage mechanism to permit the escape of water from horizontal member beneath each sealed unit. System shall be provided with suitable UPVC beading of size 24.5mm x 16mm for glazing and interlocking profile of size 49mm x 45mm with 5mm thick pinhead glass (single),duly cut at correct degree & fitted with EPDM gaskets.Windows has to be provided with varity of security devise like Touch Lock or crescent lock, Nylon rollers etc., as per the requirement,compliant with relevant specification and as directed by department personnel. The complete window shall be fixed into the prefinished opened places, by drilling & fixing through the outer frame using high quality fasteners & silicon sealant is applied to fill up the gap between wall & window frame for leak-proof installation, and completion. (The quality and brand shall be got approved from the EE/SE/CE before use) |  | 3550 | 1m2 (One Square metre) | 127800 | 3750 | 135000 | 3954 | 142344 | 5000 | 180000 | 3750 | 135000 | 3700 | 133200 | 3700 | 133200
30 | 28.1 | 243.7 | Plastering the top of flooring in CM 1:4 (One of cement and four of crushed stone sand) 20mm thick including surface rendered smooth including plasticizer, providing proper slopes, thread lining, curing and 150mm wide skirting alround with the same cement mortar etc., complete in all respects. |  | 400 | 1m2 (One Square metre) | 97480 | 549.13 | 133822.981 | 444 | 108202.8 | 550 | 134035 | 500 | 121850 | 400 | 97480 | 400 | 97480
31 | 29.8.1 | 773.3 | Supplying and fixing of Colour glazed tiles (Best approved quality and the same shall be got approved from the Executive Engineer before using) over cement plastering in CM 1:2 (One of cement and two of crushed stone sand) 10mm thick including fixing in position, cutting the tiles to the required size wherever necessary, pointing the joints with Grout (Tile joint filler), curing, finishing etc., all complete and as directed by the departmental officers. (The brand quality of tiles should be got approved from Executive Engineer before use ). |  | 1310 | 1m2 (One Square metre) | 1013023 | 1416.18 | 1095131.994 | 1010 | 781033 | 1250 | 966625 | 1300 | 1005290 | 1400 | 1082620 | 1400 | 1082620
32 | 29.9.1 | 541 | Supplying and fixing of colour Ceramic Tiles Anti skid without corrugated design for flooring and other similar works (Best approved quality, colour and shade shall be got approved from the Executive Engineer before using) over cement mortor 1:3 (One of cement and three of crushed stone sand) 20mm thick including fixing in position, cutting the tiles to the required size wherever necessary, pointing the joints with Grout (Tile joint filler), curing, finishing etc., all complete and as directed by the departmental officers. (The brand quality of tiles should be got approved from Executive Engineer before use). |  | 1150 | 1m2 (One Square metre) | 622150 | 1244.02 | 673014.82 | 1005 | 543705 | 1150 | 622150 | 1244 | 673004 | 1200 | 649200 | 1200 | 649200
33 | 30.2 | 909 | Finishing the top of concrete Surface by using power trowel work including materials, labour, hire charges for tools and plants and transportation charges etc., all complete and as directed by the departmental officers. |  | 47 | 1m2 (One Square metre) | 42723 | 48.42 | 44013.78 | 59 | 53631 | 60 | 54540 | 50 | 45450 | 50 | 45450 | 50 | 45450
34 | 32.1.1 | 295 | Finishing top of roof with one course of Pressed Tiles of approved superior quality of size 23cm x 23cm x 2cm thick laid over weathering course in CM 1:3 (One of cement and three of crushed stone sand) 12mm thick mixed with Water proofing compound at 2% by weight of cement used and pointed neatly with the same cement mortar mixed with water proofing compound including curing etc., as per standard specifications. (The quality of tiles shall be got approved from the Executive Engineer before use) |  | 1000 | 1m2 (One Square metre) | 295000 | 1229.37 | 362664.15 | 900 | 265500 | 1500 | 442500 | 1230 | 362850 | 1000 | 295000 | 1000 | 295000
35 | 32.1.5 | 2064 | Pointing the Pressed Tile over the roof with cement mortar 1:3 (One of cement and three of crushed stone sand) including cost of all materials and labour charges for pointing, curing etc., all complete and as directed by the departmental officers. |  | 250 | 1m2 (One Square metre) | 516000 | 328.72 | 678478.08 | 236 | 487104 | 500 | 1032000 | 325 | 670800 | 250 | 516000 | 250 | 516000
36 | 33.1.1 | 915.6 | Plastering with CM 1:5 (One of cement and five of crushed stone sand) 20mm thick finished with neat cement including plasticizer, providing band cornice, ceiling cornice, curing, scaffolding, etc., complete in all respects and complying with relevant standard specifications. |  | 400 | 1m2 (One Square metre) | 366240 | 523.61 | 479417.316 | 452 | 413851.2 | 500 | 457800 | 520 | 476112 | 400 | 366240 | 400 | 366240
37 | 35.4.1 | 72 | Special ceiling plastering in cement mortar 1:3 (One of cement and three of crushed stone sand) 10mm thick for bottom of roof, stair, waist, landing and sunshades in all floors finished with neat cement including plasticizer, hacking the areas, providing band cornice, scaffolding, curing etc., complete in all respects and complying with standard specifications. |  | 300 | 1m2 (One Square metre) | 21600 | 299.35 | 21553.2 | 375 | 27000 | 300 | 21600 | 300 | 21600 | 300 | 21600 | 300 | 21600
38 | 35.4.1 | 100 | Special ceiling plastering in cement mortar 1:3 (One of cement and three of crushed stone sand) 20mm thick for bottom of roof, stair, waist, landing and sunshades in all floors finished with neat cement including plasticizer, hacking the areas, providing band cornice, scaffolding, curing etc., complete in all respects and complying with standard specifications. |  | 500 | 1m2 (One Square metre) | 50000 | 548.63 | 54863 | 438 | 43800 | 700 | 70000 | 540 | 54000 | 500 | 50000 | 500 | 50000
39 | 37.3.1 | 6282 | White washing two coats using clean shell lime slaked including cost of lime, gum, blue, brushes, including scaffolding and scrapping the old surface etc., complete in all respects. |  | 30 | 1m2 (One Square metre) | 188460 | 34.98 | 219744.36 | 28 | 175896 | 50 | 314100 | 34 | 213588 | 30 | 188460 | 30 | 188460
40 | 52.1.1 | 50 | Supplying, laying, fixing and jointing the following PVC pipes as per ASTM D - 1785 of schedule 40 of wall thickness not less than the specified in IS 4985 suitable for plumbing by threading of wall thickness including the cost of suitable UPVC specials like Elbow, Tee reducers, Plug, unions, bend, coupler, nipple/ UPVC gate valve, UPVC check and UPVC / ball valve etc., wherever required above the ground level including the cost of teflon tape, PVC special clamps, nails, etc., fixing on wall to the proper gradient and alignment and redoing the chipped of masonry etc., as directed by the departmental officers. (The brand and quality of pipes and specials should be got approved by the EE/SE/CE before use in works) a) 32mm dia ASTM D schedule 40 threaded PVC pipe with necessary UPVC specials |  | 250 | 1 RMT (One Running Metre) | 12500 | 261.46 | 13073 | 309 | 15450 | 350 | 17500 | 260 | 13000 | 250 | 12500 | 250 | 12500
41 |  | 300 | b) 25mm ASTM D schedule 40 threaded PVC pipe with necessary PVC/UPVC specials |  | 235 | 1 RMT (One Running Metre) | 70500 | 243.43 | 73029 | 267 | 80100 | 320 | 96000 | 240 | 72000 | 250 | 75000 | 250 | 75000
42 |  | 350 | c) 20mm ASTM D schedule 40 threaded PVC pipe with necessary PVC/UPVC specials |  | 230 | 1 RMT (One Running Metre) | 80500 | 238.64 | 83524 | 234 | 81900 | 300 | 105000 | 235 | 82250 | 250 | 87500 | 250 | 87500
43 | 53.5 | 8 | Supplying and fixing of porcelain wash hand basin (white with pedastal), superior variety of size 550x400mm with all accessories such as powder coated cast iron brackets, 32mm dia C.P. waste coupling, Rubber plug and aluminium chain, 32mm dia 'B' class G.I. / PVC waste pipe, Angle Valve, 15mm dia Nylon connection, 15mm dia Brass Nipples, 15mm C.P. pillar tap & required grating etc., complete in all respects (wash hand basin shall be got approved by the Executive Engineer before fixing). |  | 3000 | 1 No. (One Number) | 24000 | 3746.02 | 29968.16 | 4052 | 32416 | 4000 | 32000 | 3700 | 29600 | 3000 | 24000 | 3000 | 24000
44 | 53.5.1 | 56 | Supplying and fixing of porcelain Wash hand basin (white without pedastal), superior variety of size 550x400mm with all accessories such as powder coated cast iron brackets, 32mm dia C.P. waste coupling, Rubber plug and aluminium chain, 32mm dia 'B' class G.I. / PVC waste pipe, Angle Valve, 15mm dia Nylon connection, 15mm dia Brass Nipples, 15mm C.P. pillar tap & required grating etc., complete in all respects (wash hand basin shall be got approved by the Executive Engineer before fixing). |  | 3000 | 1 No. (One Number) | 168000 | 3406.02 | 190737.12 | 3180 | 178080 | 3300 | 184800 | 3400 | 190400 | 3000 | 168000 | 3000 | 168000
45 | 54.2.1 | 64 | Supplying and fixing of half turn C.P short body Tap of 15mm dia of best quality including cost of half turn CP tap with required specials and labour for fixing etc, all complete and as directed by the departmental officers., (The quality and brand of fittings should be got approved from Executive Engineer before use). |  | 400 | 1 No. (One Number) | 25600 | 446 | 28544 | 773 | 49472 | 450 | 28800 | 440 | 28160 | 400 | 25600 | 400 | 25600
46 | 55.2.1 | 81 | Supplying and fixing of approved brand Lipped Mouth Porcelain Flat Back Urinal with all accessories such as 32mm dia Bell Mouth PVC Connection, 15mm dia GM Wheel Value, 15mm dia 'B' Class GI Waste Water Pipe, 15mm dia Nylon Connection, 15mm dia Brass Nipple and labour for fixing etc., all complete as directed by the departmental officers (The brand and quality shall got approved from the Executive Engineer before use) |  | 2100 | 1 No. (One Number) | 170100 | 2252.5 | 182452.5 | 2598 | 210438 | 2200 | 178200 | 2250 | 182250 | 2200 | 178200 | 2200 | 178200
47 | 56.4.1 | 56 | Supplying and fixing of Indian Water Closet white glazed (oriya type) of size 580 mm X 440 mm of approved make with ISI mark (to be got approved from Executive Engineer before use) with PVC SWR grade 'P' or 'S' trap, including concrete filling the sunk portion with brick jelly lime concrete proportion of brick jelly to lime being 32:12½ by volume (32 cft of 20mm gauge brick jelly and 12 ½ cft of slaked lime) (No sand) and top 75mm thick brick jelly concrete in CC 1:8:16 (one of cement, eight of crushed stone sand and sixteen of broken brick jelly) using 40mm size brick jelly including plastering the sides of sunk portion in CM 1:3 (one of cement and three of crushed stone sand) 12mm thick mixed with water proofing compound at 2Kg / m2 and top left rough to receive the floor plastering but including antisyphonage connection, one coat of bitumen for the sides , bottom and curing etc., complete in all floors. (Other than ground floor) |  | 5000 | 1 No. (One Number) | 280000 | 5321.96 | 298029.76 | 5007 | 280392 | 5000 | 280000 | 5250 | 294000 | 5000 | 280000 | 5000 | 280000
48 | 57.1.1 | 56 | Supplying and fixing EWC superior variety (white) 500mm with PVC SWR grade 'P' or 'S' trap including cost and fixing of double flapped coloured plastic sheet cover PVC flushing cistern in appropriate level as directed by the departmental officers at a maximum level of 5’6” and of approved brand of 10litres capacity including fittings such as CI brackets. PVC connection GM wheel valve, Hex nipple, etc., complete (Th Quality and brand of EWC and plastic cover shall be got approved from the Executive Engineer before fixing) |  | 6800 | 1 No. (One Number) | 380800 | 7257.85 | 406439.6 | 5586 | 312816 | 7000 | 392000 | 7250 | 406000 | 7000 | 392000 | 7000 | 392000
49 | 58.3 | 300 | Supplying and fixing the following dia PVC (SWR) pipe with ISI mark confirming to IS 13952:1992- type 'B' for soil line with relevant specials confirming to IS 14735 including jointing with seal ring confirming to IS 5382 with leaving a gap about 10mm to allow thermal expansion, fixing the pipes into walls with necessary wooden plug, screws, holding wherever necessary and making good of the dismantled portion with necessary connections to sanitary fittings etc., complete in all respects and as directed by the departmental officers. a) 110mm dia PVC SWR pipe including all required PVC specials etc., all complete., |  | 700 | 1 RMT (One Running Metre) | 210000 | 735.27 | 220581 | 525 | 157500 | 600 | 180000 | 730 | 219000 | 700 | 210000 | 700 | 210000
50 |  | 250 | b) 75mm dia PVC SWR pipe including all required PVC specials etc., all complete., |  | 600 | 1 RMT (One Running Metre) | 150000 | 617.97 | 154492.5 | 440 | 110000 | 550 | 137500 | 615 | 153750 | 600 | 150000 | 600 | 150000
51 | 60.1 | 156 | Supplying and fixing of PVC Nahani Trap not less than 75mm 4 way / 2 way (Superior variety) having minimum of water seal of 50mm confirm to relevant I.S. specifications with its latest amendments including resting on the bed of brick jelly concrete 1:5:10 (One of cement, five of crushed stone sand and ten of 40 mm gauge brick jelly) etc., complete as directed by the departmental officers (The PVC Nahani Trap should be got approved from the Executive Engineer before use) |  | 150 | 1 No. (One Number) | 23400 | 160 | 24960 | 193 | 30108 | 175 | 27300 | 160 | 24960 | 150 | 23400 | 150 | 23400
52 | 64.1.1 | 20 | Wiring with 1.5 sqmm PVC insulated single core multi strand fire retardant flexible copper cable with ISI mark conforming to IS: 694/1990, 1.1K.v. grade cable with continuous earth by means of 1.5sqmm PVC insulated single core multi strand fire retardant flexible copper cable with ISI mark conforming to IS: 694/1990, 1.1 k.v . grade cable in surface run of PVC rigid conduit pipe heavy duty with ISI mark with suitable size TW switch box required thickness concealed and covered with 3 mm thick laminated hylem sheet controlled by 5Amps flush type switch including circuit mains cost of all materials, specials etc., all complete.(Open wiring) b) Light point without ceiling rose |  | 900 | 1 No. (One Number) | 18000 | 897 | 17940 | 650 | 13000 | 1000 | 20000 | 850 | 17000 | 900 | 18000 | 900 | 18000
53 | 70.5.2 | 68 | Supply and fixing of 4' long 18 W Crystal Glass LED tube Light with ISI mark including cost of all materials twincore flex wire, screws & nails, TW round block and labour charges for fixing in position etc all complete and as directed by the departmental officers (The material should be got approved from the Executive Engineer before use) |  | 600 | 1 No. (One Number) | 40800 | 693 | 47124 | 605 | 41140 | 500 | 34000 | 690 | 46920 | 600 | 40800 | 600 | 40800
54 | 77.7.1 | 184 | Run off main with 2 wires of 2.5 sq.mm. PVC insulated single core multistrand fire retardant flexible copper cable with ISI mark confirming to IS: 694/1990,1.1 kv grade cable with continuous earth by means of 1.5 sq.mm PVC insulated single core multi strand fire retardant flexible copper cable with ISI mark confirming to IS:694/1990,1.1. k.v. grade cable in surface run of 19mm/20mm dia rigid PVC conduit pipe heavy duty with ISI mark cost of all materials, specials etc., all complete. (Open wiring) |  | 140 | 1 RMT (One Running Metre) | 25760 | 146.6 | 26974.4 | 124 | 22816 | 200 | 36800 | 150 | 27600 | 140 | 25760 | 140 | 25760
55 | 93.1.1 | 1447 | Plastering with CM 1:3 (one of cement and three of crushed stone sand ) 12 mm thick mixed with water proofing compound (CICO) at the rate of 2 kg / 10 sq.m including plasticizer curing etc., all complete complying with relevant standard specification. |  | 250 | 1m2 (One Square metre) | 361750 | 287.05 | 415361.35 | 456 | 659832 | 300 | 434100 | 260 | 376220 | 250 | 361750 | 250 | 361750
56 | 97.6.2 | 14.7 | Aluminium Door (size:1.00x2.10m) Supplying and fixing of Aluminium extruded section with powder coating of any color as detailed below and anodized for 15 microns Frame vertical 63.5x38.1x1.28mm thickness, 0.758Kg/m, horizontal (top) 63.5x38.1x1.28mm thickness, - 0.758Kg/m and door shutter Vertical 47.62 x 44.45 x 1.52mm thick die no.19256, 0.881kg/m, door horizontal (bottom), 101.6x44.45x2.5mm thickness die No:19556-1.943kg/m ,, middle 49.91x44.45x2.01mm thickness, die No:20060, 1.072Kg/m, door top 47.62 x 44.45 x 1.95 thickness die No:19571, 0.974Kg/m including labour charges for cutting & fixing with necessary screws and including cost of BWR particle board both side laminated 9mm thick with ISI mark or equivalent, aluminium clips, 'L' angle, rubber beading 2 Nos of Aluminium ornamental Handle 200mm long , 1 No of Aluminium door stoppers with required screws , pivot & Mortice lock with out night latch, with hydraulic door closer including all other necessary accessories and power supply etc., all complete and as directed by the departmental officers. (The brand and quality should be got approved from the Executive Engineer before use) |  | 6000 | 1m2 (One Square metre) | 88200 | 6614.18 | 97228.446 | 4510 | 66297 | 6200 | 91140 | 6610 | 97167 | 6000 | 88200 | 6000 | 88200
57 | 112.1 | 43 | Supplying and fixing of 225 mm dia sweep AC exhaust fan of approved ISI Quality including necessary wall opening, fixing and finishing the wall opening and making good including cost of materials, labour for fixing, chipping and redoing necessary inter connection, scaffolding, hire charges for tools and plants etc., all complete and as directed by the deparmental officers. |  | 2000 | 1 No. (One Number) | 86000 | 2152 | 92536 | 1419 | 61017 | 2000 | 86000 | 2800 | 120400 | 2000 | 86000 | 2000 | 86000
58 | 207.3.1 | 915.6 | Painting the false ceilling / walls with two coats of 1st class ready mixed plastic emulsion paint of best approved quality colour and shade including a priming coat, including clean removal of dirt and dust etc., complete including cost of necessary brushes, labour charges, putty etc., complying with relevant standard specification. (The paint should be supplied by the contractors at his own cost.The quality and shade of the paint should be got approved from the Executive Engineer before use.) | 65A | 200 | 1m2 (One Square metre) | 183120 | 239.05 | 218874.18 | 177 | 162061.2 | 200 | 183120 | 220 | 201432 | 200 | 183120 | 200 | 183120
59 | 207.3.5 | 32237 | Painting the old walls two coats with 1st class ready mixed plastic emulsion paint of best approved quality colour and shade including thorough scrapping the old surface, clean removal of dirt and dust etc., complete including cost of necessary brushes, labour charges, putty etc., complying with relevant standard specification. (The paint should be supplied by the contractors at his own cost.The quality and shade of the paint should be got approved by the Executive Engineer before use.) | 65A | 135 | 1m2 (One Square metre) | 4351995 | 171 | 5512527 | 141 | 4545417 | 150 | 4835550 | 270 | 8703990 | 135 | 4351995 | 135 | 4351995
60 | 207.3.7 | 3880 | Painting the old walls / false ceilling with one coat with 1st class ready mixed plastic emulsion paint of best approved quality colour and shade including thorough scrapping the surface, clean removal of dirt and dust etc., complete including cost of necessary brushes, labour charges, putty etc., complying with relevant standard specification. (The paint should be supplied by the contractors at his own cost. (The quality and shade of the paint should be got approved by the Executive Engineer before use.) | 65A | 70 | 1m2 (One Square metre) | 271600 | 87 | 337560 | 86 | 333680 | 100 | 388000 | 80 | 310400 | 70 | 271600 | 70 | 271600
61 | 207.4 | 1832 | Painting the old wood work with two coats of approved Ist class synthetic enamel paint including thorough scrapping the old paint using sand paper as required by the departmental officers including cost of material, labour for painting, supplying etc., complying with relevant standard specification. (The paint quality and shade should be got approved by Executive Engineer before use) |  | 140 | 1m2 (One Square metre) | 256480 | 164 | 300448 | 127 | 232664 | 150 | 274800 | 150 | 274800 | 140 | 256480 | 140 | 256480
62 | 207.6 | 1416 | Painting the old iron work with two coat of approved Ist class synthetic enamel paint including thorough scrapping the old paint using sand paper as required by the departmental officers including cost of material, labour for painting, supplying etc., all complete as directed by the departmental officers. (The paint quality and shade should be got approved by Executive Engineer before using.) |  | 120 | 1m2 (One Square metre) | 169920 | 144.5 | 204612 | 138 | 195408 | 175 | 247800 | 140 | 198240 | 120 | 169920 | 120 | 169920
63 | 209.1.2 | 807.2 | Removing the existing damaged False ceiling with out affecting the adjacent structure and clearing the debries 2km away from the site etc all complete and as directed by the departmental officers. |  | 50 | 1m2 (One Square metre) | 40360 | 71 | 57311.2 | 118 | 95249.6 | 70 | 56504 | 60 | 48432 | 50 | 40360 | 50 | 40360
64 | 209.5.1 | 1765.6 | Clean removal of cement plaster from walls and racking out joints 20mm deep both inside and outside from the existing walls of brick masonry without damaging the existing structure and surroundings and clearing the debris 2km away from the site including cost of required tools and plant and necessary scaffolding if necessary etc., all complete in all respect and as directed by the departmental officers. |  | 10 | 1m2 (One Square metre) | 17656 | 10.67 | 18838.952 | 107 | 188919.2 | 50 | 88280 | 15 | 26484 | 10 | 17656 | 10 | 17656
65 | 211.3 | 173.5 | Dismantling the damaged top of flooring mosaic in situ in cement mortor without affecting the adjacent structures including the cost of required tools and plants and scaffolding, if necessary and clearing the debris 2km away from the site etc., all complete and as directed by the departmental officers |  | 50 | 1m2 (One Square metre) | 8675 | 59.95 | 10401.325 | 130 | 22555 | 100 | 17350 | 50 | 8675 | 50 | 8675 | 50 | 8675
66 | 214.1.3 | 62 | Supplying and erection of Polycarbonate sheet 6mm thick, over MS purlins of approved ISI quality including cost of polycarbonate sheet with roof joining aluminium strip, welding, cutting, & labour charges, fixing in position necessary screws, nuts, bolts, washers and scaffolding etc., all complete, as directed by the departmental officers. (The Material quality & brand should be got approved from the Executive Engineer before use). |  | 1200 | 1m2 (One Square metre) | 74400 | 1255.4 | 77834.8 | 954 | 59148 | 1200 | 74400 | 1255 | 77810 | 1200 | 74400 | 1200 | 74400
67 | 216 | 295 | Dismantling the damaged pressed tiles in cement mortar without affecting the adjacent structures in all floors including the cost of required tools and plants and clearing the debris 2km away from the site etc., all complete and as directed by the departmental officers. |  | 20 | 1m2 (One Square metre) | 5900 | 24.2 | 7139 | 130 | 38350 | 100 | 29500 | 20 | 5900 | 20 | 5900 | 20 | 5900
68 | 221 | 857 | Labour charges for removing the damaged broken door/window/ventilator any other similar joinery works including the removal of frames, hinges, fastenings and shutters from the existing structure and stacking the same carefully for reuse if any in the departmental stores at site of work and as directed by the departmental officers etc., all complete (including removing the furniture fittings such as hinges, hookes and eyes etc.,) |  | 130 | 1m2 (One Square metre) | 111410 | 145.64 | 124813.48 | 264 | 226248 | 150 | 128550 | 100 | 85700 | 130 | 111410 | 130 | 111410
69 | 221.3 | 164 | Removing the damaged Aluminium window shutter or other similar works without affecting the adjacent structures and attending repair work by using with 2 Nos of aluminium handle 100mm long, 2 set of I max hinges,clip beading, rubber beading etc and including cost of all materal, labour charges for removing, repairing and refixing in same position for window shutter with fittings etc., all complete in all respect and as directed by the departmental officers |  | 2600 | 1 No. (One Number) | 426400 | 2803 | 459692 | 2296 | 376544 | 2000 | 328000 | 2500 | 410000 | 2600 | 426400 | 2600 | 426400
70 | 222.2 | 24 | Labour charges for repairing the damaged door shutters by using 3 Nos 5" Butt hinges, 2 Nos of 6" x 1/2" Tower bolt, 1 No of 10" x 5/8" Aldrop, with reqiured brass screws, etc all complete and as directed by the departmental officers. (including removing and refixing the furniture fittings such as hinges, hookes and eyes etc.,) |  | 900 | 1 No. (One Number) | 21600 | 933 | 22392 | 1091 | 26184 | 1000 | 24000 | 900 | 21600 | 900 | 21600 | 900 | 21600
71 | 239.1.1 | 56 | Labour charges for removing the IWC and dismantling the brick jelly lime concrete in all floors without affecting the adjacent structures including clearing the debris 2km away from the site, hire charges for tools and plants etc., all complete and as directed by the departmental officers. |  | 1500 | 1 No. (One Number) | 84000 | 2008 | 112448 | 1045 | 58520 | 600 | 33600 | 1500 | 84000 | 1500 | 84000 | 1500 | 84000
72 | 239.1.2 | 137 | Removing the EWC in all floors without affecting the structure and clearing the debris 2km away from the site etc complete and as directed by the departmental officers. |  | 600 | 1 No. (One Number) | 82200 | 665 | 91105 | 495 | 67815 | 450 | 61650 | 500 | 68500 | 600 | 82200 | 600 | 82200
73 | 239.1.3 | 246.6 | Dismantling the Lime Concrete in all floors without affecting the structure and clearing the debris 2km away from the site etc., all complete and as directed by the departmental officers. |  | 300 | 1m3 (One Cubic metre) | 73980 | 335.5 | 82734.3 | 676 | 166701.6 | 450 | 110970 | 300 | 73980 | 300 | 73980 | 300 | 73980
74 | 241.1 | 1052.5 | Chipping of concrete and roughening the surface for floor finishing without damaging the existing structure and clearing the surface completely and removing the debris 2km away from the site etc complete and as directed by the departmental officers. |  | 40 | 1m2 (One Square metre) | 42100 | 38.34 | 40352.85 | 71 | 74727.5 | 80 | 84200 | 38 | 39995 | 40 | 42100 | 40 | 42100
75 | 242.2.2 | 1264.7 | Dismantling the damaged Floor finish and dadooing walls in cement mortar with Mosaic Tiles / Glazed Tiles / clay tiles / Cuddapah Slabs / shahabad flooring without affecting the adjacent structures in all floors including the cost of required tools and plants and clearing the debris 2 km away from the site etc., all complete and as directed by the departmental officers. |  | 50 | 1m2 (One Square metre) | 63235 | 57.75 | 73036.425 | 130 | 164411 | 70 | 88529 | 50 | 63235 | 50 | 63235 | 50 | 63235
76 | 247.2.3 | 10 | Charges of Existing tiles cleaning work in all floor toilet area including cost of all materials, labour charges,soap oil, phenyl and acid etc., all complete in all respects and as directed by the departmental officers. |  | 2500 | 1 Job (One Job) | 25000 | 2500 | 25000 | 1650 | 16500 | 4000 | 40000 | 2000 | 20000 | 2500 | 25000 | 2500 | 25000
77 | 254.2 | 60 | Providing two legged scaffolding using 15cm diameter casurina props or best quality bamboo posts of 4m overall length (3m height + 0.50m projection + 0.50m into the ground ) the distance between the two rows being 1.25 m and the spacing of posts being 2m in both rows with two horizontal posts with 0.5m overlap on either side and braces at 2mc/c including longitudinal and transverse middle braces to step up and providing a platform with country wood planks of 40mm thick and 1 m width etc., all complete firm using coir and nails 1m run. a) 5.5m Height in addition of 2.5m height |  | 600 | 1 RMT (One Running Metre) | 36000 | 697.1 | 41826 | 879 | 52740 | 700 | 42000 | 697 | 41820 | 600 | 36000 | 600 | 36000
78 |  | 23 | b) 35.5m height in addition of 2.5m height |  | 4500 | 1 RMT (One Running Metre) | 103500 | 4804.46 | 110502.58 | 5673 | 130479 | 4500 | 103500 | 4800 | 110400 | 4500 | 103500 | 4500 | 103500
79 | 344.5 | 68 | Supply & Fixing of Bevelled edge mirror of approved quality and brand of size 600x450x5.5mm shelf type mounted in the PVC / Fibre Glass framed with necessary hard board backing including labour for fixing in position etc., complete and as directed by the departmental officers. |  | 400 | 1 No. (One Number) | 27200 | 494.7 | 33639.6 | 1155 | 78540 | 600 | 40800 | 500 | 34000 | 400 | 27200 | 400 | 27200
80 | 359.3.1 | 48 | Supply and laying superior variety Concrete Designer tiles for flooring in CM 1:3 (One of Cement and three of crushed stone sand) 20mm thick, including fixing in position, cutting the tiles to the required size wherever necessary, pointing the joints with White/colour cement, finishing, curing etc complete and as directed by the departmental officers. (The brand and quality of tiles should be got approved from Executive Engineer before use ). |  | 1400 | 1m2 (One Square metre) | 67200 | 1517.38 | 72834.24 | 1803 | 86544 | 1500 | 72000 | 1400 | 67200 | 1400 | 67200 | 1400 | 67200
81 | 379.4.4 | 10.4 | Supplying and fixing of Sinthetic Grey, Paradise and similar varieties Granite slab (superfine polished with machine cut edges) of size 4' x 2' and above for staircase steps flooring of 18 mm to 20mm thick (Best approved quality and the same shall be got approved from the Executive Engineer before using) over cement plastering in CM 1:3 (One of cement and three of crushed stone sand) 20mm thick including fixing in position, cutting the tiles to the required size wherever necessary, pointing the joints with grout (Tile joint filler), curing, finishing etc., all complete and as directed by the departmental officers. (The brand quality of tiles should be got approved from Executive Engineer before use). |  | 2000 | 1m2 (One Square metre) | 20800 | 2326.38 | 24194.352 | 2418 | 25147.2 | 3000 | 31200 | 2300 | 23920 | 2000 | 20800 | 2000 | 20800
82 | 383.1 | 26 | Providing single nosing to the edges of Granite slab of 20 mm thick including labour, power consumption, tools & plants required, and smooth finishing etc., all complete complying with relevant standard specifications and as directed by the departmental officers |  | 200 | 1 RMT (One Running Metre) | 5200 | 195.7 | 5088.2 | 180 | 4680 | 200 | 5200 | 190 | 4940 | 200 | 5200 | 200 | 5200
83 | 432.1 | 30 | Providing and filling the tile joint with epoxy grout with following specification: Surface preparation including cleaning the joint to be free from dust and loose particles. Providing masking tape on either side of the tile joint edges and providing sealing the tile gap with epoxy tile joint grout and finishing neatly and without leakages as directed by the departmental officers. The rate inclusive of cost of materials and labour, etc., all complete and as directed by the departmental officers |  | 400 | 1m2 (One Square metre) | 12000 | 438 | 13140 | 374 | 11220 | 600 | 18000 | 400 | 12000 | 400 | 12000 | 400 | 12000
84 | 451.3.2 | 56 | Supplying and fixing of best approved quality of following CP water supply/Sanitary fittings confirming to I.S. specification including cost and labour charges for fixing etc., complete complying with relevent standard specifications and as directed by the departmental officers (The brand and quality of the materials should be got approved from the Executive Engineer before use) a) CP two Way bib cock with health faucet |  | 2200 | 1 No. (One Number) | 123200 | 2286 | 128016 | 1722 | 96432 | 3000 | 168000 | 2200 | 123200 | 2200 | 123200 | 2200 | 123200
85 | 778.2.6 | 807.2 | Supply and installation of Anutone (or) Equivalent Brand of Acoustical False Ceiling of Sisoli Serene / Slate Spirts / Slate Polka Mineral Fibre/ GRG Core Ceiling Tiles of size 595 x 595 x 15mm having volume density 270 kgs / m3, weight 4kg / m2 which is suspended by using 0.3mm thick skelet trelis T15 metal grid system. The skelet trelis T15 metal grid system of 600 x 600mm module includes skelet WA15 W30 wall angle with unequal flanges of 15 / 19mm, length 3000mm, fixed along the perimeter of walls with the help of nylon sleeves and suitable fasteners at 300mm centers. Then suspend the skelet MT15 W36 MainT with flange width 15mm, height 32mm and length 3600mm, from the soffit slab with help of soffit cleat and wire rod with leveling spring clip at 1200mm centres. Skelet CT15 W12 CrossT with flange width 15mm, height 26mm and length 1200mm is interlocked into the pre-cut slots in the Main T15 at 600mm centers in the perpendicular direction to the Main T15. Finally skelet CT15 W06 CrossT with flange width 15mm, height 26mm and length 600mm are interlocked into the precut slots in the CT15 W12 CrossT in direction parallel to the Main T15 to result in 600 x 600mm module. Sisoli Serene / Slate Spirts / Slate Polka of size 595 x 595 x 15mm shall be placed into the grid size of 600 x 600mm. The systems to achieve noise reduction coefficient not less than 0.5 NRC, so as to have an neat appearance as directed by the department offices. The cost includes, cost of material, cost of labour, Scaffolding, transportation, conveyance, etc., complying to standard specication. |  | 950 | 1m2 (One Square metre) | 766840 | 968 | 781369.6 | 1187 | 958146.4 | 1200 | 968640 | 1000 | 807200 | 950 | 766840 | 950 | 766840
86 | 832.5.3 | 161.7 | Supplying and fixing of UPVC (Un-Plasticized Polyvinyl Chloride) Louvered Ventilators of from the profile the size of outer frame 60mmx58mm and shutter profile size of 60x78mm. Both profiles are reinforced with GI/1mm 125 GSM and 100% corrosion free, the profile are multi chambered sections with wall thickness of 2mm. The EPDM rubber (black colour) covered with all over the edges of frame and shutter. The corners and joints should be welded and cleaned. Radiations pin headed glass 4mm thick should be provided in the louvers. The ventilator should be fixed to the wall with 100% packing with screws and silicon packing all round the frames etc. all complete in all respects as directed by the departmental officers. (The colour, brand and quality should be got approved from the Executive Engineer before use.) |  | 7500 | 1m2 (One Square metre) | 1212750 | 8106 | 1310740.2 | 5649 | 913443.3 | 6000 | 970200 | 9000 | 1455300 | 7500 | 1212750 | 7500 | 1212750
87 | 980 | 60 | Supplying and applying of Polyurethane (PU) Injection Grouting in terrace finding the leakage area, derailing the leakage area, inset the nozzle and injecting the Polyurethane (PU) foam chemical and if any damage bricking the damage area apply the one coat of bounding coating, cement plaster including labour charges, PU chemical, sand, cement,tools, loading and transportation charges etc., all complete and as directed by the departmental officers |  | 800 | 1 Point (One Point) | 48000 | 830 | 49800 | 880 | 52800 | 1200 | 72000 | 830 | 49800 | 800 | 48000 | 800 | 48000
88 | 981 | 115 | Supplying and applying of inner wall crack by making the V-groove in inner wall crack, and cleaning the crack area, apply the crack filler chemical to filling the crack area over one coat of primer in crack area as per standard specification including cost of all material and labour charges, hire charges for tools and plants etc., all complete and as directed by the departmental officers |  | 800 | 1 RMT (One Running Metre) | 92000 | 852.8 | 98072 | 594 | 68310 | 1100 | 126500 | 850 | 97750 | 800 | 92000 | 800 | 92000
[6 empty] | TOTAL | 18347486 |  | 20933860.036 |  | 19671378.718 |  | 21426838 |  | 23767499.242 |  | 18557881 |  | 18557881
[6 empty] | GST @ 18% | 3302547.48 |  | 3768094.8065 |  | 3540848.1692 |  | 3856830.84 |  | 4278149.8636 |  | 3340418.58 |  | 3340418.58
[6 empty] | TOTAL | 21650033.48 |  | 24701954.8425 |  | 23212226.8872 |  | 25283668.84 |  | 28045649.1056 |  | 21898299.58 |  | 21898299.58