## Detail new (hidden)
TAMIL NADU POLICE HOUSING CORPORATION
Name of work: Providing Special Repair works for 4 Nos INS, 8 Nos SI, 24 Nos PC/HC Quarters at Church Hill Ooty in the Nilgiri District
Detailed Estimate
Sl. No | Description of work | NO |  | L | B | D | Qty | Unit
1 | Earthwork excavation in all soils and subsoils, etc all complete (including refilling)
| For PC/HC Qtrs Plinth protection wall | 6 | 1 | 46 | 0.3 | 0.3 | 24.84
| For SI Qtrs Plinth protection wall | 5 | 1 | 29 | 0.3 | 0.3 | 13.05
| For INS Qtrs Plinth protection wall | 2 | 1 | 33 | 0.3 | 0.3 | 5.94
| Earth Cleaning of Rear side | 1 | 1 | 90 | 0.5 | 1 | 45
| outlet Chamber | 1 | 10 | 1.2 | 1.2 | 1 | 14.4
103.23
[6 empty] | Say | 104 | cum
2 | Earth work excavation for Open foundation for drains (excluding refilling) width upto 1.25 m
| DRAIN - PC/HC | 6 | 1 | 40 | 0.6 | 0.5 | 72
| DRAIN - SI | 5 | 1 | 30 | 0.6 | 0.5 | 45
| DRAIN - INS | 2 | 1 | 30 | 0.6 | 0.5 | 18
135
[6 empty] | Say | 135 | Cum
3 | PCC 1:5:10 using 40mm jelly including cost of materials and labours etc.., completed
| For PC/HC Qtrs Plinth protection wall | 6 | 1 | 46 | 0.3 | 0.15 | 12.42
| For SI Qtrs Plinth protection wall | 5 | 1 | 29 | 0.3 | 0.15 | 6.525
| For INS Qtrs Plinth protection wall | 2 | 1 | 33 | 0.3 | 0.15 | 2.97
| DRAIN - PC/HC | 6 | 1 | 40 | 0.53 | 0.15 | 19.08
| DRAIN - SI | 5 | 1 | 30 | 0.53 | 0.15 | 11.925
| DRAIN - INS | 2 | 1 | 30 | 0.53 | 0.15 | 4.77
| PC/HC - Bldg Front Side Pavement | 6 | 1 | 10 | 0.6 | 0.1 | 3.6
| SI- Bldg Front Side Pavement | 6 | 1 | 10 | 0.6 | 0.1 | 3.6
| INS - Bldg Front Side Pavement | 6 | 1 | 10 | 0.6 | 0.1 | 3.6
| outlet Chamber | 1 | 10 | 0.8 | 0.8 | 0.15 | 0.96
69.45
[6 empty] | Say | 70
4 | Brickwork in CM 1:5 using Fly ash bricks in foundation including cost of materials and labours etc.., completed
Foundation and basement etc complete
| DRAIN - PC/HC | 6 | 1 | 40 | 0.23 | 0.45 | 24.84 |  | 6 | 1 | 46 | 276
| DRAIN - SI | 5 | 1 | 30 | 0.23 | 0.45 | 15.525 |  | 5 | 1 | 29 | 145
| DRAIN - INS | 2 | 1 | 30 | 0.23 | 0.45 | 6.21 |  | 2 | 1 | 33 | 66
| Plinth protection Piller | 1 | 173.9286 | 0.23 | 0.23 | 0.75 | 6.9006 |  |  |  |  | 487
| Outlet Chamber | 1 | 10 | 3.32 | 0.23 | 1 | 7.636
61.1116
[6 empty] | Say | 62
5 | BRICK PARTITION WALL 1;4,114 mm THICK including cost of materials and labours etc.., completed
a) Foundation and Basement
| For PC/HC Qtrs Plinth protection wall | 6 | 1 | 46 | - | 0.75 | 207
| For SI Qtrs Plinth protection wall | 5 | 1 | 29 | - | 0.75 | 108.75
| For INS Qtrs Plinth protection wall | 2 | 1 | 33 | - | 0.75 | 49.5
| d/f brick pillars | -1 | 173.9286 | 0.23 | - | 0.75 | -30.0027
335.2473
[6 empty] | Say | 336
6 | Precast slab 50mm thick in PCC1:3:6 mixed with fibre including laying , cost of materials and labours etc.., completed
| For PC/HC Qtrs Plinth protection wall | 6 | 1 | 46 | 0.6 | - | 165.6
| For SI Qtrs Plinth protection wall | 5 | 1 | 29 | 0.6 | - | 87
| For INS Qtrs Plinth protection wall | 2 | 1 | 33 | 0.6 | - | 39.6
292.2
[6 empty] | Say | 293
7 | Filling the Basement with excavated earth in layers of 150mm thick including cost of materials and labours etc.., completed
| For PC/HC Qtrs Plinth protection wall | 6 | 1 | 46 | 0.485 | 0.475 | 63.5835
| For SI Qtrs Plinth protection wall | 5 | 1 | 29 | 0.485 | 0.475 | 33.4044
| For INS Qtrs Plinth protection wall | 2 | 1 | 33 | 0.485 | 0.475 | 15.2047
112.1926
[6 empty] | Say | 113
8 | Supplying and filling in foundation and basement with filling sand in layers of 150mm thk
| For PC/HC Qtrs Plinth protection wall | 6 | 1 | 46 | 0.485 | 0.05 | 6.693
| For SI Qtrs Plinth protection wall | 5 | 1 | 29 | 0.485 | 0.05 | 3.5163
| For INS Qtrs Plinth protection wall | 2 | 1 | 33 | 0.485 | 0.05 | 1.6005
| Sundrise | [5 empty] | 11.8098
[6 empty] | Say | 12
9 | Clean removel of the old cement plastering both inside and outside from the existing walls of brick masonry without damageing the existing structure and surroundings and clearing the debries away from the site including all cost etc.,
Old surface
| Bldg front -sunshade top | 1 | 2 | 6.6 | 0.6 | - | 7.92
| Bldg front -sunshade top | 1 | 1 | 2.2 | 0.6 | - | 1.32
| Bldg R/S -sunshade top | 1 | 1 | 1.7 | 0.6 | - | 1.02
| Bldg R/S -sunshade top | 1 | 1 | 1.8 | 0.6 | - | 1.08
| Bldg R/S -sunshade top | 1 | 5 | 1.7 | 0.6 | - | 5.1
| Bldg L/S -sunshade top | 1 | 1 | 2.5 | 0.6 | - | 1.5
| Bldg L/S -sunshade top | 1 | 2 | 3.7 | 0.6 | - | 4.44
| Bldg L/S -sunshade top | 1 | 2 | 1.7 | 0.6 | - | 2.04
| Bldg Rear -sunshade top | 1 | 3 | 1.7 | 0.6 | - | 3.06
| Bldg Rear -sunshade top) | 1 | 1 | 1.96 | 1 | - | 1.96
| Bldg Rear side -sunshade top | 1 | 4 | 1.7 | 0.6 | - | 4.08
| Bldg Rear side -sunshade top | 1 | 2 | 2.1 | 0.6 | - | 2.52
| Bldg front -sunshade bottom | 1 | 2 | 6.6 | 0.6 | - | 7.92
| Bldg front - Roof Projection bottom | 1 | 1 | 3 | 0.3 | - | 0.9
| Bldg R/S -sunshade bottom | 1 | 1 | 1.46 | 0.6 | - | 0.876
| Bldg R/S -Roof Projection bottom | 1 | 1 | 4.5 | 0.3 | - | 1.35
| Bldg R/S -Rest room approach slab bottom | 1 | 1 | 3.3 | 0.8 | - | 2.64
| Bldg L/S -sunshade bottom | 1 | 2 | 3.7 | 0.6 | - | 4.44
| Bldg L/S -sunshade bottom | 1 | 1 | 1.7 | 0.6 | - | 1.02
| Bldg L/S -Roof Projection bottom | 1 | 1 | 12 | 0.3 | - | 3.6
| Bldg Rear side -sunshade bottom | 1 | 3 | 1.7 | 0.6 | - | 3.06
| Bldg Rear side -sunshade bottom | 1 | 1 | 2.1 | 0.6 | - | 1.26
63.106
[6 empty] | Say | 63.5
10 | Plastering in CM 1:5, 12mm thick including cost of materials and labours etc.., completed
Old surface
| Bldg front -sunshade top | 1 | 2 | 6.6 | 0.6 | - | 7.92
| Bldg front -sunshade top | 1 | 1 | 2.2 | 0.6 | - | 1.32
| Bldg R/S -sunshade top | 1 | 1 | 1.7 | 0.6 | - | 1.02
| Bldg R/S -sunshade top | 1 | 1 | 1.8 | 0.6 | - | 1.08
| Bldg R/S -sunshade top | 1 | 5 | 1.7 | 0.6 | - | 5.1
| Bldg L/S -sunshade top | 1 | 1 | 2.5 | 0.6 | - | 1.5
| Bldg L/S -sunshade top | 1 | 2 | 3.7 | 0.6 | - | 4.44
| Bldg L/S -sunshade top | 1 | 2 | 1.7 | 0.6 | - | 2.04
| Bldg Rear -sunshade top | 1 | 3 | 1.7 | 0.6 | - | 3.06
| Bldg Rear -sunshade top) | 1 | 1 | 1.96 | 1 | - | 1.96
| Bldg Rear side -sunshade top | 1 | 4 | 1.7 | 0.6 | - | 4.08
| Bldg Rear side -sunshade top | 1 | 2 | 2.1 | 0.6 | - | 2.52
| Bldg front -sunshade bottom | 1 | 2 | 6.6 | 0.6 | - | 7.92
| Bldg front - Roof Projection bottom | 1 | 1 | 3 | 0.3 | - | 0.9
| Bldg R/S -sunshade bottom | 1 | 1 | 1.46 | 0.6 | - | 0.876
| Bldg R/S -Roof Projection bottom | 1 | 1 | 4.5 | 0.3 | - | 1.35
| Bldg R/S -Rest room approach slab bottom | 1 | 1 | 3.3 | 0.8 | - | 2.64
| Bldg L/S -sunshade bottom | 1 | 2 | 3.7 | 0.6 | - | 4.44
| Bldg L/S -sunshade bottom | 1 | 1 | 1.7 | 0.6 | - | 1.02
| Bldg L/S -Roof Projection bottom | 1 | 1 | 12 | 0.3 | - | 3.6
| Bldg Rear side -sunshade bottom | 1 | 3 | 1.7 | 0.6 | - | 3.06
| Bldg Rear side -sunshade bottom | 1 | 1 | 2.1 | 0.6 | - | 1.26
| DRAIN - PC/HC -Top | 6 | 1 | 40 | 0.23 | - | 55.2
| DRAIN - SI | 5 | 1 | 30 | 1.23 | - | 184.5
| DRAIN - INS | 2 | 1 | 30 | 2.23 | - | 133.8
| Chamber out side alround | 1 | 10 | 4.24 | - | 1.5 | 63.6
| Chamber top alround | 1 | 10 | 3.32 | 0.23 | - | 7.636
| Existing Chamber outer | 1 | 5 | 4.24 | - | 0.5 | 10.6
518.442
[6 empty] | Say | 520
11 | Plastering in CM 1:4, 12mm thick including cost of materials and labours etc.., completed
| For PC/HC Qtrs Plinth protection wall | 6 | 1 | 46 | - | 0.5 | 138
| For SI Qtrs Plinth protection wall | 5 | 1 | 29 | - | 0.5 | 72.5
| For INS Qtrs Plinth protection wall | 2 | 1 | 33 | - | 0.5 | 33
| DRAIN - PC/HC | 6 | 1 | 40 | - | 0.3 | 72
| DRAIN - SI | 5 | 1 | 30 | - | 0.3 | 45
| DRAIN - INS | 2 | 1 | 30 | - | 0.3 | 18
| chamber Inner | 1 | 10 | 2.4 | - | 1.5 | 36
414.5
[6 empty] | Say | 415
12 | Supplying and fixing of 4mm thick pin headed glasses etc.,
| PC/HC Qtrs- Window 1 | 90 | 1 | 0.4 | - | 0.35 | 12.6
| PC/HC Qtrs- Window 2 | 35 | 1 | 0.45 | - | 0.3 | 4.725
| PC/HC Qtrs- Window 3 | 8 | 1 | 0.53 | - | 0.45 | 1.908
| Ventilator glass | 12 | 1 | 0.7 | - | 0.8 | 6.72
| SI Qtrs | 14 | 1 | 0.35 | - | 0.3 | 1.47
| Ventilator glass | 6 | 1 | 0.7 | - | 0.8 | 3.36
| INS Qtrs | 9 | 1 | 0.35 | - | 0.3 | 0.945
| Ventilator glass | 7 | 1 | 0.5 | - | 0.7 | 2.45
34.178
[6 empty] | Say | 35 | m2
13 | Dismantling and clearing away the Pressed tiles etc.,
| For PC/HC Roof Tile | 1 | 4 | 10 | 4 | - | 160
| For SI Quarters | 1 | 2 | 5 | 1 | - | 10
| For INS Quarters | 1 | 2 | 7 | 1 | - | 14
184
[6 empty] | Say | 184 | m2
14 | Supplying and laying of hydraulic pressed tiles etc.,
| For PC/HC Roof Tile | 1 | 4 | 10 | 4 | - | 160
| For SI Quarters | 1 | 2 | 5 | 1 | - | 10
| For INS Quarters | 1 | 2 | 7 | 1 | - | 14
184
[6 empty] | Say | 184 | m2
15 | Pointing the pressed tiles in CM 1:3 with WPC etc.,
For PC/HC Quarters
| Bed Room , Hall , Passage Area | 6 | 1 | 14.12 | 4.12 | - | 349.0464
| Kitchen Area | 6 | 1 | 8.38 | 1.7 | - | 85.476
| Passage , Toilet Area | 6 | 2 | 2.3 | 2.3 | - | 63.48
For SI Quratrs - 2 in 1
| Parapet Wall | 3 | 1 | 7.9 | 3.34 | - | 79.158
| Kitchen Area | 3 | 1 | 1.89 | 7.7 | - | 43.659
For SI Quarters - Single Block
| Bed Room , Hall Area | 2 | 1 | 5.64 | 4.12 | - | 46.4736
| Bath & Passage | 2 | 1 | 2.22 | 2.35 | - | 10.434
| Kitchen Area | 2 | 1 | 3.2 | 1.5 | - | 9.6
INS Quarters
| Kitchen Area & Stair Case | 2 | 1 | 5.68 | 4.12 | - | 46.8032
| Hall & Verandha | 2 | 1 | 7.17 | 3.5 | - | 50.19
| M.Bed & Toilet | 2 | 1 | 6.23 | 4.25 | - | 52.955
| Bed Room | 2 | 1 | 2.8 | 2.7 | - | 15.12
852.3952
[6 empty] | Say | 852.5 | m2
16 | Supply and laying of ceramic(anti-skid) tiles etc.,
| PC/HC IWC | 24 | 1 | 1.2 | 0.9 | - | 25.92
| D/F Closet | -24 | 1 | 0.6 | 0.6 | - | -8.64
| Bath Area | 24 | 1 | 1.2 | 1.2 | - | 34.56
| SI Qtrs | 8 | 1 | 1.2 | 0.9 | - | 8.64
| D/F Closet | -8 | 1 | 0.6 | 0.6 | - | -2.88
| Bath Area | 24 | 1 | 1.2 | 1.2 | - | 34.56
| INS IWC | 4 | 1 | 1.2 | 1 | - | 4.8
| D/F Closet | -4 | 1 | 0.6 | 0.6 |  | -1.44
| Bath Area | 4 | 1 | 1.2 | 1.3 | - | 6.24
101.76
[6 empty] | Say | 102 | m2
17 | Supplying and laying of glazed tiles etc.,
| PC/HC IWC | 24 | 1 | 1.08 | 1.5 | - | 38.88
| Bath Area | 24 | 1 | 1.44 | 1.5 | - | 51.84
| SI Qtrs IWC | 8 | 1 | 1.08 | 1.5 | - | 12.96
| Bath Area | 24 | 1 | 1.44 | 1.5 | - | 51.84
| INS IWC | 4 | 1 | 1.2 | 1.5 | - | 7.2
| Bath Area | 4 | 1 | 1.56 | 1.5 | - | 9.36
172.08
[6 empty] | Say | 175 | m2
18 | Supply and fixing of IWC including all special and labour charges etc., complete
a)In .G.F
| PC/HC Quarters | 12 | 1 | - | - | - | 12
| SI Quarters | 5 | 1 | - | - | - | 5
| INS Quarters | 2 | 1 | - | - | - | 2
[7 empty] | 19 | Each
b)In other than G.F
| PC/HC Quarters | 10 | 1 | - | - | - | 10
| SI Quarters | 3 | 1 | - | - | - | 3
| INS Quarters | 2 | 1 | - | - | - | 2
[7 empty] | 15 | Each
19 | Supplying and fixing of solid panel door with frame ( SR pg.No.43 item No.125a)
| PC/HC Qtrs - Toilet & bath Doors | 24 | 2 | 0.75 | 2 | - | 72
| SI Qtrs - Toilet & bath Doors | 8 | 2 | 0.75 | 2 | - | 24
| INS Qtrs - Toilet & bath Doors | 4 | 2 | 0.75 | 2 | - | 12
[7 empty] | 108 | Sqm
20 | Chipping of concrete and rougheing of surface including cost of materials and labours etc.., completed PWD SOR 2021-22 p-22 item No.38A
| Bath Area - PC/HC | 24 | 2 | 1.2 | 1.2 | - | 69.12
| IWC - PC/HC | 24 | 2 | 1.2 | 0.9 | - | 51.84
| Passage | 24 | 1 | 2.3 | 0.95 | - | 52.44
| Bath Area - SI Qtrs | 8 | 2 | 1.2 | 1.2 | - | 23.04
| IWC - SI Qtrs | 8 | 2 | 1.2 | 0.9 | - | 17.28
| Passage | 8 | 1 | 2.7 | 1 | - | 21.6
| Bath Area - INS | 4 | 2 | 1.2 | 1.3 | - | 12.48
| IWC - INS | 4 | 2 | 1.2 | 1 | - | 9.6
| Passage | 8 | 1 | 2.7 | 1 | - | 21.6
279
[6 empty] | Say | 279 | m2
21 | Floor plastering in CM 1:4, 20mm thick including neat cement, etc all complete
| Passage - PC/HC | 24 | 1 | 2.3 | 0.95 | - | 52.44
| Passage - SI | 8 | 1 | 2.7 | 1 | - | 21.6
| Passage - INS | 8 | 1 | 2.7 | 1 | - | 21.6
| For Chamber inner | 1 | 10 | 0.6 | 0.6 | - | 3.6
| DRAIN - PC/HC | 6 | 1 | 40 | 0.3 | - | 72
| DRAIN - SI | 5 | 1 | 30 | 0.3 | - | 45
| DRAIN - INS | 2 | 1 | 30 | 0.3 | - | 18
234.24
[6 empty] | Say | 235 | m2
22 | Supply ,laying & jointing the following pipes as per ASTM D 1785 of schedule PVC Specials etc.,a)25 mm Pipe
| PC/HC Qtrs- Tank to Bath & line - F.F | 12 | 1 | 4.5 | - | - | 54
| PC/HC Qtrs- Tank to Bath & line - G.F | 12 | 1 | 8 | - | - | 96
| SI Qtrs - Tank to Bath & line - F.F | 3 | 1 | 4.5 | - | - | 13.5
| SI Qtrs - Tank to Bath & line - G.F | 5 | 1 | 6 | - | - | 30
| INS Qtrs - Tank to Bath line - G.F | 4 | 1 | 5 | - | - | 20
| INS Qtrs - Tank to Bath line - F.F | 4 | 1 | 8 | - | - | 32
[7 empty] | 245.5 | Rmt
23 | Supplying and laying of 25 mm dia PVC pipe(Above ground level) etc all complete including and labour charges etc., complete
| PC/HC Qtrs- Tank to main | 12 | 1 | 9 | - | - | 108
| SI Qtrs - Tank to Main Line | 5 | 1 | 6 | - | - | 30
| INS Qtrs - Tank to Main Line | 2 | 1 | 9 | - | - | 18
[7 empty] | 156 | Rmt
24 | Supplying and laying of 32 mm dia PVC pipe (Below Ground level) etc all complete including and labour charges etc., complete
| Sump To Building | 1 | 1 | 120 | - | - | 120 | Rmt
25 | Supply and Fixing of 15mm dia half turn CP tap (LONG BODY) including all special and labour charges etc., complete
| PC/HC Qtrs bath Room | 24 | 1 | - | - | - | 24
| SI Qtrs Bath | 8 | 1 | - | - | - | 8
| INS Qtrs bath | 4 | 1 | - | - | - | 4
[7 empty] | 36 | Each
26 | Supply and Fixing of 15mm dia half turn CP tap (SHORT BODY) including all special and labour charges etc., complete
| PC/HC Qtrs- Toilet | 24 | 1 | - | - | - | 24
| SI Qtrs - Toilet | 8 | 1 | - | - | - | 8
| INS Qtrs - Toliet | 4 | 1 | - | - | - | 4
[7 empty] | 36 | Each
27 | Supplying and fixing of PVC SWR 110 mm dia with ISI mark type- A for Rain water down fall pipe
| PC/HC Qtrs | 6 | 4 | 6 | - | - | 144
| SI Qtrs | 4 | 4 | 6 | - | - | 96
| INS Qtrs | 2 | 4 | 6 | - | - | 48
[7 empty] | 288 | Rmt
28 | Supply and laying of SWR Pipes including cost of materials and labours etc.., completed
110 MM DIA
| PC/HC Qtrs | 24 | 1 | 6 | - | - | 144
| SI Qtrs | 8 | 1 | 5 | - | - | 40
| INS Qtrs | 4 | 1 | 6 | - | - | 24
[7 empty] | 208 | Rmt
75 MM DIA
| PC/HC Qtrs | 8 | 1 | 6 | - | - | 48
| SI Qtrs | 2 | 1 | 6 | - | - | 12
| INS Qtrs | 1 | 1 | 6 | - | - | 6
[7 empty] | 66 | Rmt
29 | Supplying and fixing of following SN8 160mm dia Pvc pipe with ISI mark including cost of materials and convenience and earth work excavation and refilling trenches etc.., Below ground level .
| Seawage line | 1 | 1 | 80 | - | - | 80 | Rmt
30 | Wiring with 1.5sqmm pvc multistrand copper cable including cost of materials and labours etc.., completed
a)Light point with ceiling rose
PC/HC Quarters
| Verandha | 24 | 1 | - | - | - | 24
| Hall | 24 | 1 | - | - | - | 24
| Bed Room | 24 | 1 | - | - | - | 24
| Kitchen | 24 | 1 | - | - | - | 24
| Mid Landing | 6 | 1 | - | - | - | 6
SI Quarters
| Veandha | 8 | 1 | - | - | - | 8
| Hall | 8 | 1 | - | - | - | 8
| Bed Room | 8 | 1 | - | - | - | 8
| Kitchen | 8 | 1 | - | - | - | 8
INS Quarters
| Veandha | 4 | 1 | - | - | - | 4
| Hall | 4 | 1 | - | - | - | 4
| Bed Room | 4 | 1 | - | - | - | 4
| Kitchen | 4 | 1 | - | - | - | 4
| M.Bed | 4 | 1 | - | - | - | 4
| Common Bulk Head | 1 | 36 | - | - | - | 36
| Common Street light | 1 | 40 | - | - | - | 40
[7 empty] | 230 | Each
b) light point with pattern type bakelite holder
| Passage | 24 | 1 | - | - | - | 24
| Mid Landing - Passage | 6 | 1 | - | - | - | 6
SI Quarters
| Passage | 8 | 1 | - | - | - | 8
INS Quarters
| Passage | 4 | 1 | - | - | - | 4
[7 empty] | 42 | Each
31 | Supply and fixing for 5 amps 5pinplug for switch board itself including cost of materials and labours etc.., completed
PC/HC Quarters
| Hall | 24 | 1 | - | - | - | 24
| Bed Room | 24 | 1 | - | - | - | 24
| Kitchen | 24 | 1 | - | - | - | 24
SI Quarters
| Hall | 8 | 1 | - | - | - | 8
| Bed Room | 8 | 1 | - | - | - | 8
| Kitchen | 8 | 1 | - | - | - | 8
INS Quarters
| Hall | 4 | 1 | - | - | - | 4
| Bed Room | 4 | 1 | - | - | - | 4
| Kitchen | 4 | 1 | - | - | - | 4
| M.Bed | 4 | 1 | - | - | - | 4
[7 empty] | 112 | Each
32 | Supply and fixing for 5 amps 5 pin plug for convenient places including cost of materials and labours etc.., completed
PC/HC Quarters
| Hall | 24 | 1 | - | - | - | 24
| Bed Room | 24 | 1 | - | - | - | 24
| Kitchen | 24 | 1 | - | - | - | 24
SI Quarters
| Hall | 8 | 1 | - | - | - | 8
| Bed Room | 8 | 1 | - | - | - | 8
| Kitchen | 8 | 1 | - | - | - | 8
INS Quarters
| Hall | 4 | 1 | - | - | - | 4
| Bed Room | 4 | 1 | - | - | - | 4
| Kitchen | 4 | 1 | - | - | - | 4
| M.Bed | 4 | 1 | - | - | - | 4
[7 empty] | 112 | Each
33 | Supply and fixing 15 amps power plug including cost of materials and labours etc.., completed
PC/HC Quarters
| Hall | 24 | 1 | - | - | - | 24
| Kitchen | 24 | 2 | - | - | - | 48
SI Quarters
| Hall | 24 | 1 | - | - | - | 24
| Kitchen | 8 | 2 | - | - | - | 16
INS Quarters
| Hall | 24 | 1 | - | - | - | 24
| Kitchen | 4 | 2 | - | - | - | 8
[7 empty] | 144 | Each
34 | Supplying and fixing of bulkhead fittings including cost of materials and labours etc.., completed
| Main Door Top | 1 | 36 | - | - | - | 36 | Each
35 | Supplying and fixing of LED Bulbs including cost of materials and labours etc.., completed
12 watts
| Passage | 24 | 1 | - | - | - | 24
| Mid Landing - Passage | 6 | 1 | - | - | - | 6
SI Quarters
| Passage | 8 | 1 | - | - | - | 8
INS Quarters
| Passage | 4 | 1 | - | - | - | 4
| Mid Landing - Passage | 2 | 3 | - | - | - | 6
| Main Door Top | 1 | 36 | - | - | - | 36
[7 empty] | 84 | Each
36 | Suplying and Fixing of LED 4'-18 watts Tube Light including cost of materials and labours etc.., completed
PC/HC Quarters
| Verandha | 24 | 1 | - | - | - | 24
| Hall | 24 | 1 | - | - | - | 24
| Bed Room | 24 | 1 | - | - | - | 24
| Kitchen | 24 | 1 | - | - | - | 24
| Mid Landing | 6 | 1 | - | - | - | 6
SI Quarters
| Veandha | 8 | 1 | - | - | - | 8
| Hall | 8 | 1 | - | - | - | 8
| Bed Room | 8 | 1 | - | - | - | 8
| Kitchen | 8 | 1 | - | - | - | 8
INS Quarters
| Veandha | 4 | 1 | - | - | - | 4
| Hall | 4 | 1 | - | - | - | 4
| Bed Room | 4 | 1 | - | - | - | 4
| Kitchen | 4 | 1 | - | - | - | 4
| M.Bed | 4 | 1 | - | - | - | 4
[7 empty] | 154 | Each
37 | Supplying and fixing of 25W LED street light fittings including cost of materials and labours etc.., completed
| PC/HC Alround | 6 | 2 | - | - | - | 12
| SI Alround | 5 | 4 | - | - | - | 20
| Ins Alround | 4 | 2 | - | - | - | 8
[7 empty] | 40 | Each
38 | Run off two wire of 2.5 sq mm multi strand flexible cable including cost of materials and labours etc.., completed
| PC/HC Qtrs | 12 | 2 | 35 | - | - | 840
| SI Qtrs | 4 | 2 | 25 | - | - | 200
| INS Qtrs | 2 | 2 | 25 | - | - | 100
[7 empty] | 1140 | Rmt
39 | Run off 4 x 4 Sq mm copper PVC insulated unsheathed single core cable for Single phase EB service connection
| PC/HC Quarters | 6 | 4 | 30 | - | - | 720
| SI Quarters | 8 | 1 | 25 | - | - | 200
| INS Quarters | 4 | 1 | 30 | - | - | 120
[7 empty] | 1040 | Rmt
40 | Painting White washing two coats including cost of materials and labours etc.., completed
PC/HC Quarters
| Verandah | 24 | 1 | 2.1 | 1.9 | - | 95.76
| hall | 24 | 1 | 2.4 | 1.46 | - | 84.096
| Bed Room | 24 | 1 | 3.74 | 3.1 | - | 278.256
| Kitchen | 24 | 1 | 4 | 1.7 | - | 163.2
| Toilet | 24 | 1 | 1.2 | 0.9 | - | 25.92
| Bath room | 24 | 1 | 1.2 | 1.2 | - | 34.56
| Passage | 24 | 1 | 2.3 | 0.95 | - | 52.44
| Stair Case Ceiling | 6 | 1 | 4.48 | 0.8 | - | 21.504
SI Quarters
| Hall | 8 | 1 | 3.6 | 2.6 | - | 74.88
| Bed Room | 8 | 1 | 3.72 | 2.68 | - | 79.7568
| Kitchen | 8 | 1 | 3.8 | 1.85 | - | 56.24
| Toilet | 8 | 1 | 1.2 | 0.9 | - | 8.64
| Bath room | 8 | 1 | 1.2 | 1.2 | - | 11.52
| Passage | 8 | 1 | 2.2 | 0.85 | - | 14.96
INS Quarters
| Verandah | 4 | 1 | 2.4 | 1.8 | - | 17.28
| Hall | 4 | 1 | 4.85 | 3.5 | - | 67.9
| Kitchen | 4 | 1 | 3.5 | 2.1 | - | 29.4
| Stair Case Ceiling | 2 | 1 | 2.1 | 1.8 | - | 7.56
| M.Bed | 4 | 1 | 4.25 | 3.65 | - | 62.05
| Bed Room | 4 | 1 | 2.3 | 2.7 | - | 24.84
| Passage | 4 | 1 | 2.35 | 1 | - | 9.4
| Bath room | 4 | 1 | 1.3 | 1.2 | - | 6.24
| Toilet | 4 | 1 | 1.2 | 1 | - | 4.8
1231.2028
[6 empty] | Say | 1217 | Sqm
41 | Painting Two coat of OBD over one coat white cement for inner walls including cost of materials and labours etc.., completed
PC/HC Quarters
Ground Floor
| Verandha | 12 | 1 | 3.99 | - | 2.75 | 131.67
| Hall | 12 | 1 | 3.07 | - | 2.75 | 101.31
| Bed Room | 12 | 1 | 11.6 | - | 2.75 | 382.8
| Kitchen | 12 | 1 | 6.8 | - | 2.75 | 224.4
| Passage | 12 | 1 | 2.2 | - | 2.75 | 72.6
| D/F For Door | -12 | 6 | 0.9 | 2.25 | - | -145.8
| D/F for Door D1 | -12 | 2 | 0.75 | 2 | - | -36
| D/F For Open | -12 | 1 | 1 | 2.1 | - | -25.2
| D/F For Window | -12 | 3 | 1.05 | 1.5 | - | -56.7
| D/F For Window 2 | -12 | 1 | 0.6 | 1.35 | - | -9.72
| D/F forWindow W1 | -12 | 1 | 0.9 | 1.35 | - | -14.58
| Stair Case wall | 6 | 1 | 3.6 | - | 5.55 | 119.88
First Floor
| Verandha | 12 | 1 | 3.99 | - | 2.8 | 134.064
| Hall | 12 | 1 | 3.07 | - | 2.8 | 103.152
| Bed Room | 12 | 1 | 11.6 | - | 2.8 | 389.76
| Kitchen | 12 | 1 | 6.8 | - | 2.8 | 228.48
| Passage | 12 | 1 | 2.2 | - | 2.8 | 73.92
| D/F For Door | -12 | 6 | 0.9 | 2.25 | - | -145.8
| D/F for Door D1 | -12 | 2 | 0.75 | 2 | - | -36
| D/F For Open | -12 | 1 | 1 | 2.1 | - | -25.2
| D/F For Window | -12 | 3 | 1.05 | 1.5 | - | -56.7
| D/F For Window 2 | -12 | 1 | 0.6 | 1.35 | - | -9.72
| D/F forWindow W1 | -12 | 1 | 0.9 | 1.35 | - | -14.58
SI Quarters
Ground Floor
| Hall | 5 | 1 | 9.36 | - | 2.75 | 128.7
| Bed Room | 5 | 1 | 9.97 | - | 2.75 | 137.0875
| Kitchen | 5 | 1 | 7.03 | - | 2.75 | 96.6625
| Passage | 5 | 1 | 1.87 | - | 2.75 | 25.7125
| D/F For Door | -5 | 6 | 0.9 | 2.25 | - | -60.75
| D/F for Door D1 | -5 | 2 | 0.75 | 2 | - | -15
| D/F For Open | -5 | 1 | 1 | 2.1 | - | -10.5
| D/F For Window | -5 | 3 | 1.05 | 1.5 | - | -23.625
| D/F forWindow W1 | -5 | 1 | 0.9 | 1.35 | - | -6.075
First Floor
| Hall | 3 | 1 | 9.36 | - | 2.8 | 78.624
| Bed Room | 3 | 1 | 9.97 | - | 2.8 | 83.748
| Kitchen | 3 | 1 | 7.03 | - | 2.8 | 59.052
| Passage | 3 | 1 | 1.87 | - | 2.8 | 15.708
| D/F For Door | -3 | 6 | 0.9 | 2.25 | - | -36.45
| D/F for Door D1 | -3 | 2 | 0.75 | 2 | - | -9
| D/F For Open | -3 | 1 | 1 | 2.1 | - | -6.3
| D/F For Window | -3 | 3 | 1.05 | 1.5 | - | -14.175
| D/F forWindow W1 | -3 | 1 | 0.9 | 1.35 | - | -3.645
INS Quarters
Ground Floor
| Veradha | 4 | 1 | 1.92 | - | 2.75 | 21.12
| Hall | 4 | 1 | 16.98 | - | 2.75 | 186.78
| Bed Room | 4 | 1 | 7.56 | - | 2.75 | 83.16
| M.Bed | 4 | 1 | 16.43 | - | 2.75 | 180.73
| Kitchen | 4 | 1 | 7.35 | - | 2.75 | 80.85
| Passage | 4 | 1 | 2.7 | - | 2.75 | 29.7
| D/F Door | -4 | 8 | 0.9 | 2.25 | - | -64.8
| D/F for Door D1 | -4 | 2 | 0.75 | 2 | - | -12
| D/F For Open | -4 | 1 | 1 | 2.1 | - | -8.4
| D/F For Window | -4 | 3 | 1.05 | 1.5 | - | -18.9
| D/F forWindow W1 | -4 | 1 | 0.9 | 1.35 | - | -4.86
| First Floor | [5 empty] | 0
| Veradha | 4 | 1 | 1.92 | - | 2.8 | 21.504
| Hall | 4 | 1 | 16.98 | - | 2.8 | 190.176
| Bed Room | 4 | 1 | 7.56 | - | 2.8 | 84.672
| M.Bed | 4 | 1 | 16.43 | - | 2.8 | 184.016
| Kitchen | 4 | 1 | 7.35 | - | 2.8 | 82.32
| Passage | 4 | 1 | 2.7 | - | 2.8 | 30.24
| D/F Door | -4 | 8 | 0.9 | 2.25 | - | -64.8
| D/F for Door D1 | -4 | 2 | 0.75 | 2 | - | -12
| D/F For Open | -4 | 1 | 1 | 2.1 | - | -8.4
| D/F For Window | -4 | 3 | 1.05 | 1.5 | - | -18.9
| D/F forWindow W1 | -4 | 1 | 0.9 | 1.35 | - | -4.86
| Stair Case wall | 2 | 1 | 3.78 | - | 5.6 | 42.336
2825.4945
[6 empty] | Say | 2830 | Sqm
42 | Plastic Emulsion paint two coat of Old walls including cost of materials and labours etc.., completed
PC/HC Quarters
| Frount Side | 6 | 1 | 14.88 | - | 6 | 535.68
| Bed Room Outer Wall | 6 | 2 | 4.5 | - | 6 | 324
| Toilet Outer Wall | 6 | 2 | 2.7 | - | 6 | 194.4
| Toilet and Bed Duct | 6 | 2 | 0.8 | - | 6 | 57.6
| Toilet Rear side | 6 | 2 | 4.36 | - | 6 | 313.92
| Kitchen Outer wall | 6 | 2 | 8.38 | - | 6 | 603.36
| Kitchen Duct | 6 | 2 | 0.38 | - | 6 | 27.36
| Frount Side Pillar | 6 | 2 | 0.55 | - | 2.8 | 18.48
| Frount Sun Shade | 6 | 1 | 13.52 | - | 0.6 | 48.672
| Window Sun Shade | 6 | 6 | 5.5 | - | 0.6 | 118.8
| D/F Window | -6 | 6 | 1.05 | 1.5 | - | -56.7
| D/F Door | -6 | 3 | 0.9 | 2.25 | - | -36.45
| D/F Window W1 | -6 | 2 | 0.9 | 1.35 | - | -14.58
| D/F Ventilator | -6 | 2 | 0.6 | 0.9 | - | -6.48
| D/F Window W2 | -6 | 2 | ,6 | 1.35 |  | -16.2
SI Quarters
| Frount side | 8 | 1 | 6.4 | - | 3.3 | 168.96
| Bed Room Outer Wall | 8 | 2 | 4.5 | - | 3.3 | 237.6
| Toilet Outer Wall | 8 | 1 | 2.6 | - | 3.3 | 68.64
| Kitchen outer Wall | 8 | 1 | 2.35 | - | 3.3 | 62.04
| Kitchen outer Wall | 8 | 1 | 7.5 | - | 3.3 | 198
| Duct portion | 8 | 1 | 0.8 | - | 3.3 | 21.12
| Duct portion | 8 | 1 | 1.1 | - | 3.3 | 29.04
| D/F Door | -8 | 2 | 0.9 | 2.25 | - | -32.4
| D/F Window | -8 | 6 | 1.05 | 1.5 | - | -75.6
| D/F Window W1 | -8 | 2 | 0.9 | 1.35 | - | -19.44
| D/F Ventilator | -8 | 2 | 0.6 | 0.9 | - | -8.64
| Window Sun Shade | 8 | 6 | 5.5 | - | 0.6 | 158.4
INS Quarters
| Froun Wall | 2 | 1 | 9.3 | - | 6 | 111.6
| Kitchen Outer Wall | 2 | 1 | 6.06 | - | 6 | 72.72
| Bed Outer Wall | 2 | 1 | 3.08 | - | 6 | 36.96
| M.Bed Outer Wall | 2 | 1 | 7.14 | - | 6 | 85.68
| Bath Outer Wall | 2 | 1 | 3.2 | - | 6 | 38.4
| Hall Outer Wall | 2 | 1 | 3.5 | - | 6 | 42
| Duct Portution | 2 | 1 | 1.1 | - | 6 | 13.2
| Duct Portution | 2 | 1 | 0.9 | - | 6 | 10.8
| Duct Portution | 2 | 1 | 0.8 | - | 6 | 9.6
| D/F Door | -2 | 6 | 0.9 | 2.25 | - | -24.3
| D/F Window | -2 | 14 | 1.05 | 1.5 | - | -44.1
| D/F Window W1 | -2 | 6 | 0.9 | 1.35 | - | -14.58
| D/F Ventilator | -2 | 4 | 0.6 | 0.9 | - | -4.32
| Window Sun Shade | 2 | 14 | 5.5 | - | 0.6 | 92.4
3345.642
[6 empty] | Say | 3346 | Sqm
43 | Painting the old wood work two coats including cost of materials and labours etc.., completed
PC/HC Quarters
| Door | 24 | 5 | 0.9 | - | 2.25 | 243
| Door D1 | 24 | 2 | 0.75 | - | 2 | 72
| Window | 24 | 3 | 1.05 | - | 1.5 | 113.4
| Window W1 | 24 | 1 | 0.9 | - | 1.35 | 29.16
| Window W2 | 24 | 1 | 0.6 | - | 1.35 | 19.44
| Window W3 | 24 | 1 | 1.8 | - | 1.5 | 64.8
| Ventilatore | 24 | 2 | 0.6 | - | 0.9 | 25.92
SI Quarters
| Door | 8 | 6 | 0.9 | - | 2.25 | 97.2
| Door D1 | 8 | 2 | 0.75 | - | 2 | 24
| Window | 8 | 4 | 1.05 | - | 1.5 | 50.4
| Window W1 | 8 | 2 | 0.9 | - | 1.35 | 19.44
| Window W2 | 8 | 1 | 0.6 | - | 1.35 | 6.48
| Ventilatore | 8 | 2 | 0.6 | - | 0.9 | 8.64
INS Quarters
| Door | 4 | 6 | 0.9 | - | 2.25 | 48.6
| Door D1 | 4 | 2 | 0.75 | - | 2 | 12
| Window | 4 | 5 | 1.05 | - | 1.5 | 31.5
| Window W1 | 4 | 2 | 0.9 | - | 1.35 | 9.72
| Window W2 | 4 | 2 | 0.6 | - | 1.35 | 6.48
| Ventilatore | 4 | 2 | 0.6 | - | 0.9 | 4.32
[7 empty] | 886.5 | Sqm
44 | Painting the old iron work two coats including cost of materials and labours etc.., completed
| PC/HC Quarters |  |  |  | Co-eff
| Window | 24 | 3 | 1.05 | 1 | 1.5 | 113.4
| Window W1 | 24 | 1 | 0.9 | 1 | 1.35 | 29.16
| Window W2 | 24 | 1 | 0.6 | 1 | 1.35 | 19.44
| Window W3 | 24 | 1 | 1.8 | 1 | 1.5 | 64.8
| Ventilatore | 24 | 2 | 0.6 | 1 | 0.9 | 25.92
SI Quarters
| Window | 8 | 4 | 1.05 | 1 | 1.5 | 50.4
| Window W1 | 8 | 2 | 0.9 | 1 | 1.35 | 19.44
| Window W2 | 8 | 1 | 0.6 | 1 | 1.35 | 6.48
| Ventilatore | 8 | 2 | 0.6 | 1 | 0.9 | 8.64
INS Quarters
| Window | 4 | 3 | 1.05 | 1 | 1.5 | 18.9
| Window W1 | 4 | 2 | 0.9 | 1 | 1.35 | 9.72
| Window W2 | 4 | 2 | 0.6 | 1 | 1.35 | 6.48
| Ventilatore | 4 | 2 | 0.6 | 1 | 0.9 | 4.32
[7 empty] | 377.1 | Sqm
45 | Precast Slab For chamber cover slab ( SFRC Slabof size 600 x 600mm with frame) Including Cost of materials etc.., (SR.Pg.No.77 item no.284.a)
| For Sewage Line Drain Cover | 1 | 15 | - | - | - | 15 | Each
46 | Charges for Cleaning light jungle to the building outer side including labour charges etc..,completed ( SR Pg.No.92 item No.2)
| Building Rear side for all Quarters | 1 | 1 | 160 | 5 | - | 800 | Sqm
47 | Supplyying and fixing of pvc sintex tank of 750cum capacity of pvc tank etc., all complete( SR Pg.No.50 item no.180)
| PC/HC Quarters | 6 | 4 | - | - | - | 24
| SI Quarters | 8 | 1 | - | - | - | 8
| INS Quarters | 4 | 1 | - | - | - | 4
[7 empty] | 36 | Nos
48 | PCC 1:2:4 using 20mm jelly including cost of materials and labours etc.., completed
| PC/HC - Bldg Front Side Pavement | 6 | 1 | 10 | 0.6 | 0.05 | 1.8
| SI- Bldg Front Side Pavement | 5 | 1 | 10 | 0.6 | 0.05 | 1.5
| INS - Bldg Front Side Pavement | 2 | 1 | 10 | 0.6 | 0.05 | 0.6
[7 empty] | 3.9 | Cum
49 | Supplying and fixing of Single phase DB Box including cost of materials and labours etc.., completed
| PC/HC Qtrs | 12 | 2 | - | - | - | 24
| SI Qtrs | 8 | 1 | - | - | - | 8
| INS Qtrs | 4 | 1 | - | - | - | 4
[7 empty] | 36 | Each
50 | Supplying and fixing of Stair Case light point two way including cost of materials and labours etc.., completed
| PC/HC -Stair Case | 6 | 1 | - | - | - | 6
| INS -Stair Case | 2 | 1 | - | - | - | 2
[7 empty] | 8 | Each

## Abstract (hidden)
TAMIL NADU POLICE HOUSING CORPORATION
Name of work: Providing Special Repair works for 4 Nos INS, 8 Nos SI, 24 Nos PC/HC Quarters at Church Hill Ooty in the Nilgiri District
Abstract Estimate
S. No | Qty | Description of work | Rate | Unit | Amount
1 | 104 | Earthwork excavation in all soils and subsoils, etc all complete (including refilling) | #REF! | Cum | #REF!
2 | 135 | Earth work excavation for Open foundation for drains (excluding refilling) width upto 1.25 m | #REF! | Cum | #REF!
3 | 70 | PCC 1:5:10 using 40mm jelly including cost of materials and labours etc.., completed | #REF! | Cum | #REF!
4 | 62 | Brickwork in CM 1:5 using Fly ash bricks in foundation including cost of materials and labours etc.., completed | #REF! | Cum | #REF!
5 | 336 | BRICK PARTITION WALL 1;4,114 mm THICK including cost of materials and labours etc.., completed | #REF! | Sqm | #REF!
6 | 293 | Precast slab 50mm thick in PCC1:3:6 mixed with fibre including laying , cost of materials and labours etc.., completed | #REF! | Sqm | #REF!
7 | 113 | Filling the Basement with excavated earth in layers of 150mm thick including cost of materials and labours etc.., completed | #REF! | Cum | #REF!
8 | 12 | Supplying and filling in foundation and basement with filling sand in layers of 150mm thk | #REF! | Cum | #REF!
9 | 63.5 | Clean removel of the old cement plastering both inside and outside from the existing walls of brick masonry without damageing the existing structure and surroundings and clearing the debries away from the site including all cost etc., | 9.31 | Sqm | 591.185
10 | 520 | Plastering in CM 1:5, 12mm thick including cost of materials and labours etc.., completed | #REF! | Sqm | #REF!
11 | 415 | Plastering in CM 1:4, 12mm thick including cost of materials and labours etc.., completed | #REF! | Sqm | #REF!
12 | 35 | Supplying and fixing of 4mm thick pin headed glasses etc., | #REF! | Sqm | #REF!
13 | 184 | Dismantling and clearing away the Pressed tiles etc., | 36.1 | Sqm | 6642.4
14 | 184 | Supplying and laying of hydraulic pressed tiles etc., | #REF! | Sqm | #REF!
15 | 852.5 | Pointing the pressed tiles in CM 1:3 with WPC etc., | #REF! | Sqm | #REF!
16 | 102 | Supply and laying of ceramic(anti-skid) tiles etc., | #REF! | Sqm | #REF!
17 | 175 | Supplying and laying of glazed tiles etc., | #REF! | Sqm | #REF!
18 |  | Supply and fixing of IWC including all special and labour charges etc., complete
| 19 | a)In .G.F | #REF! | Each | #REF!
| 15 | b)In other than G.F | #REF! | Each | #REF!
19 | 108 | Supplying and fixing of solid panel door with frame ( SR pg.No.43 item No.125a) | 3167 | Sqm | 342036
20 | 279 | Chipping of concrete and rougheing of surface including cost of materials and labours etc.., completed PWD SOR 2021-22 p-22 item No.38A | 44.38 | Sqm | 12382.02
21 | 235 | Floor plastering in CM 1:4, 20mm thick including neat cement, etc all complete | #REF! | Sqm | #REF!
22 | 245.5 | Supply ,laying & jointing the following pipes as per ASTM D 1785 of schedule PVC Specials etc.,a)25 mm Pipe | #REF! | Rmt | #REF!
23 | 156 | Supplying and laying of 25 mm dia PVC pipe(Above ground level) etc all complete including and labour charges etc., complete | 170 | Rmt | 26520
24 | 120 | Supplying and laying of 32 mm dia PVC pipe (Below Ground level) etc all complete including and labour charges etc., complete | 275 | Rmt | 33000
25 | 36 | Supply and Fixing of 15mm dia half turn CP tap (LONG BODY) including all special and labour charges etc., complete | #REF! | Each | #REF!
26 | 36 | Supply and Fixing of 15mm dia half turn CP tap (SHORT BODY) including all special and labour charges etc., complete | #REF! | Each | #REF!
27 | 288 | Supplying and fixing of PVC SWR 110 mm dia with ISI mark type- A for Rain water down fall pipe | #REF! | Rmt | #REF!
28 |  | Supply and laying of SWR Pipes including cost of materials and labours etc.., completed
| 208 | 110 MM DIA | #REF! | Rmt | #REF!
| 66 | 75 MM DIA | #REF! | Rmt | #REF!
29 | 80 | Supplying and fixing of following SN8 160mm dia Pvc pipe with ISI mark including cost of materials and convenience and earth work excavation and refilling trenches etc.., Below ground level . | #REF! | Rmt | #REF!
30 |  | Wiring with 1.5sqmm pvc multistrand copper cable including cost of materials and labours etc.., completed
| 230 | a)Light point with ceiling rose | #REF! | Each | #REF!
| 42 | b) light point with pattern type bakelite holder | #REF! | Each | #REF!
31 | 112 | Supply and fixing for 5 amps 5pinplug for switch board itself including cost of materials and labours etc.., completed | #REF! | Each | #REF!
32 | 112 | Supply and fixing for 5 amps 5 pin plug for convenient places including cost of materials and labours etc.., completed | #REF! | Each | #REF!
33 | 144 | Supply and fixing 15 amps power plug including cost of materials and labours etc.., completed | #REF! | Each | #REF!
34 | 36 | Supplying and fixing of bulkhead fittings including cost of materials and labours etc.., completed | #REF! | Each | #REF!
35 |  | Supplying and fixing of LED Bulbs including cost of materials and labours etc.., completed
| 84 | 12 watts | 170 | Each | 14280
36 | 154 | Suplying and Fixing of LED 4'-18 watts Tube Light including cost of materials and labours etc.., completed | 635 | Each | 97790
37 | 40 | Supplying and fixing of 25W LED street light fittings including cost of materials and labours etc.., completed | #REF! | Each | #REF!
38 | 1140 | Run off two wire of 2.5 sq mm multi strand flexible cable including cost of materials and labours etc.., completed | #REF! | Rmt | #REF!
39 | 1040 | Run off 4 x 4 Sq mm copper PVC insulated unsheathed single core cable for Single phase EB service connection | 231 | Rmt | 240240
40 | 1217 | Painting White washing two coats including cost of materials and labours etc.., completed | #REF! | Sqm | #REF!
41 | 2830 | Painting Two coat of OBD over one coat white cement for inner walls including cost of materials and labours etc.., completed | #REF! | Sqm | #REF!
42 | 3346 | Plastic Emulsion paint two coat of Old walls including cost of materials and labours etc.., completed | #REF! | Sqm | #REF!
43 | 886.5 | Painting the old wood work two coats including cost of materials and labours etc.., completed | #REF! | Sqm | #REF!
44 | 377.1 | Painting the old iron work two coats including cost of materials and labours etc.., completed | #REF! | Sqm | #REF!
45 | 15 | Precast Slab For chamber cover slab ( SFRC Slabof size 600 x 600mm with frame) Including Cost of materials etc.., (SR.Pg.No.77 item no.284.a) | 2700 | Each | 40500
46 | 800 | Charges for Cleaning light jungle to the building outer side including labour charges etc..,completed ( SR Pg.No.92 item No.2) | 5.5 | Sqm | 4400
47 | 36 | Supplyying and fixing of pvc sintex tank of 750cum capacity of pvc tank etc., all complete( SR Pg.No.50 item no.180) | 7200 | Lit | 259200 | 9.6 | 7200
48 | 3.9 | PCC 1:2:4 using 20mm jelly including cost of materials and labours etc.., completed | #REF! | Cum | #REF!
49 | 36 | Supplying and fixing of Single phase DB Box including cost of materials and labours etc.., completed | 3500 | Each | 126000
50 | 8 | Supplying and fixing of Stair Case light point two way including cost of materials and labours etc.., completed | #REF! | Each | #REF!
|  | Sub-Total I |  |  | #REF!
|  | GST @ 12% | L.S |  | #REF!
|  | Sub-Total II |  |  | #REF!
|  | Labour welfare fund @ 1% | L.S |  | #REF!
|  | Supervision charges @ 7.50% | L.S |  | #REF!
|  | Provision for E.B Service Connection | 36*5000 |  | 180000
|  | Total |  |  | #REF!
|  |  |  | Say | 87,90,000.00/-

## Abs (2) (hidden)
NAME OF WORK : PROVIDING P.C.C RETAINING WALL & SULLAGE CUM STORM WATER DRAIN ON BACK SIDE OF F, G & H - BLOCK QUARTERS AT COONOOR IN THE NILGIRI DISTRICT
ABSTRACT
S.No. | QTY | Description | Rate | PER | Amount
1.1 | 47.25 | Earth work excavation for foundation in all soils and sub soils to the required depth including refilling the sides of foundation etc., complete | #REF! | Cum | #REF!
1.5 | 67.5 | Earth work excavation for Open foundation for in all soils and sub soils to the required depth including refilling the sides of foundation etc., complete | #REF! | Cum | #REF!
3.1.1.1 | 6.2 | PCC 1:5:10 using 40mm jelly including cost of materials and labours etc.., completed | #REF! | Cum | #REF!
18.1 |  | Providing form work and centering for reinforcement cement concrete works
| 46.55 | a) Plinth beam,Raft beam etc., | #REF! | Sqm | #REF!
| 275.4 | d) Vertical walls | #REF! | Sqm | #REF!
3.1.1 | 121.7 | P.C.C 1:3:6 using 20mm gauge HBS Jelly for Foundation etc., complete | #REF! | Cum | #REF!
** | 25.6 | Supplying,laying of the 110 mm dia PVC Pipe | 125 | Rmt | 3200
| SUB TOTAL (I) |  |  |  | #REF!
| GST 12% |  |  |  | #REF!
| SUB TOTAL (II) |  |  |  | #REF!
| Labour welfare fund @ 1 % |  | LS |  | #REF!
| Supervision charges @ 7.5% |  | LS |  | #REF!
| Grand Total |  |  |  | #REF!
| Say |  |  |  | 1890500

## Abstact. (hidden)
Name of work: Providing Special Repair works for 5 Nos INS, 8 Nos SI, 24 Nos PC/HC Quarters at Church Hill Ooty in the Nilgiri District
Inspectore Quarters
Sl. No. | Description | Rate | Unit | Ins Quarters |  | SI Quarters |  | PC Quarters |  | SUMP |  | Borewell & External water supply |  | Total Qty. (Building + Dev)
|  |  |  | Qty | Amount | Qty | Amount | Qty | Amount | Qty | Amount | Qty | Amount | Qty | Amount
1.1 | Earth work excavation in all soils (including refilling) | [12 empty] | * | .
| a. 0 to 2 mt. | #REF! | Cum. | 13.95 | #REF! | 18 | 5665.38 | 19.55 | 6153.2322 |  | 0 |  |  | 51.5 | #REF!
| b. 2 to 3 mt. | #REF! | Cum. |  | #REF! |  | #REF! |  | 0 |  | 0 |  |  | .
1.2 | Earth work excavation in all soils (excluding refilling) |  |  |  | 0 |  | 0 |  | 0 |  | 0 |  |  | .
| a. 0 to 2 mt. | #REF! | Cum. |  | #REF! |  | #REF! |  | 0 |  | 0 |  |  | .
| b. 2 to 3 mt. | #REF! | Cum. |  | #REF! |  | #REF! |  | 0 |  | 0 |  |  | .
1.3 | Earth work excavation in Soft disintegrated rock (including refilling) |  |  |  | 0 |  | 0 |  | 0 |  | 0 |  |  | .
| a. 0 to 2 mt. | #REF! | Cum. |  | #REF! |  | #REF! |  | 0 |  | 0 |  |  | .
| b. 2 to 3 mt. | #REF! | Cum. |  | #REF! |  | #REF! |  | 0 |  | 0 |  |  | .
1.4 | Earth work excavation for Open foundation (including refilling) |  |  |  | 0 |  | 0 |  | 0 |  | 0 |  |  | .
| a. 0 to 2 mt. | #REF! | Cum. |  | #REF! |  | #REF! |  | 0 |  | 0 |  |  | .
| b. 2 to 3 mt. | #REF! | Cum. |  | #REF! |  | #REF! |  | 0 |  | 0 |  |  | .
1.5 | Earth work excavation for Open foundation (excluding refilling) |  |  |  | 0 |  | 0 |  | 0 |  | 0 |  |  | .
| a. 0 to 2 mt. | #REF! | Cum. |  | #REF! |  | #REF! |  | 0 |  | 0 |  |  | .
| b. 2 to 3 mt. | #REF! | Cum. |  | #REF! |  | #REF! |  | 0 |  | 0 |  |  | .
| c. 3 to 4 mt. | #REF! | Cum. |  | #REF! |  | #REF! |  | 0 |  | 0 |  |  | .
| d. 4 to 5 mt. | #REF! | Cum. |  | #REF! |  | #REF! |  | 0 |  | 0 |  |  | .
1.6 | Earth work excavation for Open foundation for drains (excluding refilling) width upto 1.25 m |  |  | 0 | 0 | 0 | 0 | 0 | 0 |  | 0 |  |  | . | .
| a. 0 to 2 mt. | #REF! | Cum. | 9.6 | #REF! | 10.8 | 2409.75 | 13.7 | 3056.8125 | #REF! | #REF! |  |  | #REF! | #REF!
| b. 2 to 3 mt. | #REF! | Cum. |  | #REF! |  | #REF! |  | #REF! |  | #REF!
1.7 | Earth work excavation in Soft disintegrated rock (Excluding refilling) |  |  |  | 0 |  | 0 |  | 0 |  | 0
| a. 0 to 2 mt. | #REF! | Cum. |  | #REF! |  | #REF! |  | #REF! |  | #REF!
| b. 2 to 3 mt. | #REF! | Cum. |  | #REF! |  | #REF! |  | #REF! |  | #REF!
1.8 | Earth work excavation in SDR for Open foundation (excluding refilling) |  |  |  | 0 |  | 0 |  | 0 |  | 0
| a. 0 to 2 mt. | #REF! | Cum. |  | #REF! |  | #REF! |  | #REF! |  | #REF!
| b. 2 to 3 mt. | #REF! | Cum. |  | #REF! |  | #REF! |  | #REF! |  | #REF!
1.9 | Providing Driven PILES |  |  |  | 0 |  | 0 |  | 0 |  | 0
| a.300mm dia |  | Rmt |  | 0 |  | 0 |  | 0 |  | 0
| b.330mm dia |  | Rmt |  | 0 |  | 0 |  | 0 |  | 0
| c.375mm dia |  | Rmt |  | 0 |  | 0 |  | 0 |  | 0
| d.400mm dia |  | Rmt |  | 0 |  | 0 |  | 0 |  | 0
| e.450mm dia |  | Rmt |  | 0 |  | 0 |  | 0 |  | 0
| f.500mm dia |  | Rmt |  | 0 |  | 0 |  | 0 |  | 0
| b.2- 3 m depth | 215.88 | Cum. | [6 empty] | #REF!
2.1 | Filling sand | #REF! | Cum. | 5.1581 | #REF! | 7.095 | 16396.0484 | 5.5534 | 12833.4609 | #REF! | #REF! |  |  | #REF! | #REF!
2.2 | Sand Gravel Mix | #REF! | Cum. |  | #REF! |  | #REF! |  | #REF! |  | #REF!
2.3 | Supply and filling of 40 mm Brick jelly | #REF! | Cum. |  | #REF! |  | #REF! |  | #REF! |  | #REF!
2.4 | Supply and filling of 20 mm Brick jelly | #REF! | Cum. |  | #REF! |  | #REF! |  | #REF! |  | #REF!
2.5 | Gravel soling | #REF! | Cum. |  | #REF! |  | #REF! |  | #REF! |  | #REF!
2.6 | Supply and filling of 40 mm HBSJ | #REF! | Cum. |  | #REF! |  | #REF! |  | #REF! |  | #REF!
2.7 | Supply and filling of 20 mm HBSJ | #REF! | Cum. |  | #REF! |  | #REF! |  | #REF! |  | #REF!
3.1 | C.C.1:5:10 for Foundation & Basement | #REF! | Cum. | 14.925 | #REF! | 31.1 | 200809.4967 | 21.745 | 140405.2253 | #REF! | #REF! |  |  | #REF! | #REF!
3.2 | P.C.C. 1:2:4 for Foundation & Basement and other similar works | #REF! | Cum. | 6.48 | #REF! | 22.54 | 180382.5034 | 11.053 | 88454.65 |  | #REF! |  |  | 40.073 | #REF!
3.3 | P.C.C. 1:8:16 using 20 mm broken brick jelly | #REF! | Cum. |  | #REF! |  | #REF! |  | #REF! |  | #REF!
3.4 | Providing WBM 125 mm consolidated thick with gravel blindage |  | Sqm. |  | 0 |  | 0 |  | 0 |  | 0
3.5 | Surface dressing over WBM 25 mm thick |  | Sqm. |  | 0 |  | 0 |  | 0 |  | 0
3.6 | Providing WBM 125 mm consolidated thick with gravel blindage (IRC 63 to 45mm for 75mm thick and 37.5 to 26.5mm for 50.mm thick) | #REF! | Sqm. |  | #REF! |  | #REF! |  | #REF! |  | #REF!
3.7 | Surface dressing over WBM 25 mm tk. with pre-coated chips using 11.2mm size IRC | #REF! | Sqm. |  | #REF! |  | #REF! |  | #REF! |  | #REF!
4.1 | R.C.C. 1:2:4 Foundation and Basement | #REF! | Cum. |  | #REF! |  | #REF! |  | #REF! |  | #REF!
4.2 | R.C.C. 1: 11/2: 3 Foundation and Basement | #REF! | Cum. |  | #REF! |  | #REF! |  | #REF! |  | #REF!
5 | R.R. masonry in C.M. 1:5 Foundation and Basment | #REF! | Cum. |  | #REF! |  | #REF! |  | #REF! |  | #REF!
6.1 | Brick work in C.M. 1:5 (F& B) using Chamber Burnt brick of size 23 x 11.2 x 7 cm (9" x 4 3/8" x 2 3/4") | #REF! | Cum. |  | #REF! |  | #REF! |  | #REF! |  | #REF!
6.2 | Brick work in C.M. 1:5 (F& B) using chamber Burnt bricks of size 23 x 11.4 x 7.5 cm (9" x 4 1/2"x 3") | #REF! | Cum. | 4.9495 | #REF! | 4.35 | 37688.5746 | 8.05 | 69745.5231 |  | #REF! |  |  | 17.3495 | #REF!
6.3 | Brick work in C.M. 1:5 (F& B) using Chamber Burnt brick of size 23 x 11 x 7 cm (9" x 4 1/4" x 2 3/4") |  | Cum. |  | 0 |  | 0 |  | 0 |  | 0
6.4 | Brick work in C.M. 1:5 (F& B) using Chamber Burnt brick of size 22 x 11 x 7 cm (8 3/4" x 4 1/4" x 2 3/4") |  | Cum. |  | 0 |  | 0 |  | 0 |  | 0
6.5 | Brick work in C.M. 1:5 (F& B) using Kiln Burnt Country bricks of size 22 x 11 x 7 cm (8 3/4" x 4 1/4" x 2 3/4") | #REF! | Cum. |  | #REF! |  | #REF! |  | #REF! |  | #REF!
6.6 | Brick work in C.M. 1:5 (F& B) using Kiln Burnt Country bricks of size 22 x 11 x 5.7 cm (8 3/4" x 4 1/4" x 2 1/4") |  | Cum. |  | 0 |  | 0 |  | 0 |  | 0
7.1 | Damp Proof Course in C.M. 1:4, 12 MM thick mixed with Crude oil |  | Sqm. |  | 0 |  | 0 |  | 0 |  | 0
7.2 | Supply and fixing of Bituminous filler pad, 20 mm tk. for expansion joint | #REF! | Sqm. |  | #REF! |  | #REF! |  | #REF! |  | #REF!
7.3 | Damp Proof Course in C.M. 1:4, 12 MM thick mixed with Water proofing compound | #REF! | Sqm. |  | #REF! |  | #REF! |  | #REF! |  | #REF!
8.1 | R.C.C.1:2:4 |  |  |  | 0 |  | 0 |  | 0 |  | 0
| a. In Ground floor | #REF! | Cum. |  | #REF! |  | #REF! |  | #REF! |  | #REF!
| b. In First floor | #REF! | Cum. |  | #REF! |  | #REF! |  | #REF! |  | #REF!
| c. In Second floor | #REF! | Cum. |  | #REF! |  | #REF! |  | #REF! |  | #REF!
| d. In Third floor | #REF! | Cum. |  | #REF! |  | #REF! |  | #REF! |  | #REF!
| e. In Fourth floor | #REF! | Cum. |  | #REF! |  | #REF! |  | #REF! |  | #REF!
8.2 | R.C.C.1: 1 1/2 :3 |  |  |  | 0 |  | 0 |  | 0 |  | 0
| a. In Ground floor | #REF! | Cum. |  | #REF! |  | #REF! |  | #REF! |  | #REF!
| b. In First floor | #REF! | Cum. |  | #REF! |  | #REF! |  | #REF! |  | #REF!
| c. In Second floor | #REF! | Cum. |  | #REF! |  | #REF! |  | #REF! |  | #REF!
| d. In Third floor | #REF! | Cum. |  | #REF! |  | #REF! |  | #REF! |  | #REF!
| e. In Fourth floor | #REF! | Cum. |  | #REF! |  | #REF! |  | #REF! |  | #REF!
| f. In Fifth floor | #REF! | Cum. |  | #REF! |  | #REF! |  | #REF! |  | #REF!
| g. In sixth floor | #REF! | Cum. |  | #REF! |  | #REF! |  | #REF! |  | #REF!
| h. In seventh floor | #REF! | Cum. |  | #REF! |  | #REF! |  | #REF! |  | #REF!
| i. In eighth floor | #REF! | Cum. |  | #REF! |  | #REF! |  | #REF! |  | #REF!
| j. In Ninth floor | #REF! | Cum. |  | #REF! |  | #REF! |  | #REF! |  | #REF!
| k. In Tenth floor | #REF! | Cum. |  | #REF! |  | #REF! |  | #REF! |  | #REF!
| l. In Eleventh floor | #REF! | Cum. |  | #REF! |  | #REF! |  | #REF! |  | #REF!
| m. In Twelth floor | #REF! | Cum. |  | #REF! |  | #REF! |  | #REF! |  | #REF!
9.1 | Brick work in C.M. 1:6 using Chamber Burnt brick of size 23 x 11.2 x 7 cm (9" x 4 3/8" x 2 3/4") |  |  |  | 0 |  | 0 |  | 0 |  | 0
| a. In Ground Floor | #REF! | Cum. |  | #REF! |  | #REF! |  | #REF! |  | #REF!
| b. In First Floor | #REF! | Cum. |  | #REF! |  | #REF! |  | #REF! |  | #REF!
| c. In Second Floor | #REF! | Cum. |  | #REF! |  | #REF! |  | #REF! |  | #REF!
| d. In Third Floor | #REF! | Cum. |  | #REF! |  | #REF! |  | #REF! |  | #REF!
| e. In Fourth Floor | #REF! | Cum. |  | #REF! |  | #REF! |  | #REF! |  | #REF!
9.2 | Brick work in C.M. 1:6 using chamber Burnt bricks of size 23 x 11.4 x 7.5 cm (9" x 4 1/2"x 3") |  |  | 0 | 0 | 0 | 0 | 0 | 0 |  | 0
| a. In Ground Floor/Stilt floor | #REF! | Cum. | 1.0827 | #REF! | 1.7 | 14783.6623 | 0.84767 | 7371.5657 |  | #REF! |  |  | 3.6304 | #REF!
| b. In First Floor | #REF! | Cum. |  | #REF! |  | #REF! |  | #REF! |  | #REF!
| c. In Second Floor | #REF! | Cum. |  | #REF! |  | #REF! |  | #REF! |  | #REF!
| d. In Third Floor | #REF! | Cum. |  | #REF! |  | #REF! |  | #REF! |  | #REF!
| e. In Fourth Floor | #REF! | Cum. |  | #REF! |  | #REF! |  | #REF! |  | #REF!
| f. In Fifth floor | #REF! | Cum. |  | #REF! |  | #REF! |  | #REF! |  | #REF!
| g. In sixth floor | #REF! | Cum. |  | #REF! |  | #REF! |  | #REF! |  | #REF!
| h. In seventh floor | #REF! | Cum. |  | #REF! |  | #REF! |  | #REF! |  | #REF!
| i. In eighth floor | #REF! | Cum. |  | #REF! |  | #REF! |  | #REF! |  | #REF!
| j. In Ninth floor | #REF! | Cum. |  | #REF! |  | #REF! |  | #REF! |  | #REF!
| k. In Tenth floor | #REF! | Cum. |  | #REF! |  | #REF! |  | #REF! |  | #REF!
| l. In Eleventh floor | #REF! | Cum. |  | #REF! |  | #REF! |  | #REF! |  | #REF!
| m. In Twelth floor | #REF! | Cum. |  | #REF! |  | #REF! |  | #REF! |  | #REF!
| n. In thirteen floor | #REF! | Cum. |  | #REF! |  | #REF! |  | #REF! |  | #REF!
9.3 | Brick work in C.M. 1:6 using Chamber Burnt brick of size 23 x 11 x 7 cm (9" x 4 1/4" x 2 3/4") |  |  |  | 0 |  | 0 |  | 0 |  | 0
| a. In Ground Floor |  | Cum. |  | 0 |  | 0 |  | 0 |  | 0
| b. In First Floor |  | Cum. |  | 0 |  | 0 |  | 0 |  | 0
| c. In Second Floor |  | Cum. |  | 0 |  | 0 |  | 0 |  | 0
| d. In Third Floor |  | Cum. |  | 0 |  | 0 |  | 0 |  | 0
| e. In Fourth Floor |  | Cum. |  | 0 |  | 0 |  | 0 |  | 0
9.4 | Brick work in C.M. 1:6 using Chamber Burnt brick of size 22 x 11 x 7 cm (8 3/4" x 4 1/4" x 2 3/4") |  |  |  | 0 |  | 0 |  | 0 |  | 0
| a. In Ground Floor |  | Cum. |  | 0 |  | 0 |  | 0 |  | 0
| b. In First Floor |  | Cum. |  | 0 |  | 0 |  | 0 |  | 0
| c. In Second Floor |  | Cum. |  | 0 |  | 0 |  | 0 |  | 0
| d. In Third Floor |  | Cum. |  | 0 |  | 0 |  | 0 |  | 0
| e. In Fourth Floor |  | Cum. |  | 0 |  | 0 |  | 0 |  | 0
9.5 | Brick work in C.M. 1:6 using Kiln Burnt Country bricks of size 22 x 11 x 7 cm ( 8 3/4" x 4 1/4" x 2 3/4") |  |  |  | 0 |  | 0 |  | 0 |  | 0
| a. In Ground Floor | #REF! | Cum. |  | #REF! |  | #REF! |  | #REF! |  | #REF!
| b. In First Floor | #REF! | Cum. |  | #REF! |  | #REF! |  | #REF! |  | #REF!
| c. In Second Floor | #REF! | Cum. |  | #REF! |  | #REF! |  | #REF! |  | #REF!
| d. In Third Floor | #REF! | Cum. |  | #REF! |  | #REF! |  | #REF! |  | #REF!
| e. In Fourth Floor | #REF! | Cum. |  | #REF! |  | #REF! |  | #REF! |  | #REF!
9.6 | Brick work in C.M. 1:6 using Kiln Burnt Country bricks of size 22 x 11 x 5.7 cm (8 3/4" x 4 1/4" x 2 1/4") |  |  |  | 0 |  | 0 |  | 0 |  | 0
| a. In Ground Floor |  | Cum. |  | 0 |  | 0 |  | 0 |  | 0
| b. In First Floor |  | Cum. |  | 0 |  | 0 |  | 0 |  | 0
| c. In Second Floor |  | Cum. |  | 0 |  | 0 |  | 0 |  | 0
| d. In Third Floor |  | Cum. |  | 0 |  | 0 |  | 0 |  | 0
| e. In Fourth Floor |  | Cum. |  | 0 |  | 0 |  | 0 |  | 0
10.1 | Brick partition work in C.M. 1:4 Chamber Burnt brick of size 23 x 11.2 x 7 cm (9" x 4 3/8" x 2 3/4")112 mm tk (B.P.) |  |  |  | 0 |  | 0 |  | 0 |  | 0
| a. In Foundation and basement | #REF! | Sqm. |  | #REF! |  | #REF! |  | #REF! |  | #REF!
| b. In Ground Floor | #REF! | Sqm. |  | #REF! |  | #REF! |  | #REF! |  | #REF!
| c. In First Floor | #REF! | Sqm. |  | #REF! |  | #REF! |  | #REF! |  | #REF!
| d. In Second Floor | #REF! | Sqm. |  | #REF! |  | #REF! |  | #REF! |  | #REF!
| e. In Third Floor | #REF! | Sqm. |  | #REF! |  | #REF! |  | #REF! |  | #REF!
| f. In Fourth Floor | #REF! | Sqm. |  | #REF! |  | #REF! |  | #REF! |  | #REF!
10.2 | Brick partition work in C.M. 1:4 using chamber Burnt bricks of size 23 x 11.4 x 7.5 cm (9" x 4 1/2"x 3") 114 mm tk (B.P.) |  |  | 0 | 0 | 0 | 0 | 0 | 0 |  | 0
| a. In Foundation and basement | #REF! | Sqm. | 76.1195 | #REF! | 107.9971 | 118536.0404 | 71.7984 | 78804.8366 | #REF! | #REF! |  |  | #REF! | #REF!
| b. In Ground Floor/stilt floor | #REF! | Sqm. |  | #REF! |  | #REF! |  | #REF! |  | #REF!
| c. In First Floor | #REF! | Sqm. |  | #REF! |  | #REF! |  | #REF! |  | #REF!
| d. In Second Floor | #REF! | Sqm. |  | #REF! |  | #REF! |  | #REF! |  | #REF!
| e. In Third Floor | #REF! | Sqm. |  | #REF! |  | #REF! |  | #REF! |  | #REF!
| f. In Fourth Floor | #REF! | Sqm. |  | #REF! |  | #REF! |  | #REF! |  | #REF!
| f. In Fifth floor | #REF! | Sqm. |  | #REF! |  | #REF! |  | #REF! |  | #REF!
| g. In sixth floor | #REF! | Sqm. |  | #REF! |  | #REF! |  | #REF! |  | #REF!
| h. In seventh floor | #REF! | Sqm. |  | #REF! |  | #REF! |  | #REF! |  | #REF!
| i. In eighth floor | #REF! | Sqm. |  | #REF! |  | #REF! |  | #REF! |  | #REF!
| j. In Ninth floor | #REF! | Sqm. |  | #REF! |  | #REF! |  | #REF! |  | #REF!
| k. In Tenth floor | #REF! | Sqm. |  | #REF! |  | #REF! |  | #REF! |  | #REF!
| l. In Eleventh floor | #REF! | Sqm. |  | #REF! |  | #REF! |  | #REF! |  | #REF!
| m. In Twelth floor | #REF! | Sqm. |  | #REF! |  | #REF! |  | #REF! |  | #REF!
| n. In thirteen floor | #REF! | Sqm. |  | #REF! |  | #REF! |  | #REF! |  | #REF!
10.3 | Brick partition work in C.M. 1:4 Chamber Burnt brick of size 23 x 11 x 7 cm (9" x 4 1/4" x 2 3/4") 110 mm tk (B.P.) |  |  |  | 0 |  | 0 |  | 0 |  | 0
| a. In Foundation and basement |  | Sqm. |  | 0 |  | 0 |  | 0 |  | 0
| b. In Ground Floor |  | Sqm. |  | 0 |  | 0 |  | 0 |  | 0
| c. In First Floor |  | Sqm. |  | 0 |  | 0 |  | 0 |  | 0
| d. In Second Floor |  | Sqm. |  | 0 |  | 0 |  | 0 |  | 0
| e. In Third Floor |  | Sqm. |  | 0 |  | 0 |  | 0 |  | 0
| f. In Fourth Floor |  | Sqm. |  | 0 |  | 0 |  | 0 |  | 0
10.4 | Brick partition work in C.M. 1:4 Chamber Burnt brick of size 22 x 11 x 7 cm (8 3/4" x 4 1/4" x 2 3/4") 110 mm tk (B.P.) |  |  |  | 0 |  | 0 |  | 0 |  | 0
| a. In Foundation and basement |  | Sqm. |  | 0 |  | 0 |  | 0 |  | 0
| b. In Ground Floor |  | Sqm. |  | 0 |  | 0 |  | 0 |  | 0
| c. In First Floor |  | Sqm. |  | 0 |  | 0 |  | 0 |  | 0
| d. In Second Floor |  | Sqm. |  | 0 |  | 0 |  | 0 |  | 0
| e. In Third Floor |  | Sqm. |  | 0 |  | 0 |  | 0 |  | 0
| f. In Fourth Floor |  | Sqm. |  | 0 |  | 0 |  | 0 |  | 0
10.5 | Brick partition work in C.M. 1:4 Kiln Burnt Country bricks of size 22 x 11 x 7 cm (8 3/4" x 4 1/4" x 2 3/4") 110 mm tk (B.P.) |  |  |  | 0 |  | 0 |  | 0 |  | 0
| a. In Foundation and basement | #REF! | Sqm. |  | #REF! |  | #REF! |  | #REF! |  | #REF!
| b. In Ground Floor | #REF! | Sqm. |  | #REF! |  | #REF! |  | #REF! |  | #REF!
| c. In First Floor | #REF! | Sqm. |  | #REF! |  | #REF! |  | #REF! |  | #REF!
| d. In Second Floor | #REF! | Sqm. |  | #REF! |  | #REF! |  | #REF! |  | #REF!
| e. In Third Floor | #REF! | Sqm. |  | #REF! |  | #REF! |  | #REF! |  | #REF!
| f. In Fourth Floor | #REF! | Sqm. |  | #REF! |  | #REF! |  | #REF! |  | #REF!
10.6 | Brick partition work in C.M. 1:4 Kiln Burnt Country bricks of size 22 x 11 x 5.7 cm (8 3/4" x 4 1/4" x 2 1/4") 110 mm tk (B.P.) |  |  |  | 0 |  | 0 |  | 0 |  | 0
| a. In Foundation and basement |  | Sqm. |  | 0 |  | 0 |  | 0 |  | 0
| b. In Ground Floor |  | Sqm. |  | 0 |  | 0 |  | 0 |  | 0
| c. In First Floor |  | Sqm. |  | 0 |  | 0 |  | 0 |  | 0
| d. In Second Floor |  | Sqm. |  | 0 |  | 0 |  | 0 |  | 0
| e. In Third Floor |  | Sqm. |  | 0 |  | 0 |  | 0 |  | 0
| f. In Fourth Floor |  | Sqm. |  | 0 |  | 0 |  | 0 |  | 0
11.1 | Brick work in C.M. 1:4 Chamber Burnt brick of size 23 x 11.2 x 7 cm (9" x 4 3/8" x 2 3/4")70 mm tk (B.P.) |  |  |  | 0 |  | 0 |  | 0 |  | 0
| a. In Ground Floor | #REF! | Sqm. |  | #REF! |  | #REF! |  | #REF! |  | #REF!
| b. In First Floor | #REF! | Sqm. |  | #REF! |  | #REF! |  | #REF! |  | #REF!
| c. In Second Floor | #REF! | Sqm. |  | #REF! |  | #REF! |  | #REF! |  | #REF!
| d. In Third Floor | #REF! | Sqm. |  | #REF! |  | #REF! |  | #REF! |  | #REF!
| e. In Fourth Floor | #REF! | Sqm. |  | #REF! |  | #REF! |  | #REF! |  | #REF!
11.2 | Brick work in C.M. 1:4 using chamber Burnt bricks of size 23 x 11.4 x 7.5 cm (9" x 4 1/2"x 3") 75 mm tk (B.P.) |  |  |  | 0 |  | 0 |  | 0 |  | 0
| a. In Ground Floor | #REF! | Sqm. |  | #REF! |  | #REF! |  | #REF! |  | #REF!
| b. In First Floor | #REF! | Sqm. |  | #REF! |  | #REF! |  | #REF! |  | #REF!
| c. In Second Floor | #REF! | Sqm. |  | #REF! |  | #REF! |  | #REF! |  | #REF!
| d. In Third Floor | #REF! | Sqm. |  | #REF! |  | #REF! |  | #REF! |  | #REF!
| e. In Fourth Floor | #REF! | Sqm. |  | #REF! |  | #REF! |  | #REF! |  | #REF!
11.3 | Brick work in C.M. 1:4 Chamber Burnt brick: of size 23 x 11 x 7 cm (9" x 4 1/4" x 2 3/4") 70 mm tk (B.P.) |  |  |  | 0 |  | 0 |  | 0 |  | 0
| a. In Ground Floor |  | Sqm. |  | 0 |  | 0 |  | 0 |  | 0
| b. In First Floor |  | Sqm. |  | 0 |  | 0 |  | 0 |  | 0
| c. In Second Floor |  | Sqm. |  | 0 |  | 0 |  | 0 |  | 0
| d. In Third Floor |  | Sqm. |  | 0 |  | 0 |  | 0 |  | 0
| e. In Fourth Floor |  | Sqm. |  | 0 |  | 0 |  | 0 |  | 0
11.4 | Brick work in C.M. 1:4 Chamber Burnt brick of size 22 x 11 x 7 cm (8 3/4" x 4 1/4" x 2 3/4") 70 mm tk (B.P.) |  |  |  | 0 |  | 0 |  | 0 |  | 0
| a. In Ground Floor |  | Sqm. |  | 0 |  | 0 |  | 0 |  | 0
| b. In First Floor |  | Sqm. |  | 0 |  | 0 |  | 0 |  | 0
| c. In Second Floor |  | Sqm. |  | 0 |  | 0 |  | 0 |  | 0
| d. In Third Floor |  | Sqm. |  | 0 |  | 0 |  | 0 |  | 0
| e. In Fourth Floor |  | Sqm. |  | 0 |  | 0 |  | 0 |  | 0
11.5 | Brick work in C.M. 1:4 Kiln Burnt Country bricks of size 22 x 11 x 7 cm (8 3/4" x 4 1/4" x 2 3/4") 70 mm tk (B.P.) |  |  |  | 0 |  | 0 |  | 0 |  | 0
| a. In Ground Floor | #REF! | Sqm. |  | #REF! |  | #REF! |  | #REF! |  | #REF!
| b. In First Floor | #REF! | Sqm. |  | #REF! |  | #REF! |  | #REF! |  | #REF!
| c. In Second Floor | #REF! | Sqm. |  | #REF! |  | #REF! |  | #REF! |  | #REF!
| d. In Third Floor | #REF! | Sqm. |  | #REF! |  | #REF! |  | #REF! |  | #REF!
| e. In Fourth Floor | #REF! | Sqm. |  | #REF! |  | #REF! |  | #REF! |  | #REF!
11.6 | Brick work in C.M. 1:4 Kiln Burnt Country bricks of size 22 x 11 x 5.7 cm (8 3/4" x 4 1/4" x 2 1/4") 57 mm tk (B.P.) |  |  |  | 0 |  | 0 |  | 0 |  | 0
| a. In Ground Floor |  | Sqm. |  | 0 |  | 0 |  | 0 |  | 0
| b. In First Floor |  | Sqm. |  | 0 |  | 0 |  | 0 |  | 0
| c. In Second Floor |  | Sqm. |  | 0 |  | 0 |  | 0 |  | 0
| d. In Third Floor |  | Sqm. |  | 0 |  | 0 |  | 0 |  | 0
| e. In Fourth Floor |  | Sqm. |  | 0 |  | 0 |  | 0 |  | 0
12.1 | Brick partition in C.M. 1:4 using country bricks of size 22 x11x5cm 50 mm thick |  |  |  | 0 |  | 0 |  | 0 |  | 0
| a. In Ground Floor | #REF! | Sqm. |  | #REF! |  | #REF! |  | #REF! |  | #REF!
| b. In First Floor | #REF! | Sqm. |  | #REF! |  | #REF! |  | #REF! |  | #REF!
| c. In Second Floor | #REF! | Sqm. |  | #REF! |  | #REF! |  | #REF! |  | #REF!
| d. In Third Floor | #REF! | Sqm. |  | #REF! |  | #REF! |  | #REF! |  | #REF!
| e. In Fourth Floor | #REF! | Sqm. |  | #REF! |  | #REF! |  | #REF! |  | #REF!
12.2 | Brick partition in C.M. 1:4 50 mm tk. (B.P.) Kiln Burnt Country brick: 23 x 11 x 5 cm (9" x 4 1/4" x 2") |  |  |  | 0 |  | 0 |  | 0 |  | 0
| a. In Ground Floor |  | Sqm. |  | 0 |  | 0 |  | 0 |  | 0
| b. In First Floor |  | Sqm. |  | 0 |  | 0 |  | 0 |  | 0
| c. In Second Floor |  | Sqm. |  | 0 |  | 0 |  | 0 |  | 0
| d. In Third Floor |  | Sqm. |  | 0 |  | 0 |  | 0 |  | 0
| e. In Fourth Floor |  | Sqm. |  | 0 |  | 0 |  | 0 |  | 0
[5 empty] | 0 |  | 0 |  | 0 |  | 0
13.1 | Filling with Excavated Earth | #REF! | Cum. | 17.2981 | #REF! | 27.645 | 1430.0759 | 13.1514 | 680.3206 | #REF! | #REF! |  |  | #REF! | #REF!
13.2 | Filling with Excavated Earth Mixed with lime in the proporation 1:4 (one of lime & four of earth) |  | Cum. |  | 0 |  | 0 |  | 0 |  | 0 |  |  |  | 0
14.I | Precast Cupboard slab 20 mm tk. |  |  |  | 0 |  | 0 |  | 0 |  | 0
| a. In Ground floor | #REF! | Sqm. |  | #REF! |  | #REF! |  | #REF! |  | #REF!
| b. In First floor | #REF! | Sqm. |  | #REF! |  | #REF! |  | #REF! |  | #REF!
| c. In Second floor | #REF! | Sqm. |  | #REF! |  | #REF! |  | #REF! |  | #REF!
| d. In Third floor | #REF! | Sqm. |  | #REF! |  | #REF! |  | #REF! |  | #REF!
| e. In Fourth floor | #REF! | Sqm. |  | #REF! |  | #REF! |  | #REF! |  | #REF!
| f. In Fifth floor | #REF! | Sqm. |  | #REF! |  | #REF! |  | #REF! |  | #REF!
| g. In sixth floor | #REF! | Sqm. |  | #REF! |  | #REF! |  | #REF! |  | #REF!
| h. In seventh floor | #REF! | Sqm. |  | #REF! |  | #REF! |  | #REF! |  | #REF!
| i. In eighth floor | #REF! | Sqm. |  | #REF! |  | #REF! |  | #REF! |  | #REF!
| j. In Ninth floor | #REF! | Sqm. |  | #REF! |  | #REF! |  | #REF! |  | #REF!
| k. In Tenth floor | #REF! | Sqm. |  | #REF! |  | #REF! |  | #REF! |  | #REF!
| l. In Eleventh floor | #REF! | Sqm. |  | #REF! |  | #REF! |  | #REF! |  | #REF!
14.II | Precast cupboard slab 40 mm tk. |  |  |  | 0 |  | 0 |  | 0 |  | 0
| a. In Foundation & basement | #REF! | Sqm. |  | #REF! |  | #REF! |  | #REF! |  | #REF!
| b. In Ground floor | #REF! | Sqm. |  | #REF! |  | #REF! |  | #REF! |  | #REF!
| c. In First floor | #REF! | Sqm. |  | #REF! |  | #REF! |  | #REF! |  | #REF!
| d. In Second floor | #REF! | Sqm. |  | #REF! |  | #REF! |  | #REF! |  | #REF!
| e. In Third floor | #REF! | Sqm. |  | #REF! |  | #REF! |  | #REF! |  | #REF!
| f. In Fourth floor | #REF! | Sqm. |  | #REF! |  | #REF! |  | #REF! |  | #REF!
15.1 | Cuddappa slab 20 mm tk. |  |  |  | 0 |  | 0 |  | 0 |  | 0
| a. In Ground floor | #REF! | Sqm. |  | #REF! |  | #REF! |  | #REF! |  | #REF!
| b. In First floor | #REF! | Sqm. |  | #REF! |  | #REF! |  | #REF! |  | #REF!
| c. In Second floor | #REF! | Sqm. |  | #REF! |  | #REF! |  | #REF! |  | #REF!
| d. In Third floor | #REF! | Sqm. |  | #REF! |  | #REF! |  | #REF! |  | #REF!
| e. In Fourth floor | #REF! | Sqm. |  | #REF! |  | #REF! |  | #REF! |  | #REF!
15.2 | Cuddappa slab 40 mm tk. |  |  |  | 0 |  | 0 |  | 0 |  | 0
| a. In Ground floor | #REF! | Sqm. |  | #REF! |  | #REF! |  | #REF! |  | #REF!
| b. In First floor | #REF! | Sqm. |  | #REF! |  | #REF! |  | #REF! |  | #REF!
| c. In Second floor | #REF! | Sqm. |  | #REF! |  | #REF! |  | #REF! |  | #REF!
| d. In Third floor | #REF! | Sqm. |  | #REF! |  | #REF! |  | #REF! |  | #REF!
| e. In Fourth floor | #REF! | Sqm. |  | #REF! |  | #REF! |  | #REF! |  | #REF!
16.1 | Precast Jally ventilator 50mm tk. |  |  |  | 0 |  | 0 |  | 0 |  | 0
| a. In Ground Floor | #REF! | Sqm. |  | #REF! |  | #REF! |  | #REF! |  | #REF!
| b. In First floor | #REF! | Sqm. |  | #REF! |  | #REF! |  | #REF! |  | #REF!
| c. In Second floor | #REF! | Sqm. |  | #REF! |  | #REF! |  | #REF! |  | #REF!
| d. In Third floor | #REF! | Sqm. |  | #REF! |  | #REF! |  | #REF! |  | #REF!
| e. In Fourth floor | #REF! | Sqm. |  | #REF! |  | #REF! |  | #REF! |  | #REF!
16.2 | Supplying & fixing of Terra cotta jolly (not less than 50mm) |  |  |  | 0 |  | 0 |  | 0 |  | 0
| a. In Ground Floor | #REF! | Sqm. |  | #REF! |  | #REF! |  | #REF! |  | #REF!
| b. In First Floor | #REF! | Sqm. |  | #REF! |  | #REF! |  | #REF! |  | #REF!
| c. In Second Floor | #REF! | Sqm. |  | #REF! |  | #REF! |  | #REF! |  | #REF!
| d. In Third Floor | #REF! | Sqm. |  | #REF! |  | #REF! |  | #REF! |  | #REF!
| e. In Fourth Floor | #REF! | Sqm. |  | #REF! |  | #REF! |  | #REF! |  | #REF!
16.3 | Supplying & fixing of Terra cotta jolly (more than 50mm upto 110 mm) |  |  |  | 0 |  | 0 |  | 0 |  | 0
| a. In Ground Floor | #REF! | Sqm. |  | #REF! |  | #REF! |  | #REF! |  | #REF!
| b. In First Floor | #REF! | Sqm. |  | #REF! |  | #REF! |  | #REF! |  | #REF!
| c. In Second Floor | #REF! | Sqm. |  | #REF! |  | #REF! |  | #REF! |  | #REF!
| d. In Third Floor | #REF! | Sqm. |  | #REF! |  | #REF! |  | #REF! |  | #REF!
| e. In Fourth Floor | #REF! | Sqm. |  | #REF! |  | #REF! |  | #REF! |  | #REF!
17 | Form work- Lintel (C.W. planks) |  | Sqm. |  | 0 |  | 0 |  | 0 |  | 0
18 | Form work - M.S. Sheet (slab) |  | Sqm. |  | 0 |  | 0 |  | 0 |  | 0
19 | Form work - Small quantities (M.S. Sheet) |  | Sqm. |  | 0 |  | 0 |  | 0 |  | 0
20 | Form work - Plinth beam (C.W. planks) |  | Sqm. |  | 0 |  | 0 |  | 0 |  | 0
21.1 | R.C.C.Door frame |  |  |  | 0 |  | 0 |  | 0 |  | 0
| a. 900 x 2100 mm | #REF! | Each |  | #REF! |  | #REF! |  | #REF! |  | #REF!
| b. 700 x 2100 mm | #REF! | Each |  | #REF! |  | #REF! |  | #REF! |  | #REF!
| c. 1000 x 2100 mm | #REF! | Each |  | #REF! |  | #REF! |  | #REF! |  | #REF!
21.2 | Teak wood Wrought & Put up |  |  |  | 0 |  | 0 |  | 0 |  | 0
| a. T.W. over 2 m & below 3 m | #REF! | Cum. |  | #REF! |  | #REF! |  | #REF! |  | #REF!
| b. T.W. below 2 m length. | #REF! | Cum. |  | #REF! |  | #REF! |  | #REF! |  | #REF!
21.3 | PVC Door frame & shutter | #REF! | Sqm. |  | #REF! |  | #REF! |  | #REF! |  | #REF!
22.1 | Teak wood panelled door shutters |  |  |  | 0 |  | 0 |  | 0 |  | 0
| a. 1000 x 2100 mm | #REF! | Sqm. |  | #REF! |  | #REF! |  | #REF! |  | #REF!
| b. 900 x 2100 mm | #REF! | Sqm. |  | #REF! |  | #REF! |  | #REF! |  | #REF!
| c. 700 x 2100 mm | #REF! | Sqm. |  | #REF! |  | #REF! |  | #REF! |  | #REF!
| d. 1200 x 2100 mm (Single) annexure item | #REF! | Sqm. |  | #REF! |  | #REF! |  | #REF! |  | #REF!
22.2 | Teak wood "Window" & Ventilator Shutter |  |  | 0 | 0 | 0 | 0 | 0 | 0 |  | 0
| a. Window: 135 cm ht. | #REF! | Sqm. | 11.2 | #REF! | 7.6 | 30916.9679 | 18 | 73224.3976 |  | #REF! |  |  | 36.8 | #REF!
| b. Window: 120 cm ht. |  | Sqm. |  | 0 |  | 0 |  | 0 |  | 0
| c. Window: 105 cm ht. | #REF! | Sqm. |  | #REF! |  | #REF! |  | #REF! |  | #REF!
| d. Ventilator: (90 x 60 cm) | #REF! | Sqm. |  | #REF! |  | #REF! |  | #REF! |  | #REF!
22.3 | T.W. double leaf shutters for cup board/ ward robes |  | Sqm. |  | 0 |  | 0 |  | 0 |  | 0
23.1 | T.W. single leaf Door shutters using 9 mm tk. phynol bonded BWR plywood |  | Sqm. |  | 0 |  | 0 |  | 0 |  | 0
| a. 900 x 2100 mm | #REF! | Sqm. |  | #REF! |  | #REF! |  | #REF! |  | #REF!
23.2 | Glass panels with Aluminium beedings | #REF! | Sqm. |  | #REF! |  | #REF! |  | #REF! |  | #REF!
23.3 | S&F of Magnetic door catches | #REF! | Each |  | #REF! |  | #REF! |  | #REF! |  | #REF!
23.4 | Supply and fixing of Aluminium window with 3mm thick Glass |  |  |  | 0 |  | 0 |  | 0 |  | 0
| a. 1.8 x 1.35 mt.window | #REF! | Each |  | #REF! |  | #REF! |  | #REF! |  | #REF!
| b. 1.35 x 1.35 mt.window | #REF! | Each |  | #REF! |  | #REF! |  | #REF! |  | #REF!
| c. 1.35 x 1.05 mt window | #REF! | Each |  | #REF! |  | #REF! |  | #REF! |  | #REF!
| d. 1.2 x 1.35 mt window | #REF! | Each |  | #REF! |  | #REF! |  | #REF! |  | #REF!
| e. 1.2 x 1.05 mt window | #REF! | Each |  | #REF! |  | #REF! |  | #REF! |  | #REF!
| f. 1.05 x 1.35 mt window | #REF! | Each |  | #REF! |  | #REF! |  | #REF! |  | #REF!
| g. 0.9 x 1.35 mt window | #REF! | Each |  | #REF! |  | #REF! |  | #REF! |  | #REF!
| h. 0.9 x 1.05 mt window | #REF! | Each |  | #REF! |  | #REF! |  | #REF! |  | #REF!
| i. 0.5 x 1.35 mt window | #REF! | Each |  | #REF! |  | #REF! |  | #REF! |  | #REF!
| j. 0.45 x 1.35 mt window | #REF! | Each |  | #REF! |  | #REF! |  | #REF! |  | #REF!
| k.0.90 x 0.60 mt.Ventilator | #REF! | Each |  | #REF! |  | #REF! |  | #REF! |  | #REF!
| l. 0.60 x 0.60 mt.Ventilator | #REF! | Each |  | #REF! |  | #REF! |  | #REF! |  | #REF!
24 | Manufacturing & supply of steel windows (Weight basis) | #REF! | Kg. |  | #REF! |  | #REF! |  | #REF! |  | #REF!
25 | M.S.Holdfast | #REF! | Each |  | #REF! |  | #REF! |  | #REF! |  | #REF!
26 | Flooring in C.C.1:5:10 | #REF! | Cum. |  | #REF! |  | #REF! |  | #REF! |  | #REF!
27.1 | B.w. in C.M. 1:4 for staircase steps Chamber burnt bricks 23 x 11.2 x 7 cm. | #REF! | Cum. |  | #REF! |  | #REF! |  | #REF! |  | #REF!
27.2 | B.w. in C.M. 1:4 for staircase steps Chamber burnt bricks 23 x 11.4 x 7.5 cm. | #REF! | Cum. |  | #REF! |  | #REF! |  | #REF! |  | #REF!
27.3 | B.w. in C.M. 1:4 for staircase steps Chamber burnt bricks 23 x 11 x 7 cm. |  | Cum. |  | 0 |  | 0 |  | 0 |  | 0
27.4 | B.w. in C.M. 1:4 for staircase steps Chamber burnt bricks 22 x 11 x 7 cm. |  | Cum. |  | 0 |  | 0 |  | 0 |  | 0
27.5 | B.w. in C.M. 1:4 for staircase steps Kiln burnt country bricks 22 x 11 x 7 cm. | #REF! | Cum. |  | #REF! |  | #REF! |  | #REF! |  | #REF!
27.6 | B.w. in C.M. 1:4 for staircase steps Kiln burnt country bricks 22 x 11 x 5.7 cm. |  | Cum. |  | 0 |  | 0 |  | 0 |  | 0
| Chipping of concrete and rougheing of surface including cost of materials and labours etc.., completed PWD SOR 2021-22 p-22 item No.38A | 44.38 | Sqm. | 84.3 | 3741.234 | 196.45 | 9584.7955 | 160.5 | 7830.795 |  | 0 |  |  | 441.25 | 19582.675
28 | Floor plastering in C.M. 1:4, 20 mm tk. | #REF! | Sqm. | 95.8 | #REF! | 188.4 | 125029.3615 | 139.7 | 92710.2007 |  | #REF! |  |  | 423.9 | #REF!
29.1 | Mosaic tiles 20 cm x 20 cm x 2 cm. |  | Sqm. |  | 0 |  | 0 |  | 0 |  | 0
29.2 | Mosaic tiles 25 cm x 25 cm x 2 cm. | #REF! | Sqm. |  | #REF! |  | #REF! |  | #REF! |  | #REF!
29.3 | Floor ceramic tiles | #REF! | Sqm. |  | #REF! |  | #REF! |  | #REF! |  | #REF!
29.4 | Glazed tiles | #REF! | Sqm. |  | #REF! |  | #REF! |  | #REF! |  | #REF!
29.5 | Floor ceramic tiles (Anti-skid) | #REF! | Sqm. |  | #REF! |  | #REF! |  | #REF! |  | #REF!
30 | Ellispattern | #REF! | Sqm. |  | #REF! |  | #REF! |  | #REF! |  | #REF! | [6 empty] | 111.8
31 | Weathering course | #REF! | Cum. |  | #REF! |  | #REF! |  | #REF! |  | #REF!
| Dismantling and clearing away the Pressed tiles etc., | 36.1 | Sqm. | 87.25 | 3149.725 | 110.8 | 3412.64 | 171.3 | 5276.04 |  | 0 |  |  | 369.35 | 13333.535
32 | Pressed tiles (23cmx23cmx20mm) mixed with Crude oil |  | Sqm. |  | 0 |  | 0 |  | 0 |  | 0
32.1 | Pressed tiles (23cmx23cmx20mm) mixed with Water proofing compound | #REF! | Sqm. | 87.25 | #REF! | 110.8 | 162372.414 | 171.3 | 251032.4415 |  | #REF! |  |  | 369.35 | #REF!
| Providing Polymer Coating (Water Proof Coating ) for over roof pressed tiles area. | 378.8 | Sqm. | 174.5 | 66100.6 | 181.25 | 83483.75 | 342.6 | 157801.56 |  | 0 |  |  | 698.35 | 264534.98
32.2 | Pressed tiles (23cmx23cmx18mm) mixed with Water proofing compound |  | Sqm. |  | 0 |  | 0 |  | 0 |  | 0
| Clean removel of the old cement plastering both inside and outside from the existing walls of brick masonry without damageing the existing structure and surroundings and clearing the debries away from the site including all cost etc., | 9.31 | Sqm. | 75.35 | 701.5085 | 32.2 | 437.276 | 45.1 | 612.458 |  | 0 |  |  | 152.65 | 1421.1715
33 | Plastering in C.M. 1:5, 12 mm tk. | #REF! | Sqm. | 125.25 | #REF! | 147.95 | 48217.2423 | 152.35 | 49651.2124 | #REF! | #REF! |  |  | #REF! | #REF!
34 | Plastering in C.M. 1:4, 12 mm tk. | #REF! | Sqm. | 60 | #REF! | 120 | 39838.872 | 160.8 | 53384.0885 |  | #REF! |  |  | 340.8 | #REF!
35 | Spl. Ceiling plastering in C.M. 1:3, 10 mm tk. | #REF! | Sqm. | 75.35 | #REF! | 32.2 | 12003.355 | 45.1 | 16812.1525 |  | #REF! |  |  | 152.65 | #REF!
| whitewashing two coat for old wall | 40.32 | Sqm. | 288 | 11612.16 | 246 | 10887.1482 | 756 | 33458.0652 |  | 0 |  |  | 1290 | 52012.8
| Providing Ornamental work engaging skilled Mason I Class / Shape design works/ stapahy works | 919.31 | Sqm. |  | 0 |  | 0 |  | 0 |  | 0
| Providing ornamental border design for bottom shape works (9"x9") 25mm tk projection / stapay works | 636.53 | Nos |  | 0 |  | 0 |  | 0 |  | 0
| Providing Elevation grooves of size 25x6mm | 47.78 | Sqm. |  | 0 |  | 0 |  | 0 |  | 0
37.2 | Colour washing ( slaked) |  | Sqm. |  | 0 |  | 0 |  | 0 |  | 0
38.1 | Cement paint | #REF! | Sqm. |  | #REF! |  | #REF! |  | #REF! |  | #REF!
38.2 | Matt paint | #REF! | Sqm. |  | #REF! |  | #REF! |  | #REF! |  | #REF!
39 | M.s Grills | #REF! | Kg. |  | #REF! |  | #REF! |  | #REF! |  | #REF!
40 | Painting - New "wood work" | #REF! | Sqm. | 17.65 | #REF! | 6.15 | 1742.9438 | 16.354 | 4634.8135 |  | #REF! |  |  | 40.154 | #REF!
41 | Painting - New "iron work" | #REF! | Sqm. |  | #REF! |  | #REF! |  | #REF! |  | #REF!
| Painting two coat for old iron work | 159.8026 | Sqm. | #REF! | #REF! | 0 | 0 | #REF! | #REF! |  | 0 |  |  | #REF! | #REF!
| painting one coat for old wood work | 111.1348 | Sqm. |  | 0 |  | 0 |  | 0 |  | 0
| Painting two coat for old wood work | 180.6742 | Sqm. | 203.2 | 36712.9974 | 383.1 | 74244.3203 | 1014 | 196511.9832 |  | 0 |  |  | 1600.3 | 289132.9223
42 | Fabrication of Mild steel / RTS grills (with cement slurry wash) |  |  |  | 0 |  | 0 |  | 0 |  | 0
| a. upto 16mm dia rods | #REF! | MT |  | #REF! |  | #REF! |  | #REF! |  | #REF!
| b. above 16mm dia rods | #REF! | MT |  | #REF! |  | #REF! |  | #REF! |  | #REF!
43 | Fabrication of Mild steel / RTS grills |  |  | #REF! | #REF! | #REF! | #REF! | #REF! | #REF! |  | 0 |  |  | #REF! | .
| a. upto 16mm dia rods | #REF! | MT | #REF! | #REF! | #REF! | #REF! | #REF! | #REF! |  | #REF! |  |  | #REF! | .
| b. above 16mm dia rods | #REF! | MT | #REF! | #REF! | #REF! | #REF! | #REF! | #REF! |  | #REF! |  |  | #REF! | .
44.1 | PVC SWR 110 mm dia Rain water pipe | #REF! | Rmt | #REF! | #REF! | 120 | 46840.8 | 144 | 56208.96 |  | #REF! |  |  | #REF! | .
44.2 | Rain Water Harvesting using Defunct borewell method |  | Each | #REF! | #REF! | #REF! | #REF! | #REF! | #REF! |  | 0 |  |  | #REF! | .
45 | Stucco plastering 12 mm tk. | #REF! | Sqm. | #REF! | #REF! | #REF! | #REF! | #REF! | #REF! |  | #REF! |  |  | #REF! | .
46 | S & F 20 mm dia Alu. Hanger Rod | #REF! | Rmt | #REF! | #REF! | #REF! | #REF! | #REF! | #REF! |  | #REF! |  |  | #REF! | .
47 | S & F Alu Towel rail 75 cm long | #REF! | Each | #REF! | #REF! | #REF! | #REF! | #REF! | #REF! |  | #REF! |  |  | #REF! | .
48 | S & F 5 pin Coat stand | #REF! | Each | #REF! | #REF! | #REF! | #REF! | #REF! | #REF! |  | #REF! |  |  | #REF! | .
49 | S & F chromium plated 8 guage Picture Hook | #REF! | Each | #REF! | #REF! | #REF! | #REF! | #REF! | #REF! |  | #REF! |  |  | #REF! | .
50.1 | Precast slab 50 mm tk.in C.C. 1:3:6 |  | Sqm. | #REF! | #REF! | #REF! | #REF! | #REF! | #REF! |  | 0 |  |  | #REF! | .
50.2 | Providing precast Kerb stone in C.C. 1:3:6, 450 x 300 x 150 mm | #REF! | Rmt | #REF! | #REF! | #REF! | #REF! | #REF! | #REF! |  | #REF! |  |  | #REF! | .
50.3 | Supply and planting avenue trees | #REF! | Each | #REF! | #REF! | #REF! | #REF! | #REF! | #REF! |  | #REF! |  |  | #REF! | .
50.4 | Providing Tree guard | #REF! | Each | #REF! | #REF! | #REF! | #REF! | #REF! | #REF! |  | #REF! |  |  | #REF! | .
50.5 | Supplying. Fabricating and erection of M.S Scheme Name board | #REF! | Each | #REF! | #REF! | #REF! | #REF! | #REF! | #REF! |  | #REF! |  |  | #REF! | .
51 | HDPE water tank 700 lit capacity with ISI mark | #REF! | Each | 5 | #REF! | 8 | 56280 | 24 | 168840 |  | #REF! |  |  | 37 | #REF!
52 | PVC Water supply (ASTM) |  |  | 0 | 0 | 0 | 0 | #REF! | #REF! |  | 0 |  |  | #REF! | .
| a. 32 mm dia | #REF! | Rmt | 30 | #REF! | 72 | 22121.424 | 50 | 15362.1 |  | #REF! |  |  | 152 | #REF!
| b. 25 mm dia | #REF! | Rmt | 90 | #REF! | 120 | 34756 | 300 | 86890 |  | #REF! |  |  | 510 | #REF!
| c. 20 mm dia | #REF! | Rmt |  | #REF! |  | #REF! |  | #REF! |  | #REF!
52.1 | G.I Pipe 20mm dia for Hot water line (Fully Concealed in walls) | #REF! | Rmt |  | #REF! |  | #REF! |  | #REF! |  | #REF!
53.1 | Wash basin | #REF! | Each | 5 | #REF! | 8 | 30852.96 | 24 | 92558.88 |  | #REF! |  |  | 37 | #REF!
53.2 | S & F of C.I. Manhole cover 45 x 45 cm (20 kg. weight) |  | Each |  | 0 |  | 0 |  | 0 |  | 0
53.3 | C.I. Steps ( 5 kg) | #REF! | Each |  | #REF! |  | #REF! |  | #REF! |  | #REF!
54 | Brass tap (with ISI mark) | #REF! | Each |  | #REF! |  | #REF! |  | #REF! |  | #REF!
54.1 | C.P tap long body | #REF! | Each | 20 | #REF! | 24 | 12912 | 54 | 29052 |  | #REF! |  |  | 98 | #REF!
54.2 | C.P tap short body | #REF! | Each | 8 | #REF! | 13 | 6370 | 24 | 11760 |  | #REF! |  |  | 45 | #REF!
55.1 | Squat Urinal | #REF! | Each |  | #REF! |  | #REF! |  | #REF! |  | #REF!
55.2 | Flat Back Urinal | #REF! | Each |  | #REF! |  | #REF! |  | #REF! |  | #REF!
56.1 | S & F of Orissapan - in G.F. | #REF! | Each |  | #REF! |  | #REF! |  | #REF! |  | #REF!
56.2 | S & F of Orissapan - other than G.F. | #REF! | Each |  | #REF! |  | #REF! |  | #REF! |  | #REF!
57 | S & F of E.W.C.(white) | #REF! | Each |  | #REF! |  | #REF! |  | #REF! |  | #REF!
57.1 | S & F of E.W.C.(colour) | #REF! | Each |  | #REF! |  | #REF! |  | #REF! |  | #REF!
58.1 | PVC SWR pipe (Soil line) |  |  |  | 0 |  | 0 |  | 0 |  | 0
| a. 110 mm dia. | #REF! | Rmt |  | #REF! |  | #REF! |  | #REF! |  | #REF!
| b. 75 mm dia. | #REF! | Rmt |  | #REF! |  | #REF! |  | #REF! |  | #REF!
58.2 | PVC Ventilating shaft with cowl | #REF! | Each |  | #REF! |  | #REF! |  | #REF! |  | #REF!
59.1 | Gully Trap using Chamber burnt bricks 23 x 11.2 x 7 cm. |  | Each |  | 0 |  | 0 |  | 0 |  | 0
59.2 | Gully Trap using chamber burnt bricks of size 23x11.4x7.5cm | #REF! | Each |  | #REF! |  | #REF! |  | #REF! |  | #REF!
59.3 | Gully Trap using Chamber burnt bricks 23 x 11 x 7 cm. |  | Each |  | 0 |  | 0 |  | 0 |  | 0
59.4 | Gully Trap using Chamber burnt bricks 22 x 11 x 7 cm. |  | Each |  | 0 |  | 0 |  | 0 |  | 0
59.5 | Gully Trap using Kiln burnt country bricks 22 x 11 x 7 cm. | #REF! | Each |  | #REF! |  | #REF! |  | #REF! |  | #REF!
59.6 | Gully Trap using Kiln burnt country bricks 22 x 11 x 5.7 cm. |  | Each |  | 0 |  | 0 |  | 0 |  | 0
60 | PVC Nahani trap (4way/2way) | #REF! | Each |  | #REF! |  | #REF! |  | #REF! |  | #REF!
61.1 | Stoneware pipe |  |  |  | 0 |  | 0 |  | 0 |  | 0
| a. 100 mm S.W. pipe | #REF! | Rmt |  | #REF! |  | #REF! |  | #REF! |  | #REF!
| b. 150 mm S.W. pipe | #REF! | Rmt |  | #REF! |  | #REF! |  | #REF! |  | #REF!
61.2 | Stoneware pipe dry condition |  |  |  | 0 |  | 0 |  | 0 |  | 0
| a. 100 mm dia | #REF! | Rmt |  | #REF! |  | #REF! |  | #REF! |  | #REF!
| b. 150 mm dia | #REF! | Rmt |  | #REF! |  | #REF! |  | #REF! |  | #REF!
62.1 | Stoneware bend |  |  |  | 0 |  | 0 |  | 0 |  | 0
| a. 100 mm dia | #REF! | Each |  | #REF! |  | #REF! |  | #REF! |  | #REF!
| b. 150 mm dia | #REF! | Each |  | #REF! |  | #REF! |  | #REF! |  | #REF!
62.2 | Stoneware Tee |  |  |  | 0 |  | 0 |  | 0 |  | 0
| a. 100 mm dia | #REF! | Each |  | #REF! |  | #REF! |  | #REF! |  | #REF!
| b. 150 mm dia | #REF! | Each |  | #REF! |  | #REF! |  | #REF! |  | #REF!
63 | 32 mm dia PVC waste pipe | #REF! | Each |  | #REF! |  | #REF! |  | #REF! |  | #REF!
| Electrical arrangements |  |  |  | 0 |  | 0 |  | 0 |  | 0
64 | a. Light point with ceiling rose | #REF! | Each |  | #REF! |  | #REF! |  | #REF! |  | #REF!
| b. Light point without ceiling rose |  | Each |  | 0 |  | 0 |  | 0 |  | 0
| c. Calling bell point with Buzzer/Calling bell | #REF! | Each |  | #REF! |  | #REF! |  | #REF! |  | #REF!
65 | Fan point | #REF! | Each |  | #REF! |  | #REF! |  | #REF! |  | #REF!
66 | Staircase light point | #REF! | Each |  | #REF! |  | #REF! |  | #REF! |  | #REF!
67 | 5 amps 5 pin Plug point (Switch board itself) | #REF! | Each |  | #REF! |  | #REF! |  | #REF! |  | #REF!
68 | 5 amps 5 pin Plug point (Convenient places) | #REF! | Each |  | #REF! |  | #REF! |  | #REF! |  | #REF!
69 | 15 Amp. Power plug | #REF! | Each | 25 | #REF! | 34 | 5099.83 | #REF! | #REF! |  | #REF! |  |  | #REF! | #REF!
70.1 | Bulk head fitting | #REF! | Each |  | #REF! |  | #REF! |  | #REF! |  | #REF!
70.2 | S & F of Tube light with fittings |  | Each |  | 0 |  | 0 |  | 0 |  | 0
70.3 | S & F of 40/ 60 w bulb | #REF! | Each |  | #REF! |  | #REF! |  | #REF! |  | #REF!
70.4 | S & F of plastic shade | #REF! | Each |  | #REF! |  | #REF! |  | #REF! |  | #REF!
71 | Double pole main switch | #REF! | Each |  | #REF! |  | #REF! |  | #REF! |  | #REF!
72 | Box type Fibre Fan hook | #REF! | Each |  | #REF! |  | #REF! |  | #REF! |  | #REF!
73.1 | 6 way - D.B. | #REF! | Each |  | #REF! |  | #REF! |  | #REF! |  | #REF!
73.2 | 4 way - D.B. | #REF! | Each |  | #REF! |  | #REF! |  | #REF! |  | #REF!
74 | Charges for fixing of "Fan" | #REF! | Each |  | #REF! |  | #REF! |  | #REF! |  | #REF!
75 | Supply and delivery of Fan |  |  |  | 0 |  | 0 |  | 0 |  | 0
| a. 48" (1200 mm) |  | Each |  | 0 |  | 0 |  | 0 |  | 0
| b. 42" (1050 mm) |  | Each |  | 0 |  | 0 |  | 0 |  | 0
76 | 8 SWG wire | #REF! | Rmt |  | #REF! |  | #REF! |  | #REF! |  | #REF!
77 | Run of main 2 wires of 1.50 Sqmm. | #REF! | Rmt |  | #REF! |  | #REF! |  | #REF! |  | #REF!
77.1 | Run of 2 wires of 4 sqmm with continuous earth by means of 2.5sqmm | #REF! | Rmt |  | #REF! |  | #REF! |  | #REF! |  | #REF!
77.2 | S & F of A/C metal clad switch | #REF! | Each |  | #REF! |  | #REF! |  | #REF! |  | #REF!
77.3 | S&F of TV/Telephone line Socket | #REF! | Each |  | #REF! |  | #REF! |  | #REF! |  | #REF!
77.4 | S&F of 20mm dia PVC pipe for TV/Telephone line | #REF! | Rmt |  | #REF! |  | #REF! |  | #REF! |  | #REF!
78 | Earthing Station IS3043 (Type I) | #REF! | Each |  | #REF! |  | #REF! |  | #REF! |  | #REF!
78.1 | Earthing Station (Type II) |  | Each |  | 0 |  | 0 |  | 0 |  | 0
79.1 | 1 No.of 30Amps - Fuse Unit | #REF! | Each |  | #REF! |  | #REF! |  | #REF! |  | #REF!
79.2 | 3 Nos.of 30Amps - Fuse Unit | #REF! | Each |  | #REF! |  | #REF! |  | #REF! |  | #REF!
80 | 375 x 300 x 20 mm T.W. plank | #REF! | Each |  | #REF! |  | #REF! |  | #REF! |  | #REF!
82 | Street lights | #REF! | Each |  | #REF! |  | #REF! |  | #REF! |  | #REF!
83 | M.S Angle | #REF! | Rmt |  | #REF! |  | #REF! |  | #REF! |  | #REF!
84 | Run of 2 wires of 4 sqmm |  | Rmt |  | 0 |  | 0 |  | 0 |  | 0
85 | Supply of G.I pipe 25mm dia | #REF! | Rmt |  | #REF! |  | #REF! |  | #REF! |  | #REF!
86 | Anti termite treatment | 34 | Sqm. |  | 0 |  | 0 |  | 0 |  | 0
87 | ELCB Single phase | #REF! | Each |  | #REF! |  | #REF! |  | #REF! |  | #REF!
112 | S & F of Exsaust Fan 300 mm dia | #REF! | Each |  | #REF! |  | #REF! |  | #REF! |  | #REF!
238 | Anticorrosive treatment for steel grills | #REF! | MT |  | #REF! |  | #REF! |  | #REF! |  | #REF!
| ANNEXURE |  |  | 0 | 0 | 0 | 0 | 0 | 0 |  | 0
14.I | Precast Cupboard slab 20 mm tk.using standardised concrete mix M20 (annexure) |  |  |  | 0 |  | 0 |  | 0 |  | 0
| a. In Ground floor | #REF! | Sqm. |  | #REF! |  | #REF! |  | #REF! |  | #REF!
| b. In First floor | #REF! | Sqm. |  | #REF! |  | #REF! |  | #REF! |  | #REF!
| c. In Second floor | #REF! | Sqm. |  | #REF! |  | #REF! |  | #REF! |  | #REF!
| d. In Third floor | #REF! | Sqm. |  | #REF! |  | #REF! |  | #REF! |  | #REF!
| e. In Fourth floor | #REF! | Sqm. |  | #REF! |  | #REF! |  | #REF! |  | #REF!
14.II | Precast cupboard slab 40 mm tkusing standardised concrete mix M20 (annexure) |  |  |  | 0 |  | 0 |  | 0 |  | 0
| a. In Foundation & basement | #REF! | Sqm. |  | #REF! |  | #REF! |  | #REF! |  | #REF!
| b. In Ground floor | #REF! | Sqm. |  | #REF! |  | #REF! |  | #REF! |  | #REF!
| c. In First floor | #REF! | Sqm. |  | #REF! |  | #REF! |  | #REF! |  | #REF!
| d. In Second floor | #REF! | Sqm. |  | #REF! |  | #REF! |  | #REF! |  | #REF!
| e. In Third floor | #REF! | Sqm. |  | #REF! |  | #REF! |  | #REF! |  | #REF!
| f. In Fourth floor | #REF! | Sqm. |  | #REF! |  | #REF! |  | #REF! |  | #REF!
14.I | Precast Cupboard slab 20 mm tk.using standardised concrete mix M30 (annexure) |  |  |  | 0 |  | 0 |  | 0 |  | 0
| a. In Ground floor | #REF! | Sqm. |  | #REF! |  | #REF! |  | #REF! |  | #REF!
| b. In First floor | #REF! | Sqm. |  | #REF! |  | #REF! |  | #REF! |  | #REF!
| c. In Second floor | #REF! | Sqm. |  | #REF! |  | #REF! |  | #REF! |  | #REF!
| d. In Third floor | #REF! | Sqm. |  | #REF! |  | #REF! |  | #REF! |  | #REF!
| e. In Fourth floor | #REF! | Sqm. |  | #REF! |  | #REF! |  | #REF! |  | #REF!
14.II | Precast cupboard slab 40 mm tkusing standardised concrete mix M30 (annexure) |  |  |  | 0 |  | 0 |  | 0 |  | 0
| a. In Foundation & basement | #REF! | Sqm. |  | #REF! |  | #REF! |  | #REF! |  | #REF!
| b. In Ground floor | #REF! | Sqm. |  | #REF! |  | #REF! |  | #REF! |  | #REF!
| c. In First floor | #REF! | Sqm. |  | #REF! |  | #REF! |  | #REF! |  | #REF!
| d. In Second floor | #REF! | Sqm. |  | #REF! |  | #REF! |  | #REF! |  | #REF!
| e. In Third floor | #REF! | Sqm. |  | #REF! |  | #REF! |  | #REF! |  | #REF!
| f. In Fourth floor | #REF! | Sqm. |  | #REF! |  | #REF! |  | #REF! |  | #REF!
| Precast Jally ventilator 50mm tk.using standardised concrete mix M30 (annexure) without vibrating charges |  |  |  | 0 |  | 0 |  | 0 |  | 0
| a. In Ground floor | #REF! | Sqm. |  | #REF! |  | #REF! |  | #REF! |  | #REF!
| b. In First floor | #REF! | Sqm. |  | #REF! |  | #REF! |  | #REF! |  | #REF!
| c. In Second floor | #REF! | Sqm. |  | #REF! |  | #REF! |  | #REF! |  | #REF!
| d. In Third floor | #REF! | Sqm. |  | #REF! |  | #REF! |  | #REF! |  | #REF!
| e. In Fourth floor | #REF! | Sqm. |  | #REF! |  | #REF! |  | #REF! |  | #REF!
| Precast Jally ventilator 50mm tk.using standardised concrete mix M20 (annexure) without vibrating charges |  |  |  | 0 |  | 0 |  | 0 |  | 0
| a. In Ground Floor | #REF! | Sqm. |  | #REF! |  | #REF! |  | #REF! |  | #REF!
| b. In First floor | #REF! | Sqm. |  | #REF! |  | #REF! |  | #REF! |  | #REF!
| c. In Second floor | #REF! | Sqm. |  | #REF! |  | #REF! |  | #REF! |  | #REF!
| d. In Third floor | #REF! | Sqm. |  | #REF! |  | #REF! |  | #REF! |  | #REF!
| e. In Fourth floor | #REF! | Sqm. |  | #REF! |  | #REF! |  | #REF! |  | #REF!
| f. In Fifth floor | #REF! | Sqm. |  | #REF! |  | #REF! |  | #REF! |  | #REF!
4.1 | Standardised concrete Mix M20 Grade Concrete |  |  |  | 0 |  | 0 |  | 0 |  | 0
| a. In Foundation and basement | #REF! | Cum |  | #REF! |  | #REF! |  | #REF! |  | #REF!
8.1 | b. Ground Floor | #REF! | Cum |  | #REF! |  | #REF! |  | #REF! |  | #REF!
| c. In First Floor | #REF! | Cum |  | #REF! |  | #REF! |  | #REF! |  | #REF!
| d. In Second Floor | #REF! | Cum |  | #REF! |  | #REF! |  | #REF! |  | #REF!
| e. In Third floor | #REF! | Cum |  | #REF! |  | #REF! |  | #REF! |  | #REF!
| f.In fourth floor | #REF! | Cum |  | #REF! |  | #REF! |  | #REF! |  | #REF!
4.1.1 | Standardised concrete Mix M30 Grade Concrete |  |  |  | 0 |  | 0 |  | 0 |  | 0
| a. In Foundation and basement | #REF! | Cum |  | #REF! |  | #REF! |  | #REF! |  | #REF!
| b. In Ground Floor | #REF! | Cum |  | #REF! |  | #REF! |  | #REF! |  | #REF!
| c. In First Floor | #REF! | Cum |  | #REF! |  | #REF! |  | #REF! |  | #REF!
| d. In Second Floor | #REF! | Cum |  | #REF! |  | #REF! |  | #REF! |  | #REF!
| e. In Third floor | #REF! | Cum |  | #REF! |  | #REF! |  | #REF! |  | #REF!
| RCC M30 mix using hard broken stone jelly for foundation and basement |  |  |  | 0 |  | 0 |  | 0 |  | 0
| a. Foundation & basement | #REF! | Cum |  | #REF! |  | #REF! |  | #REF! |  | #REF!
| b.Stilt floor | #REF! | Cum |  | #REF! |  | #REF! |  | #REF! |  | #REF!
| Cement Concrete using desing mix of grade M25 concrete |  |  |  | 0 |  | 0 |  | 0 |  | 0
| a. In Foundation and basement | #REF! | Cum. |  | #REF! |  | #REF! |  | #REF! |  | #REF!
| b. In Stilt /Ground Floor | #REF! | Cum. |  | #REF! |  | #REF! |  | #REF! |  | #REF!
| c. In First Floor | #REF! | Cum. |  | #REF! |  | #REF! |  | #REF! |  | #REF!
| d. In Second Floor | #REF! | Cum. |  | #REF! |  | #REF! |  | #REF! |  | #REF!
| e. In Third floor | #REF! | Cum. |  | #REF! |  | #REF! |  | #REF! |  | #REF!
| f. In Fourth Floor | #REF! | Cum. |  | #REF! |  | #REF! |  | #REF! |  | #REF!
| g. In Fifth Floor | #REF! | Cum. |  | #REF! |  | #REF! |  | #REF! |  | #REF!
| h. In Sixth Floor | #REF! | Cum. |  | #REF! |  | #REF! |  | #REF! |  | #REF!
| i. In Seventh Floor | #REF! | Cum. |  | #REF! |  | #REF! |  | #REF! |  | #REF!
| j.in Eighth floor | #REF! | Cum. |  | #REF! |  | #REF! |  | #REF! |  | #REF!
| k.in Ninth floor | #REF! | Cum. |  | #REF! |  | #REF! |  | #REF! |  | #REF!
| l.in Tenth floor | #REF! | Cum. |  | #REF! |  | #REF! |  | #REF! |  | #REF!
| l. In Eleventh floor | #REF! | Cum. |  | #REF! |  | #REF! |  | #REF! |  | #REF!
| m. In Twelth floor | #REF! | Cum. |  | #REF! |  | #REF! |  | #REF! |  | #REF!
| n. In Thirteen floor | #REF! | Cum. |  | #REF! |  | #REF! |  | #REF! |  | #REF!
9.2 | Brick work in C.M. 1:6 using chamber Burnt bricks of size 23 x 11.4 x 7.5 cm (9" x 4 1/2"x 3") |  |  |  | 0 |  | 0 |  | 0 |  | 0
| g. In Fifth Floor | #REF! | Cum. |  | #REF! |  | #REF! |  | #REF! |  | #REF!
| h. In Sixth Floor | #REF! | Cum. |  | #REF! |  | #REF! |  | #REF! |  | #REF!
| i. In Seventh Floor | #REF! | Cum. |  | #REF! |  | #REF! |  | #REF! |  | #REF!
| j.in Eighth floor | #REF! | Cum. |  | #REF! |  | #REF! |  | #REF! |  | #REF!
| k.in Ninth floor | #REF! | Cum. |  | #REF! |  | #REF! |  | #REF! |  | #REF!
| l.in Tenth floor | #REF! |  |  | #REF! |  | #REF! |  | #REF! |  | #REF!
10.2 | Brick partition work in C.M. 1:4 using chamber Burnt bricks of size 23 x 11.4 x 7.5 cm (9" x 4 1/2"x 3") 114 mm tk (B.P.) |  |  |  | 0 |  | 0 |  | 0 |  | 0
| g. In Fifth Floor | #REF! | Cum. |  | #REF! |  | #REF! |  | #REF! |  | #REF!
| h. In Sixth Floor | #REF! | Cum. |  | #REF! |  | #REF! |  | #REF! |  | #REF!
| i. In Seventh Floor |  | Cum. |  | 0 |  | 0 |  | 0 |  | 0
| j.in Eighth floor | #REF! | Cum. |  | #REF! |  | #REF! |  | #REF! |  | #REF!
| k.in Ninth floor | #REF! | Cum. |  | #REF! |  | #REF! |  | #REF! |  | #REF!
11.2 | Brick work in C.M. 1:4 using chamber Burnt bricks of size 23 x 11.4 x 7.5 cm (9" x 4 1/2"x 3") 75 mm tk (B.P.) |  |  |  | 0 |  | 0 |  | 0 |  | 0
| g. In Fifth Floor | #REF! | Sqm |  | #REF! |  | #REF! |  | #REF! |  | #REF!
| h. In Sixth Floor | #REF! | Sqm |  | #REF! |  | #REF! |  | #REF! |  | #REF!
| i. In Seventh Floor | #REF! | Sqm |  | #REF! |  | #REF! |  | #REF! |  | #REF!
| j. In Eighth floor | #REF! | Sqm |  | #REF! |  | #REF! |  | #REF! |  | #REF!
| k.in Ninth floor | #REF! | Sqm |  | #REF! |  | #REF! |  | #REF! |  | #REF!
| Supply and laying of Hard core layer 200mm | #REF! | Cum |  | #REF! |  | #REF! |  | #REF! |  | #REF!
| Supplying and filling stone dust | #REF! | Cum. |  | #REF! |  | #REF! |  | #REF! |  | #REF!
| Plastering with CM 1:3, 12mm with WPC | #REF! | Sqm |  | #REF! |  | #REF! |  | #REF! |  | #REF!
| Supplying and filling with gravel | #REF! | Cum |  | #REF! |  | #REF! |  | #REF! |  | #REF!
| B.W in CM 1:4 in Superstructure for OHT in First floor | #REF! | Cum |  | #REF! |  | #REF! |  | #REF! |  | #REF!
| B.W in CM 1:4 in Superstructure for OHT in Second floor | #REF! | Cum |  | #REF! |  | #REF! |  | #REF! |  | #REF!
| B.W in CM 1:4 in Superstructure for OHT In Third floor using chamber bricks | #REF! | Cum |  | #REF! |  | #REF! |  | #REF! |  | #REF!
| B.W in CM 1:4 in Superstructure for OHT In Fourth floor | #REF! | Cum |  | #REF! |  | #REF! |  | #REF! |  | #REF!
| Earth work excavation in Loose / sandy soils (including refilling) | #REF! |  |  | #REF! |  | #REF! |  | #REF! |  | #REF!
| Earth work excavation in Loose / sandy soils (excluding refilling) for open foundation | #REF! |  |  | #REF! |  | #REF! |  | #REF! |  | #REF!
| Earth work excavation in Loose / sandy soils (excluding refilling) for drain | #REF! |  |  | #REF! |  | #REF! |  | #REF! |  | #REF!
8.4 | Providing earth quake resistant for Corner walls |  |  |  | 0 |  | 0 |  | 0 |  | 0
| a. Foundation & basement | #REF! | Cum |  | #REF! |  | #REF! |  | #REF! |  | #REF!
| b. Ground Floor | #REF! | Cum |  | #REF! |  | #REF! |  | #REF! |  | #REF!
| c. First Floor | #REF! | Cum |  | #REF! |  | #REF! |  | #REF! |  | #REF!
| d. Second Floor | #REF! | Cum |  | #REF! |  | #REF! |  | #REF! |  | #REF!
8.5 | Providing earth quake resistant for Door/window Jambs |  |  |  | 0 |  | 0 |  | 0 |  | 0
| a. Ground Floor | #REF! | Rmt |  | #REF! |  | #REF! |  | #REF! |  | #REF!
| b. First Floor | #REF! | Rmt |  | #REF! |  | #REF! |  | #REF! |  | #REF!
| c. Second Floor | #REF! | Rmt |  | #REF! |  | #REF! |  | #REF! |  | #REF!
| Bored cast sit piles installation of vertical cast in Situ Bored piles of following dia using Standardised concrete mix M20 Grade) as per nagapattinam data |  |  |  | 0 |  | 0 |  | 0 |  | 0
| a.500mm dia pile | 6410.78 | Rmt |  | 0 |  | 0 |  | 0 |  | 0
| b.450mm dia pile | 4544.05 | Rmt |  | 0 |  | 0 |  | 0 |  | 0
| c.400mm dia pile | 2699.36 | Rmt |  | 0 |  | 0 |  | 0 |  | 0
| Chipping of RCC pile head to the required cut of level and clearing way debries with an average lead of 3 km entirely with city limits M20 Grade |  |  |  | 0 |  | 0 |  | 0 |  | 0
| a.500mm dia pile | 6410.78 | Rmt |  | 0 |  | 0 |  | 0 |  | 0
| b.450mm dia pile | 1579.06 |  |  | 0 |  | 0 |  | 0 |  | 0
| c.400mm dia pile | 710.58 | Rmt |  | 0 |  | 0 |  | 0 |  | 0
| Conducting routine vertical compression load test CER No.328/2014-15 | 70000 | Nos |  | 0 |  | 0 |  | 0 |  | 0
| Mobilization charges including transporting to site CER No.328/2014-15 | 50000 | Set |  | 0 |  | 0 |  | 0 |  | 0
| Red oxide plastering in CM 1:4 | #REF! | Sqm |  | #REF! |  | #REF! |  | #REF! |  | #REF!
3.8 | P.C.C. 1:3:6 for foundation & basement using 20mm metal | #REF! | Cum |  | #REF! |  | #REF! |  | #REF! |  | #REF!
3.3 | P.C.C. 1:4:8 using 40 mm hard broken stone jelly | #REF! | Cum |  | #REF! |  | #REF! |  | #REF! |  | #REF!
| P. C.C. 1:3:6 for foundation & basement using 40mm metal | #REF! | Cum |  | #REF! |  | #REF! |  | #REF! |  | #REF!
18.1 | Formwork using M.S.Sheet |  |  |  | 0 |  | 0 |  | 0 |  | 0
| a.For Column footings,plinth beam,Grade beam,Raftbeam,Raft slab etc., | #REF! | Sqm |  | #REF! |  | #REF! |  | #REF! |  | #REF!
| b.Plain surfaces such as Roof slab,floorslab,Beams,lintels,lofts,sill slab,staircase,portico slab and other similar works | #REF! | Sqm |  | #REF! |  | #REF! |  | #REF! |  | #REF!
| c.For Square and rectangular columns and small quantities | #REF! | Sqm |  | #REF! |  | #REF! |  | #REF! |  | #REF!
| d.Vertical wall | #REF! | Sqm |  | #REF! |  | #REF! |  | #REF! |  | #REF!
| e.Circular column | #REF! | Sqm |  | #REF! |  | #REF! |  | #REF! |  | #REF!
| f.Curved surface | #REF! | Sqm |  | #REF! |  | #REF! |  | #REF! |  | #REF!
| g.Double centering portico area | #REF! | Sqm |  | #REF! |  | #REF! |  | #REF! |  | #REF!
21.6 | R.C.C.Door frames of size 100 x 75mm with one edge grooves size 't' x 20 mm using M20 grade ( with out vibrating charges) |  |  |  | 0 |  | 0 |  | 0 |  | 0
| a. 900 x 2100 mm | #REF! | Each |  | #REF! |  | #REF! |  | #REF! |  | #REF!
| c. 1200 x 2100 mm | #REF! | Each |  | #REF! |  | #REF! |  | #REF! |  | #REF!
| c. 1000 x 2100 mm | #REF! | Each |  | #REF! |  | #REF! |  | #REF! |  | #REF!
| d. 750 x 2100 mm | #REF! | Each |  | #REF! |  | #REF! |  | #REF! |  | #REF!
| Teak wood "Window" & Ventilator Shutter with 4mm thick pin headed glasses |  |  |  | 0 |  | 0 |  | 0 |  | 0
| a. Window: 135 cm ht. | #REF! | Sqm. |  | #REF! |  | #REF! |  | #REF! |  | #REF!
| b. Window: 120 cm ht. |  | Sqm. |  | 0 |  | 0 |  | 0 |  | 0
| c. Window: 105 cm ht. | #REF! | Sqm. |  | #REF! |  | #REF! |  | #REF! |  | #REF!
| d. Ventilator: (90 x 60 cm) | #REF! | Sqm. |  | #REF! |  | #REF! |  | #REF! |  | #REF!
| d. Ventilator: (75 x 75 cm) | 2203.28 | Sqm. |  | 0 |  | 0 |  | 0 |  | 0
22.3.2 | MDF board (18mm thick) double leaf shutters with TW frame for cup board/ ward robes. | #REF! | Sqm |  | #REF! |  | #REF! |  | #REF! |  | #REF!
| Providing T.W double leaf shutter with 18mm thick BWR Plywood for Cupboard / ward robes shutters (Rest room) 4000x2100mm | #REF! | Sqm |  | #REF! |  | #REF! |  | #REF! |  | #REF!
| T.W. frame & TW styles & rails with BWR double leaf shutters for cup board/ ward robes including two coat enamel paint & one coat primer. | #REF! | Sqm |  | #REF! |  | #REF! |  | #REF! |  | #REF!
22.8 | MDF board door shutters (35mm thick) exterior grade both side laminated with external lipping. |  |  |  | 0 |  | 0 |  | 0 |  | 0
| a. 1000X2100mm. | #REF! | Sqm |  | #REF! |  | #REF! |  | #REF! |  | #REF!
| b. 900X2100mm. | #REF! | Sqm |  | #REF! |  | #REF! |  | #REF! |  | #REF!
| c.1200X2100mm. |  | Sqm |  | 0 |  | 0 |  | 0 |  | 0
| TW panelled single door shutter with brass fittings. |  |  |  | 0 |  | 0 |  | 0 |  | 0
| a. 1000X2100mm.(Single leaf) For Qtrs | #REF! | Sqm |  | #REF! |  | #REF! |  | #REF! |  | #REF!
| b.1200x2400mm |  |  |  | 0 |  | 0 |  | 0 |  | 0
| a. 1200X2100mm.(Single leaf) Four horizontal Panel | #REF! | Sqm |  | #REF! |  | #REF! |  | #REF! |  | #REF!
| a. 1200X2100mm.(Single leaf) | #REF! | Sqm |  | #REF! |  | #REF! |  | #REF! |  | #REF!
| b. 1000X2100mm without Brass fittings ( Single leaf) | #REF! | Sqm |  | #REF! |  | #REF! |  | #REF! |  | #REF!
| TW double leaves shutter with Brass Fittings |  |  |  | 0 |  | 0 |  | 0 |  | 0
| TW double leaves shutter of size 2000X2400mm.(Double leaves) with Brass fittings | #REF! | Sqm |  | #REF! |  | #REF! |  | #REF! |  | #REF!
| TW panelled door double leaves shutter with brass fittings of size . 2000X2100mm. Thiruvarur AR Garage | #REF! | Sqm |  | #REF! |  | #REF! |  | #REF! |  | #REF!
| TW double leaves shutter of size with brass fittings a.1800 x 2100mm For PS | #REF! | Sqm |  | #REF! |  | #REF! |  | #REF! |  | #REF!
| a. 1500X2400mm.(Double leaves) with Brass Screws only ( DPO Ariyalur) | #REF! | Sqm |  | #REF! |  | #REF! |  | #REF! |  | #REF!
| a. 1500X2100mm.(Double leaves) with Brass fittings | #REF! | Sqm |  | #REF! |  | #REF! |  | #REF! |  | #REF!
| TW panelled door double leaves shutter with brass fittings of size . 1200X2100mm.( Crime & Traffic) | #REF! | Sqm |  | #REF! |  | #REF! |  | #REF! |  | #REF!
| TW paneled door shutter size 2400 x 2400mm with french window (two end fixed 5.5mm thick glass and doble leaf shutter , Trichy Community hall ) | 27750 | Each |  | 0 |  | 0 |  | 0 |  | 0
| TW styles & rails with 9mm thick BWR single and Double leaf shutters with brass screws |  |  |  | 0 |  | 0 |  | 0 |  | 0
| TW styles & rails with 9mm thick BWR single leaf shutters with brass screws size of 1200 x 2100 mm | #REF! | Sqm |  | #REF! |  | #REF! |  | #REF! |  | #REF!
| TW styles & rails with 9mm thick BWR single leaf shutters with brass screws size of 1000 x 2100 mm | #REF! | Sqm |  | #REF! |  | #REF! |  | #REF! |  | #REF!
| TW styles & rails with 9mm thick BWR single leaf shutters with brass screws size of 900 x 2100 mm | #REF! | Sqm |  | #REF! |  | #REF! |  | #REF! |  | #REF!
| TW styles & rails with 9mm thick BWR single leaf shutters with brass screws size of 750 x 2100 mm | #REF! | Sqm |  | #REF! |  | #REF! |  | #REF! |  | #REF!
| TW styles & rails with 9mm thick BWR Double leaves shutters with brass screws size of 1500 x 2100 mm |  | Sqm |  | 0 |  | 0 |  | 0 |  | 0
| Removing of doors and windows shutter etc.,PWD SOR P-22 Item No.29 | 168.56 | Sqm | 7.5 | 1264.2 | 24 | 4448.64 | 21 | 3892.56 |  | 0 |  |  | 52.5 | 8849.4
21.5.2 | Supply and Fixing Soild UPVC door Shutter with frame | #REF! | Sqm | 7.5 | #REF! | 24 | 79800 | 36 | 119700 |  | #REF! |  |  | 67.5 | #REF!
23.2.1 | 4mm thick pin headed Glass panels with Aluminium beedings | #REF! | Sqm | 9 | #REF! | 7.25 | 6571.4 | 20 | 18128 |  | #REF! |  |  | 36.25 | #REF!
| Cuddappa slab 20 mm tk.for kitchen hearth slab. |  |  | 0 | 0 | #REF! | #REF! | #REF! | #REF! |  | 0 |  |  | #REF! | .
| a. In Ground floor | #REF! | Sqm. | 3.15 | #REF! | #REF! | #REF! | #REF! | #REF! |  | #REF! |  |  | #REF! | .
| b. In First floor | #REF! | Sqm. | 2.1 | #REF! | #REF! | #REF! | #REF! | #REF! |  | #REF! |  |  | #REF! | .
| c. In Second floor | #REF! | Sqm. |  | #REF! |  | #REF! |  | #REF! |  | #REF!
| d. In Third floor | #REF! | Sqm. |  | #REF! |  | #REF! |  | #REF! |  | #REF!
| e. In Fourth floor | #REF! | Sqm. |  | #REF! |  | #REF! |  | #REF! |  | #REF!
| Cuddappa slab 20 mm tk.for C/B slab. |  |  |  | 0 |  | 0 |  | 0 |  | 0
| a. Ground floor | #REF! | Sqm. |  | #REF! |  | #REF! |  | #REF! |  | #REF!
| b. In First floor | #REF! | Sqm. |  | #REF! |  | #REF! |  | #REF! |  | #REF!
| c. In Second floor | #REF! | Sqm. |  | #REF! |  | #REF! |  | #REF! |  | #REF!
| d. In Third floor | #REF! | Sqm. |  | #REF! |  | #REF! |  | #REF! |  | #REF!
| e. In Fourth floor | #REF! | Sqm. |  | #REF! |  | #REF! |  | #REF! |  | #REF!
| Cuddappa slab 40 mm tk.for C/B slab. |  |  |  | 0 |  | 0 |  | 0 |  | 0
| a. In Ground floor | #REF! | Sqm. |  | #REF! |  | #REF! |  | #REF! |  | #REF!
| b. In First floor | #REF! | Sqm. |  | #REF! |  | #REF! |  | #REF! |  | #REF!
| c. In Second floor | #REF! | Sqm. |  | #REF! |  | #REF! |  | #REF! |  | #REF!
| d. In Third floor | #REF! | Sqm. |  | #REF! |  | #REF! |  | #REF! |  | #REF!
| e. In Fourth floor | #REF! |  |  | #REF! |  | #REF! |  | #REF! |  | #REF!
| Cuddappa slab 40 mm tk.for Sunshade. |  |  |  | 0 |  | 0 |  | 0 |  | 0
| a. In Ground floor | #REF! | Sqm. |  | #REF! |  | #REF! |  | #REF! |  | #REF!
| b. In First floor | #REF! | Sqm. |  | #REF! |  | #REF! |  | #REF! |  | #REF!
| c. In Second floor | #REF! | Sqm. |  | #REF! |  | #REF! |  | #REF! |  | #REF!
| d. In Third floor | #REF! | Sqm. |  | #REF! |  | #REF! |  | #REF! |  | #REF!
| e. In Fourth floor | #REF! | Sqm. |  | #REF! |  | #REF! |  | #REF! |  | #REF!
29.8 | Glazed tiles using Grout (Tile Joint Filler) | #REF! | Sqm | 30.45 | #REF! | 44.7 | 74805.3539 | 134 | 224248.7118 |  | #REF! |  |  | 209.15 | #REF!
| Floor ceramic tiles using Grout (Tile Joint Filler). | #REF! | Sqm |  | #REF! |  | #REF! |  | #REF! |  | #REF!
29.9 | Floor ceramic tiles (Anti-skid) using Grout (Tile Joint Filler). | #REF! | Sqm | 12.95 | #REF! | 17.3 | 25200.5761 | 57.3 | 83467.8041 |  | #REF! |  |  | 87.55 | #REF!
38.4 | Two coat of cement paint over one coat white cement | #REF! | Sqm |  | #REF! |  | #REF! |  | #REF! |  | #REF!
38.5 | Matt paint | #REF! | Sqm |  | #REF! |  | #REF! |  | #REF! |  | #REF!
38.6 | One coat white cement for new walls and other similar works. | #REF! | Sqm |  | #REF! |  | #REF! |  | #REF! |  | #REF!
42 | Fabrication of Mild steel / RTS grills (with cement slurry wash) for all sizes of rods. | #REF! | MT |  | #REF! |  | #REF! |  | #REF! |  | #REF!
43 | Fabrication of Mild steel / RTS grills (without cement slurry) for all sizes of rods. | #REF! | MT | 0 | #REF! | 0 | 0 | #REF! | #REF! |  | #REF!
44.6 | PVC SWR 110 mm dia with ISI mark type- A for Rain water down fall pipe | #REF! | Rmt | 72 | #REF! | #REF! | #REF! | #REF! | #REF! |  | #REF! |  |  | #REF! | #REF!
50.6 | Precast slab 50 mm tk.in C.C. 1:3:6 with fibre | #REF! | Sqm | 45 | #REF! | 72 | 37024.8251 | 34.2 | 17586.7919 |  | #REF! |  |  | 151.2 | #REF!
52.4 | 20mm dia PVC water supply ASTM pipe (fully consealed in walls) | #REF! | Rmt |  | #REF! |  | #REF! |  | #REF! |  | #REF!
53.4 | S&F of C.I Manhole cover 60 x 60 cm (50kg weight ) | #REF! | Each |  | #REF! |  | #REF! |  | #REF! |  | #REF!
| Wash Hand Basin of size 550 x 400 mm (White with Pedestal) | #REF! | Each |  | #REF! |  | #REF! |  | #REF! |  | #REF!
54.3 | Supplying and fixing of Brass Chromium plated screw down tap 15mm dia (heavy type not less than 430 grms weight) with ISI mark. | #REF! | Each |  | #REF! |  | #REF! |  | #REF! |  | #REF!
56.3 | S & F of Indian Water closet white glazed (Oriya type) of size 580 x 440mm - in G.F. | #REF! | Each | 3 | #REF! | 5 | 20259.6651 | 12 | 48623.1963 |  | #REF! |  |  | 20 | #REF!
56.4 | S & F of Indian Water closet white glazed (Oriya type) of size 580 x 440mm - Other than G.F. | #REF! | Each | 2 | #REF! | 3 | 19828.8682 | 12 | 79315.4727 |  | #REF! |  |  | 17 | #REF!
58.3 | PVC SWR pipe (Soil line) with ISI mark - type 'B'. |  |  | 0 | 0 | 0 | 0 | 0 | 0 |  | 0 |  |  | 0 | .
| a. 110 mm dia. | #REF! | Rmt | 24 | #REF! | 96 | 81736.32 | 48 | 40868.16 |  | #REF! |  |  | 168 | #REF!
| b. 75 mm dia. | #REF! | Rmt | 36 | #REF! | 48 | 35237.6 | 72 | 52856.4 |  | #REF! |  |  | 156 | #REF!
58.4 | Supplying, Laying & Concealing the 50mm dia PVC ( SWR) pipe with ISI mark type - 'B' with relevant specials. | #REF! | Rmt |  | #REF! |  | #REF! |  | #REF! |  | #REF!
58.5 | PVC(SWR) pipe with ISI mark - type 'A' for Ventilating shaft with cowl | #REF! | Each |  | #REF! |  | #REF! |  | #REF! |  | #REF!
| Wiring with 1.5 sqmm PVC insulated single core multi strand fire retardant flexible copper cable with ISI mark confirming IS: 694:1990.( Ordinary) |  |  |  | 0 |  | 0 |  | 0 |  | 0
| a. Light point with ceiling rose | #REF! | Each |  | #REF! |  | #REF! |  | #REF! |  | #REF!
| b. Light point without ceiling rose | #REF! | Each |  | #REF! |  | #REF! |  | #REF! |  | #REF!
| c. Calling bell point with Buzzer/Calling bell | #REF! | Each |  | #REF! |  | #REF! |  | #REF! |  | #REF!
65.1 | Wiring with 1.5 sqmm PVC insulated single core multi strand fire retardant flexible copper cable with ISI mark confirming IS: 694:1990 for Fan point. | #REF! | Each |  | #REF! |  | #REF! |  | #REF! |  | #REF!
66.1 | Wiring with 1.5 sqmm PVC insulated single core multi strand fire retardant flexible copper cable with ISI mark confirming IS: 694:1990 for Staircase Light Point. | #REF! | Each | 4 | #REF! | 0 | 0 | 6 | 18311.99 |  | #REF! |  |  | 10 | #REF!
| Wiring with 1.5 sqmm PVC insulated single core multi strand fire retardant flexible copper cable with ISI mark confirming IS: 694:1990 for 5 amps 5 pin plug socket point @ Switch Board Itself. | #REF! | Each |  | #REF! |  | #REF! |  | #REF! |  | #REF!
68.2 | Wiring with 1.5 sqmm PVC insulated single core multi strand fire retardant flexible copper cable with ISI mark confirming IS: 694:1990 for 5 amps 5 pin plug socket point @ Convenient Places. | #REF! | Each |  | #REF! |  | #REF! |  | #REF! |  | #REF!
70.5 | S & F of Tube light fitting (patty type ) with Electronic ballast and 36 W slim tube light | #REF! | Each |  | #REF! |  | #REF! |  | #REF! |  | #REF!
| Supply and delivery of 48" (1200 mm) Fan with ISI mark with Eletronic Dimmer | #REF! | Each |  | #REF! |  | #REF! |  | #REF! |  | #REF!
| Run of 2 Wires of 4 sqmm PVC insulated single core multi strand fire retardant flexible copper cable with ISI mark confirming IS: 694:1990. | #REF! | Rmt | 25 | #REF! | 40 | 10640 | 120 | 31920 |  | #REF! |  |  | 185 | #REF!
77.5 | Run of 2 Wires of 1.5 sqmm PVC insulated single core multi strand fire retardant flexible copper cable with ISI mark confirming IS: 694:1990. | #REF! | Rmt |  | #REF! |  | #REF! |  | #REF! |  | #REF!
| Run of 2 Wires of 2.5 sqmm PVC insulated single core multi strand fire retardant flexible copper cable with ISI mark confirming IS: 694:1990. | #REF! | Rmt | 200 | #REF! | 400 | 90400 | 840 | 189840 |  | #REF! |  |  | 1440 | #REF!
| 4 x 4 Sq mm copper PVC insulated unsheathed single core cable for 3 phase EB service connection | #REF! | Rmt | 175 | #REF! | 280 | 75600 | 720 | 194400 |  | #REF! |  |  | 1175 | #REF!
| Run of 4 Wires of 6 sqmm PVC insulated single core multi strand | #REF! | Rmt |  | #REF! |  | #REF! |  | #REF! |  | #REF!
| Run of 4 Wires of 10 sqmm PVC insulated single core multi strand | #REF! | Rmt |  | #REF! |  | #REF! |  | #REF! |  | #REF!
112.1 | S & F of Exsaust Fan 225mm dia | #REF! | Each |  | #REF! |  | #REF! |  | #REF! |  | #REF!
| Compact Fluoresent Lamp (CFL) |  |  |  | 0 |  | 0 |  | 0 |  | 0
| a. 14W bulb for Bath & WC | #REF! | Each |  | #REF! |  | #REF! |  | #REF! |  | #REF!
| b. 18w bulb for Bulk Head fittings | #REF! | Each |  | #REF! |  | #REF! |  | #REF! |  | #REF!
| S & F of Bulk head fitting suitable for CFL | #REF! | Each |  | #REF! |  | #REF! |  | #REF! |  | #REF!
44.2 | Rain water harvesting using defunct borewell and providing perforated cover slab |  |  |  | 0 |  | 0 |  | 0 |  | 0
| a). Providing pit (M30) | #REF! | Each |  | #REF! |  | #REF! |  | #REF! |  | #REF!
| b) Augering 30cm dia | #REF! | Rmt |  | #REF! |  | #REF! |  | #REF! |  | #REF!
| Providing Rain water Harvesting well ring of Circular shape of 90mm dia, 60cm depth using Standardised Mix design M20 | #REF! | Each |  | #REF! |  | #REF! |  | #REF! |  | #REF!
257.1 | S&F of M.S. Angle of size 35x35x5mm for staircase steps | #REF! | Rmt |  | #REF! |  | #REF! |  | #REF! |  | #REF!
344.2 | S&F of Bevelled edge mirror 500 x 400 x 5.5mm | #REF! | Each | 5 | #REF! | 8 | 3957.6 | 24 | 11872.8 |  | #REF! |  |  | 37 | #REF!
383 | S&F of Cuddapah sink 600 x 600 x 200mm | #REF! | Each |  | #REF! |  | #REF! |  | #REF! |  | #REF!
383.1 | Providing nosing to the edges of Granite slab Double Nosing PWD SRP-36 | 366.6 | Rmt |  | 0 |  | 0 |  | 0 |  | 0
| Supply and fixing of PVC water supply (ASTM) a.50mm dia | #REF! |  |  | #REF! |  | #REF! |  | #REF! |  | #REF!
384 | S&F of PVC flushing cistern | #REF! | Each |  | #REF! |  | #REF! |  | #REF! |  | #REF!
385 | S&F of cloth drying arrangement | #REF! | Each |  | #REF! |  | #REF! |  | #REF! |  | #REF!
238.1 | Anticorrosive treatment for window grills | #REF! | MT |  | #REF! |  | #REF! |  | #REF! |  | #REF!
71.2 | Supplying and fixing of 32 AMPS Triple pole main switch | #REF! | Each |  | #REF! |  | #REF! |  | #REF! |  | #REF!
80.1 | 450 x 375 x 20 mm thick TW plank | #REF! | Each |  | #REF! |  | #REF! |  | #REF! |  | #REF!
| 3 Nos.of 32Amps - Fuse Unit | #REF! | Each |  | #REF! |  | #REF! |  | #REF! |  | #REF!
| 1 Nos.of 32Amps - Fuse Unit | #REF! | Each |  | #REF! |  | #REF! |  | #REF! |  | #REF!
87.1 | Supplying and delivery of Three phase ELCB/RCCB | #REF! | Each |  | #REF! |  | #REF! |  | #REF! |  | #REF!
| Supply of G.I pipe 40mm dia 'B' Class | #REF! | Rmt |  | #REF! |  | #REF! |  | #REF! |  | #REF!
| Plastic Emulsion paint two coat of Old walls including cost of materials and labours etc.., completed | 272.57 | Sqm | 1813.1 | 494196.667 | 1207 | 248855.639 | 3422.3 | 705599.5471 |  | 0 |  |  | 6442.4 | 1756004.968
38.4.1 | Painting Two coat of OBD over one coat white cement for inner walls including cost of materials and labours etc.., completed | 154.3 | Sqm | 1138 | 175593.4 | 731 | 122157.41 | 3777.1 | 631191.181 |  | 0 |  |  | 5646.1 | 871193.23
| 2 x 4 Sqmm Copper PVC insulated unsheathed single core 1 KV grade cable for EB service single phase. | #REF! | Rmt |  | #REF! |  | #REF! |  | #REF! |  | #REF!
| 40 mm dia GI pipe "B"class | #REF! | Rmt |  | #REF! |  | #REF! |  | #REF! |  | #REF!
| S&F of stainless steel sink 550 x 450 x 200mm ( 1750/112 x100=1562.50 Each) | 1562.5 | Each |  | 0 |  | 0 |  | 0 |  | 0
448.2 | Providing PVC Tee with end cap | #REF! | Each |  | #REF! |  | #REF! |  | #REF! |  | #REF!
| Granite Tiles flooring (Ruby red) using 2'x1', 10mm tk | #REF! | Sqm |  | #REF! |  | #REF! |  | #REF! |  | #REF!
| Providing wooden Melamine polish for new wood work | #REF! | Sqm |  | #REF! |  | #REF! |  | #REF! |  | #REF!
| AAC BLOCK PARTITION WALL IN cm 1:4 of size 600 x 200x100mm |  | Sqm |  | 0 |  | 0 |  | 0 |  | 0
| Providing Shahabad stone flooring | #REF! | sqm |  | #REF! |  | #REF! |  | #REF! |  | #REF!
| Vitrified Tiles flooring (Ivory) | #REF! | Sqm |  | #REF! |  | #REF! |  | #REF! |  | #REF!
| Vitrified Tiles flooring ( colour) | #REF! | Sqm |  | #REF! |  | #REF! |  | #REF! |  | #REF!
s | Concrete designer tiles flooring | #REF! | Sqm |  | #REF! |  | #REF! |  | #REF! |  | #REF!
| Concrete Designer Tiles flooring | #REF! | Sqm |  | #REF! |  | #REF! |  | #REF! |  | #REF!
| Supplying and fixing of Aluminium sliding window |  |  |  | 0 |  | 0 |  | 0 |  | 0
| a. 1.20x1.35m (Two track ) | 3353.03 | Sqm |  | 0 |  | 0 |  | 0 |  | 0
| b. 2.40x1.80m (Two track) | 3169.22 | Sqm |  | 0 |  | 0 |  | 0 |  | 0
| c. 2.40x1.05m (Two track) | 4048 | Sqm |  | 0 |  | 0 |  | 0 |  | 0
| d. 0.90x1.35m (Two track) | 3758.93 | Sqm |  | 0 |  | 0 |  | 0 |  | 0
| supplying and fixing of colour matt finish floor tiles of size 12"x12" ( for officers) | #REF! | Sqm. |  | #REF! |  | #REF! |  | #REF! |  | #REF!
| supplying and fixing of colour matt finish floor tiles of size 12"x12" ( for wall tiles) | #REF! | Sqm. |  | #REF! |  | #REF! |  | #REF! |  | #REF!
Spl. Data | Providing wall panelling using 12mm BWR plywood over 2"x1" aluminium channel to be fixed on wall | #REF! | Sqm |  | #REF! |  | #REF! |  | #REF! |  | #REF!
4.35 | Supply of material and lab ourfor Mineralfbre 600mmx600mm Grid false ceiling work | 915.02 | Sqm |  | 0 |  | 0 |  | 0 |  | 0
| Supplying, fabricating, erecting and fixing Gyp board false ceiling using perforated sheet 10mm thk | 990 | Sqm |  | 0 |  | 0 |  | 0 |  | 0
| Supplying and fixing of 100mm dia GI pipe | 905 | Rmt |  | 0 |  | 0 |  | 0 |  | 0
| Supplying and fixing of Geyser (Data -SD 103) | 8467.3 | Each |  | 0 |  | 0 |  | 0 |  | 0
| Supplying and fixing of CP wall mixer two in one (without telephone shower) including cost of all materials and all labour charges etc complete. CER No.178/13-14 | 3409 | Each |  | 0 |  | 0 |  | 0 |  | 0
| Supplying and fixing of shower arm 9" long including cost of all materials and all labour charges etc. complete CER No.178/13-14 | 1160 | Each |  | 0 |  | 0 |  | 0 |  | 0
| Supplying and fixing of GM wheel valves ISI mark |  |  |  | 0 |  | 0 |  | 0 |  | 0
| a.100mm GM Gate valves | 5640 | Each |  | 0 |  | 0 |  | 0 |  | 0
| b.50mm GM Gate valves | 1340 | Each |  | 0 |  | 0 |  | 0 |  | 0
| c.32mm GM Gate valves | 604 | Each |  | 0 |  | 0 |  | 0 |  | 0
| Wiring with 1.5 sqmm PVC insulated single core multi strand fire retardant flexible copper cable with ISI mark confirming IS: 694:1990. (Modular) |  |  |  | 0 |  | 0 |  | 0 |  | 0
| a. Light point with ceiling rose | 1000.51 | Each |  | 0 |  | 0 |  | 0 |  | 0
| b. Light point without ceiling rose | 1003.51 | Each |  | 0 |  | 0 |  | 0 |  | 0
| Wiring with 1.5 sqmm PVC insulated single core multi strand fire retardant flexible copper cable with ISI mark confirming IS: 694:1990 for 5 amps 5 pin Modular plug socket point @ Convenient Places. | 769.3 | Each |  | 0 |  | 0 |  | 0 |  | 0
| Wiring with 1.5 sqmm PVC insulated single core multi strand fire retardant flexible copper cable with ISI mark confirming IS: 694:1990 for 5 amps 5 pin Modular plug socket point @ Switch Board Itself. | 536.55 | Each |  | 0 |  | 0 |  | 0 |  | 0
| Supplying and laying of 3.5 core 50 sq.mm PVC armoured LTUG cable (below GL) SD-206 | 570 | RMT |  | 0 |  | 0 |  | 0 |  | 0
| Supplying and laying of 3.5 core 50 sq.mm PVC armoured LTUG cable (above GL) SD-224 | 472 | RMT |  | 0 |  | 0 |  | 0 |  | 0
| S&F 3.5 X 35mm LTUG CABLE | 500 | RMT |  | 0 |  | 0 |  | 0 |  | 0
| S&F 3.5 X 25mm LTUG CABLE Above GL | 317 | RMT |  | 0 |  | 0 |  | 0 |  | 0
| S&F 2X6 Sq.mm LTUG CABLE | 176.84 | Rmt |  | 0 |  | 0 |  | 0 |  | 0
| Supplying and fixing of brass cable gland suitable for 3.5 core 50 Sqmm PVC armoured LTUG cable SD 188 | 353 | Each |  | 0 |  | 0 |  | 0 |  | 0
| Supplying and fixing of end termination suitable for 3.5 core 70 Sqmm PVC armoured LTUG cable | 293 | Each |  | 0 |  | 0 |  | 0 |  | 0
| FW 1.80 x 1.65 m ( Eight Leaves) | #REF! | Sqm |  | #REF! |  | #REF! |  | #REF! |  | #REF!
| 1.80 x 1.35 mt.window (Three leaves) | #REF! | Sqm |  | #REF! |  | #REF! |  | #REF! |  | #REF!
| KW 1.20 x 1.05 m (Two leaves) | 5808.54 | Sqm |  | 0 |  | 0 |  | 0 |  | 0
| 1.50 x 1.35 mt.window (three leaves) | 5796.72 | Sqm |  | 0 |  | 0 |  | 0 |  | 0
| 0.75 x 1.35 mt.window ( single leaf) | 5136.1 | Sqm |  | 0 |  | 0 |  | 0 |  | 0
| Aluminium window openable 1.35x1.35m (Two leaves)Cochin House | #REF! | Sqm |  | #REF! |  | #REF! |  | #REF! |  | #REF!
| Aluminium window openable 1.35x1.05m (Two leaves) | #REF! | Sqm |  | #REF! |  | #REF! |  | #REF! |  | #REF!
| Aluminium window openable 1.2x1.35m (Two leaves) | #REF! | Sqm |  | #REF! |  | #REF! |  | #REF! |  | #REF!
| Aluminium window openable 1.80 x 1.65 m =2.97m2 FRENCH WINDOW (Reference Data Nagapattinam AR - Ph-xix | #REF! | Sqm |  | #REF! |  | #REF! |  | #REF! |  | #REF!
| Supply and fixing of 100 amps TPN sheet double break switch with HRC fuse and neutral on suitable angle iron frame work with MS cable entry boxes and PWD earthing(SR-14-15(p-65) | 6950 | Each |  | 0 |  | 0 |  | 0 |  | 0
| Supply and fixing of 200 amps fuse unit SRP-66 | 634 | Each |  | 0 |  | 0 |  | 0 |  | 0
| Supply and fixing of 200 amps TPN switch with HRC fuses sheet steel double break SRP-65, 3 © | 9470 | Each |  | 0 |  | 0 |  | 0 |  | 0
| Supply and fixing of 250 amps cubical type panel board | 293 | Each |  | 0 |  | 0 |  | 0 |  | 0
| Supplying and fixing of SS Soap Tray including cost of all materials and all labour charges etc complete | 704.75 | Each |  | 0 |  | 0 |  | 0 |  | 0
| Supplying and fixing of CP Angle cock including cost of all materials and all labour charges etc complete (SR P-49 2021-2022) | 769 | Each |  | 0 |  | 0 |  | 0 |  | 0
| Supplying and fixing of 25x 3mm Copper flat | 473.5 | Rmt |  | 0 |  | 0 |  | 0 |  | 0
| Supply and fixing of Health faucet approved quality with ISI mark | 994 | Each |  | 0 |  | 0 |  | 0 |  | 0
| S&F TPN 12 way DB encloser (SR-p-80) | 11481.8 | Each |  | 0 |  | 0 |  | 0 |  | 0
| S&F TPN 8 way DB encloser CER No.178/2013-14 | 5325.6 | Each |  | 0 |  | 0 |  | 0 |  | 0
| S&F TPN 6 way DB encloser CER No.178/2013-14 | 8254.6 | Each |  | 0 |  | 0 |  | 0 |  | 0
| S&F TPN 4 way DB encloser CER No.178/2013-14 | 6588 | Each |  | 0 |  | 0 |  | 0 |  | 0
| Supply and fixing of spot light of approved make and company with ISI CFL bulb CER No.178/13-14 | 593 | Each |  | 0 |  | 0 |  | 0 |  | 0
| S&F OF UPVC Windows ( Non Schedule item ) |  |  |  | 0 |  | 0 |  | 0 |  | 0
| a) FW 900 X 2100 | 6300 | Sqm |  | 0 |  | 0 |  | 0 |  | 0
| b) W 1800 X 1650 | 6300 | Sqm |  | 0 |  | 0 |  | 0 |  | 0
| c) W1 1500 X 1650 | 6300 | Sqm |  | 0 |  | 0 |  | 0 |  | 0
| d) W0 2400 X 1650 | 6300 | Sqm |  | 0 |  | 0 |  | 0 |  | 0
| e) W2 1200 X 1650 | 6300 | Sqm |  | 0 |  | 0 |  | 0 |  | 0
| 0 | 6300 | Sqm |  | 0 |  | 0 |  | 0 |  | 0
| g) FW1 4800 X 2300 | 6300 | Sqm |  | 0 |  | 0 |  | 0 |  | 0
| h) FW2 4200 X 2300 | 6300 | Sqm |  | 0 |  | 0 |  | 0 |  | 0
| S & F of sodium vapour lamp with fitting 250watts | 5654 | Each |  | 0 |  | 0 |  | 0 |  | 0
| Supplying and fixing in position of UPVC Ventilator louvered ventilator type for all sizes SR 2021-2022 p-66 | 7720 | Sqm |  | 0 |  | 0 |  | 0 |  | 0
| Supplying and fixing in position of UPVC window of casement type( open) for all sizes SR 2021-2022 p-65 | 7126 | Sqm |  | 0 |  | 0 |  | 0 |  | 0
| Supply and fixing of colour wash basin oval shape CER No.178/2013-14 | 2286.45 | Each |  | 0 |  | 0 |  | 0 |  | 0
| Supplying and Fixing of Rolling shutters of all sizes (under 8m2) PWD SR | 2131 | Sqm |  | 0 |  | 0 |  | 0 |  | 0
| Supplying and fixing of solid core flush door shutter of thickness 35mm |  |  |  | 0 |  | 0 |  | 0 |  | 0
| a) door size 1.80 m x 2.40 (Double leaf) | #REF! | Sqm |  | #REF! |  | #REF! |  | #REF! |  | #REF!
| b) door size 1.80 m x 2.10 (Double leaf) | #REF! | Sqm |  | #REF! |  | #REF! |  | #REF! |  | #REF!
| c) door size 1.50 m x 2.40 (Double leaf) | #REF! | Sqm |  | #REF! |  | #REF! |  | #REF! |  | #REF!
| d). door size 1.50 m x 2.100 (Double leaf) | #REF! | Sqm |  | #REF! |  | #REF! |  | #REF! |  | #REF!
| e). door size 1.200 m x 2.400 (double Leaf) | #REF! | Sqm |  | #REF! |  | #REF! |  | #REF! |  | #REF!
| f). door size 1.200m x 2.100 (Double leaf) | #REF! | Sqm |  | #REF! |  | #REF! |  | #REF! |  | #REF!
| g). door size 1.000 m x 2.100 (Single Leaf) | #REF! | Sqm |  | #REF! |  | #REF! |  | #REF! |  | #REF!
| h). door size 1.00 m x 2.400 (Single Leaf) | #REF! | Sqm |  | #REF! |  | #REF! |  | #REF! |  | #REF!
| i. door size 0.900 m x 2.100 (Single Leaf) | #REF! | Sqm |  | #REF! |  | #REF! |  | #REF! |  | #REF!
| i. door size 0.900 m x 2.400 (Single Leaf) | #REF! | Sqm |  | #REF! |  | #REF! |  | #REF! |  | #REF!
| Providing additional strutting to centering of plain surface. | #REF! | Sqm |  | #REF! |  | #REF! |  | #REF! |  | #REF!
| S & F of Granite slab of size 4'x2', 18 to 20mm Thick For kitchen arrangements (jet black) |  |  |  | 0 |  | 0 |  | 0 |  | 0
| a. In Ground floor | #REF! | Sqm |  | #REF! |  | #REF! |  | #REF! |  | #REF!
| b. In First floor | #REF! | Sqm |  | #REF! |  | #REF! |  | #REF! |  | #REF!
| c. In Second floor | #REF! | Sqm |  | #REF! |  | #REF! |  | #REF! |  | #REF!
| d. In Third floor | #REF! | Sqm |  | #REF! |  | #REF! |  | #REF! |  | #REF!
| S & F of Granite tile of size 2'x 1', 10mm Thick For (jet black) |  |  |  | 0 |  | 0 |  | 0 |  | 0
| a. In Ground floor | #REF! | Sqm |  | #REF! |  | #REF! |  | #REF! |  | #REF!
| b. In First floor | #REF! | Sqm |  | #REF! |  | #REF! |  | #REF! |  | #REF!
| c. In Second floor | #REF! | Sqm |  | #REF! |  | #REF! |  | #REF! |  | #REF!
| c. In Third floor | #REF! | Sqm |  | #REF! |  | #REF! |  | #REF! |  | #REF!
| Aluminum Louvered ventilators |  |  |  | 0 |  | 0 |  | 0 |  | 0
| a. 1.35 x 0.60 mt ventilators | #REF! | Sqm |  | #REF! |  | #REF! |  | #REF! |  | #REF!
| d. 1.0 x 0.60 mt ventilators | #REF! | Sqm |  | #REF! |  | #REF! |  | #REF! |  | #REF!
| a. 0.90 x 0.60 mt ventilators | #REF! | Sqm |  | #REF! |  | #REF! |  | #REF! |  | #REF!
| c. 0.75 x 0.60 mt ventilators | #REF! | Sqm |  | #REF! |  | #REF! |  | #REF! |  | #REF!
| b. 0.60 x 0.60 mt ventilators | #REF! | Sqm |  | #REF! |  | #REF! |  | #REF! |  | #REF!
| Supply & Fixing of MS door (for lockup door ) |  |  |  | 0 |  | 0 |  | 0 |  | 0
| MS door of Size 1000 x 2100mm | #REF! | each |  | #REF! |  | #REF! |  | #REF! |  | #REF!
| MS door of Size 750 x 1350mm | #REF! | Each |  | #REF! |  | #REF! |  | #REF! |  | #REF!
| Supply & Fixing of MS ventilator of size ( lockup) |  |  |  | 0 |  | 0 |  | 0 |  | 0
| MS Ventilator of Size 1350 x 600mm | #REF! | Sqm |  | #REF! |  | #REF! |  | #REF! |  | #REF!
| MS ventilator of size 1200 x 800 mm | #REF! | Sqm |  | #REF! |  | #REF! |  | #REF! |  | #REF!
| MS ventilator of size 1200 x 600 mm | #REF! | Sqm |  | #REF! |  | #REF! |  | #REF! |  | #REF!
| MS ventilator of size 1000 x 800 mm | #REF! | Sqm |  | #REF! |  | #REF! |  | #REF! |  | #REF!
| MS Ventilator of Size 900 x 600mm | #REF! | Sqm |  | #REF! |  | #REF! |  | #REF! |  | #REF!
| MS Ventilator of Size 600 x 600mm | #REF! | Sqm |  | #REF! |  | #REF! |  | #REF! |  | #REF!
| MS Ventilator of Size 1285 x 600mm | #REF! | Sqm |  | #REF! |  | #REF! |  | #REF! |  | #REF!
| Supply and fixing of 19mm dia steam pipe for down rod of fan (SD 106) | 61.8 | Each |  | 0 |  | 0 |  | 0 |  | 0
| Supply and fixing of SS Towel rail (75cm length) CER No.178/13-14 | 405 | Rmt |  | 0 |  | 0 |  | 0 |  | 0
| Supply and fixing of weld mesh of size 7.5x2.5cmx10gauge | 325 | Sqm |  | 0 |  | 0 |  | 0 |  | 0
| Supply and fixing of Chicken mesh | 35 | Sqm |  | 0 |  | 0 |  | 0 |  | 0
| S & F of 15mm dia Engineering Polymer Tap (long body ) for coastal area only | #REF! | Each |  | #REF! |  | #REF! |  | #REF! |  | #REF!
| S & F of 15mm dia Engineering Polymer Tap short body tap for coastal area only | #REF! | Each |  | #REF! |  | #REF! |  | #REF! |  | #REF!
| S & F of CFL road way lighting luminaries suitable for fixing 36w CFL lamp | #REF! | Each |  | #REF! |  | #REF! |  | #REF! |  | #REF!
| Prviding Augering 30 cm dia for compound wall | #REF! | Rmt |  | #REF! |  | #REF! |  | #REF! |  | #REF!
| Finshing the top of Terrace floor with one course of solar reflective Ceramic tiles without base concrete | #REF! | Sqm. |  | #REF! |  | #REF! |  | #REF! |  | #REF!
51. 1 | HDPE water tank 200 lit capacity with ISI mark | #REF! | Each |  | #REF! |  | #REF! |  | #REF! |  | #REF!
| UPVC Non Pressure pipe of SN8 SDR 34 ( S 16.5) as per IS 15328/2003 |  |  |  | 0 |  | 0 |  | 0 |  | 0
| a. 110 mm UPVC Non Pressure pipe | #REF! | Rmt | 30 | #REF! | 75 | 40132.9497 | 20 | 10702.1199 |  | #REF! |  |  | 125 | #REF!
| b. 160 mm UPVC Non Pressure pipe | #REF! | Rmt | 30 | #REF! | 100 | 85917.6967 | 50 | 42958.8483 |  | #REF! |  |  | 180 | #REF!
| PVC Specials as per IS 10124/1982 Part II |  |  |  | 0 |  | 0 |  | 0 |  | 0
| a. 110 mm dia PVC bend (TWAD SR 19-20 P-19 S.No-4 ) | 156 | Each |  | 0 |  | 0 |  | 0 |  | 0
| b. 160 mm dia PVC bend (TWAD SR 19-20 P-19 it-1.5, S.No-4 ) | 497 | Each |  | 0 |  | 0 |  | 0 |  | 0
| PVC Equal Tee as per BIS 7834/1975 |  |  |  | 0 |  | 0 |  | 0 |  | 0
| a. 110 mm dia PVC Equal tee(TWAD SR 19-20 P-19 S.No-9 ) | 186 | Each |  | 0 |  | 0 |  | 0 |  | 0
| b. 160 mm dia PVC Equal tee(TWAD SR 19-20 P-19 S.No-9 ) | 328 | Each |  | 0 |  | 0 |  | 0 |  | 0
| S & F of Indian Water closet white glazed (Oriya type) of size 580 x 440mm with PVC SWR grade ' P' or "S' trap - in G.F. | #REF! | Each |  | #REF! |  | #REF! |  | #REF! |  | #REF!
| S & F of Indian Water closet white glazed (Oriya type) of size 580 x 440mm with PVC SWR grade ' P' or "S' trap- Other than G.F. | #REF! | Each |  | #REF! |  | #REF! |  | #REF! |  | #REF!
| S & F of E.W.C.(White) 500 mm with PVC SWR grade "P" or "S" TRAP | #REF! | Each |  | #REF! |  | #REF! |  | #REF! |  | #REF!
| S & F of E.W.C.( Colour) 500 mm with PVC SWR grade "P" or "S" TRAP | #REF! | Each |  | #REF! |  | #REF! |  | #REF! |  | #REF!
| French window ( SP Perambalur) |  |  |  | 0 |  | 0 |  | 0 |  | 0
| a. FW (2.1 x 2.0 m ) 3 bay openable | 3783.48 | Sqm |  | 0 |  | 0 |  | 0 |  | 0
| b.FW 1 (1.80 x 2.0 m )3 bay openable | 4084.7 | Sqm |  | 0 |  | 0 |  | 0 |  | 0
| c. FW 2 (1.20 x 2.0 m ) 2 bay openable | 4084.71 | Sqm |  | 0 |  | 0 |  | 0 |  | 0
| d.FW 3 (0.75 x 2.0 m ) Single bay openable | 4532.85 | Sqm |  | 0 |  | 0 |  | 0 |  | 0
| e. FD/ FW (0.57 x 2.0 m )Single bay openable | 5387.75 | Sqm |  | 0 |  | 0 |  | 0 |  | 0
| f. 1.50 x 2.00 mt.window sankar nagar DSP | #REF! | Sqm |  | #REF! |  | #REF! |  | #REF! |  | #REF!
| Wiring with 1.5 sqmm PVC insulated single core multi strand fire retardant flexible copper cable with ISI mark confirming IS: 694:1990. ( PVC Box , Fire Retarded Box) For Coastal only |  |  |  | 0 |  | 0 |  | 0 |  | 0
| a. Light point with ceiling rose | 1493.5 | Each |  | 0 |  | 0 |  | 0 |  | 0
| b. Light point without ceiling rose | 1496.5 | Each |  | 0 |  | 0 |  | 0 |  | 0
| c. Calling bell point with Buzzer/Calling bell | 1526.1 | Each |  | 0 |  | 0 |  | 0 |  | 0
| Wiring with 1.5 sqmm PVC insulated single core multi strand fire retardant flexible copper cable with ISI mark confirming IS: 694:1990 for Fan point.(PVC Electrical Box ) | 1547.2 | Each |  | 0 |  | 0 |  | 0 |  | 0
| Wiring with 1.5 sqmm PVC insulated single core multi strand fire retardant flexible copper cable with ISI mark confirming IS: 694:1990 for Staircase Light Point.(PVC Electrical Box ) | 2795.5 | Each |  | 0 |  | 0 |  | 0 |  | 0
67.1 | Wiring with 1.5 sqmm PVC insulated single core multi strand fire retardant flexible copper cable with ISI mark confirming IS: 694:1990 for 5 amps 5 pin plug socket point @ Switch Board Itself. | 765 | Each |  | 0 |  | 0 |  | 0 |  | 0
| Wiring with 1.5 sqmm PVC insulated single core multi strand fire retardant flexible copper cable with ISI mark confirming IS: 694:1990 for 5 amps 5 pin plug socket point @ Convenient Places.(PVC Electrical Box ) | 1038 | Each |  | 0 |  | 0 |  | 0 |  | 0
| Supplying and fixing of 15 Amps 3 pin flush type plug using ( PVC Box , Fire Retarded Box) | 133.5 | Each |  | 0 |  | 0 |  | 0 |  | 0
| Fabrication of Mild steel / RTS grills (without cement slurry) for all sizes of rods.(BINDING WIRE insulated with PVC) | #REF! | MT |  | #REF! |  | #REF! |  | #REF! |  | #REF!
| PVC SWR 110 mm dia with ISI mark type- A for Rain water down fall pipe(UPVC SPECIAL CLAMP ) | #REF! | Rmt |  | #REF! |  | #REF! |  | #REF! |  | #REF!
| Supply and fixing in posistion of 6 rows of 10 guage GI barbed wire 20 guage | #REF! |  |  | #REF! |  | #REF! |  | #REF! |  | #REF!
| Supply ,laying & jointing the following pipes as per ASTM D 1785 of schedule 40 with UPVC Specials |  |  |  | 0 |  | 0 |  | 0 |  | 0
| a. 32 mm dia | #REF! | Rmt |  | #REF! |  | #REF! |  | #REF! |  | #REF!
| b. 25 mm dia | #REF! | Rmt |  | #REF! |  | #REF! |  | #REF! |  | #REF!
| c. 20mm dia PVC water supply ASTM pipe (fully consealed in walls) | #REF! | Rmt |  | #REF! |  | #REF! |  | #REF! |  | #REF!
| Providing Colour Marble chips of size 10mm and below using 70.20Kgs of cement and 15 cum of Colour Marble chips for every 10 sqm over the existing plastered surface ( For coastal area) | #REF! | Sqm |  | #REF! |  | #REF! |  | #REF! |  | #REF!
| S & F of 15mm dia half turn CP long body tap | #REF! | Each |  | #REF! |  | #REF! |  | #REF! |  | #REF!
| S & F of 15mm dia half turn CP short body tap | #REF! | Each |  | #REF! |  | #REF! |  | #REF! |  | #REF!
| S & F of MS angle of size 50x 50x 5mm | 51.4 | Kg |  | 0 |  | 0 |  | 0 |  | 0
| Granite Tiles flooring in cm1:3,20mm thk sathali steel/ grey | #REF! | Sqm |  | #REF! |  | #REF! |  | #REF! |  | #REF!
1.9.3.1 | Bored cast sit piles installation of vertical cast in Situ Bored piles of following dia using Standardised concrete mix M30 Grade) as per nagapattinam data For Coastal area |  |  |  | 0 |  | 0 |  | 0 |  | 0
| a.500mm dia pile | 3529.84 | Rmt |  | 0 |  | 0 |  | 0 |  | 0
| b.450mm dia pile | 3091.82 | Rmt |  | 0 |  | 0 |  | 0 |  | 0
| c.400mm dia pile | 2699.36 | Rmt |  | 0 |  | 0 |  | 0 |  | 0
| Removing of clay from pile inlucing conveyance charges, loading and unloading charges etc.,all complete | 0 |  |  | 0 |  | 0 |  | 0 |  | 0
| Chipping of RCC pile head of 500mm Dia of pile to the required cut off level and clearing away the debris from site with an average lead of 5 km etc. |  |  |  | 0 |  | 0 |  | 0 |  | 0
| a.500mm dia pile | 764.05 | Rmt |  | 0 |  | 0 |  | 0 |  | 0
| b.450mm dia pile | 619.82 | Rmt |  | 0 |  | 0 |  | 0 |  | 0
| c.400mm dia pile | 491.17 | Rmt |  | 0 |  | 0 |  | 0 |  | 0
| Mobilization Charges inclusive of Transportation to site assembling and Dismantling the rotary pile equipment employed for the works etc.(Qtn) | 40000 | No |  | 0 |  | 0 |  | 0 |  | 0
| Conducting Routine vertical compression load test for bored cast in situ RCC piles of various dia by direct loading in accordance with IS 2911(PART IV)1985 excluding cost of pile and dismantling the same after testing, includung finishing pile head etc.(CER .no.60/2016-2017. Est Cochin house) | 70000 | No |  | 0 |  | 0 |  | 0 |  | 0
| False ceiling with plain gybsum board (as per PWD SR. rate 2017-18, Anx- VI -It- 154 -a) | 713.54 | Sqm |  | 0 |  | 0 |  | 0 |  | 0
| Wiring with 1.5 sqmm PVC insulated single core multi strand fire retardant flexible copper cable with ISI mark confirming IS: 694:1990. (Open wiring) |  |  | 0 | 0 | 0 | 0 | 0 | 0 |  | 0
| a. Light point with ceiling rose | #REF! | Each | 45 | #REF! | 66 | 59069.725 | 144 | 128879.4 |  | #REF! |  |  | 255 | #REF!
| b. Light point without ceiling rose | #REF! | Each | 25 | #REF! | 24 | 21527.9 | 96 | 86111.6 |  | #REF! |  |  | 145 | #REF!
| calling bell | #REF! |  |  | #REF! |  | #REF! |  | #REF! |  | #REF!
| Wiring with 1.5 sqmm PVC insulated single core multi strand fire retardant flexible copper cable with ISI mark confirming IS: 694:1990 for 5 amps 5 pin plug socket point @ Convenient Places.(Open wiring) | #REF! | Each | 20 | #REF! | 24 | 16559.904 | 72 | 49679.712 |  | #REF! |  |  | 116 | #REF!
| Wiring with 1.5 sqmm PVC insulated single core multi strand fire retardant flexible copper cable with ISI mark confirming IS: 694:1990 for 5 amps 5 pin plug socket point @ Switch Board Itself.(Open wiring) | #REF! | Each | 25 | #REF! | 32 | 26719.9467 | 72 | 60119.88 |  | #REF! |  |  | 129 | #REF!
| Wiring with 1.5 sqmm PVC insulated single core multi strand fire retardant flexible copper cable with ISI mark confirming IS: 694:1990 for Fan point .(Open wiring) | #REF! | RMT |  | #REF! |  | #REF! |  | #REF! |  | #REF!
| Aluminium Partition wall 1/3 5.5mm thick glass & 2/3 Novapan sheet 12mm thick outer top and bottom | #REF! | Sqm |  | #REF! |  | #REF! |  | #REF! |  | #REF!
| Supply and fixing of colour matt finish door 15 microns double leaf door ( 1500 x 2100 mm) | #REF! | Sqm |  | #REF! |  | #REF! |  | #REF! |  | #REF!
| Supply and fixing of colour matt finish door 15 microns double leaf door ( 1000 x 2100 mm) | #REF! | Sqm |  | #REF! |  | #REF! |  | #REF! |  | #REF!
| supplying and fixing of colour matt finish floor tiles of size 12"x12" floor tiles | #REF! | Sqm |  | #REF! |  | #REF! |  | #REF! |  | #REF!
| supplying and fixing of colour matt finish floor tiles of size 12"x18" for wall tiles | #REF! | Sqm |  | #REF! |  | #REF! |  | #REF! |  | #REF!
| Supply and fixing of 20 Amps DP plug and socket in sheet enclosure with 32 A DP MCB in Flush with wall with earth connection ( For AC Plug ) Legrand ( MDS) / Hager( L& T) Equivalent/ Superior variety Ele SD -140 /2020-2021 | 1830 | Each |  | 0 |  | 0 |  | 0 |  | 0
| Supplying nd laying of 1000 x 1000 x 300mm size ms 16 swg powder coated cable terminal box with two compartment with necessary bus bar connected with TNEB etc., | #REF! | Each |  | #REF! |  | #REF! |  | #REF! |  | #REF!
| Supplying and fixing of 200 Amps metal clad switch with rewirable fuse units, (Revised PWD SR 18-19Pg.no.80 it-J Part c) | 8100 | Each |  | 0 |  | 0 |  | 0 |  | 0
| Supply and Laying Rubber Moulded Hyraulic Pressed Paver Block 83 mm thick including labour charges for laying etc ( as per DB/1469/2018) | 829 | Each |  | 0 |  | 0 |  | 0 |  | 0
| Supplying and fixing of 250 Watts Metal halide Flood light etc., CER.No.28/2020-2021 | 8460 | Each |  | 0 |  | 0 |  | 0 |  | 0
21.6 | R.C.C.Door frames of size 100 x 75mm with one edge grooves size 't' x 20 mm ( with out M20 or M30 grade old data ) |  |  |  | 0 |  | 0 |  | 0 |  | 0
| a. 900 x 2100 mm | #REF! | Each |  | #REF! |  | #REF! |  | #REF! |  | #REF!
| c. 1200 x 2100 mm | #REF! | Each |  | #REF! |  | #REF! |  | #REF! |  | #REF!
| d. 750 x 2100 mm | #REF! |  |  | #REF! |  | #REF! |  | #REF! |  | #REF!
| c. 1000 x 2100 mm | #REF! | Each |  | #REF! |  | #REF! |  | #REF! |  | #REF!
| Supply and fixing of 9 watts LED bulb PWD SR P-115 | 134 | Each | 25 | 3350 | 32 | 4320 | 96 | 12960 |  | 0 |  |  | 153 | 20502
| Supply and fixing of 4' 18 watts LED Tube Light PWD SR P-114 | 642 | Each | 25 | 16050 | 32 | 22080.064 | 96 | 66240.192 |  | 0 |  |  | 153 | 98226
| Supply and fixing of Bulk Head fitting suitable for 12W LED Bulb | 462 | Each | 14 | 6468 | 8 | 4136.0267 | 30 | 15510.1 |  | 0 |  |  | 52 | 24024
| Supply, fiing of 25W LED street light etc., | 2991 | Each | 10 | 29910 | 10 | 33670 | 18 | 60606 |  | 0 |  |  | 38 | 113658
| Supply and fixing of 12 watts LED bulb (qtn) | 170 | Each | 14 | 2380 | 8 | 1360 | 30 | 5100 |  | 0 |  |  | 52 | 8840
| Supply and fixing of Prepainting G.I. Window/ Ventilator with Grill( PWDSR-18-19)P-56 it-190 | 5350 | Each |  | 0 |  | 0 |  | 0 |  | 0
| Wallputty ( one coat) | #REF! | Each |  | #REF! |  | #REF! |  | #REF! |  | #REF!
| External electrical arrangements |  | Each |  | 0 |  | 0 |  | 0 |  | 0
| Supply and erection of 125 Amps capacity floor mounting panel board (Cubical type) | 34607 | Each |  | 0 |  | 0 |  | 0 |  | 0
| Supplying of 4x16 sqmm PVC armoured LTUG cable (SD 203) (below ground level) | 410 | Each |  | 0 |  | 0 |  | 0 |  | 0
| Supply and fixing of brass cable gland for 4x16 sqmm PVC armoured LTUG cable (above ground level) (SD 221) | 301 | Each |  | 0 |  | 0 |  | 0 |  | 0
| Supplying and fixing of aluminium Crimping lugs for end termination for 4 core 10 sqmm LTUG cable PWD SR 2020-21 Page.no:91 |  | Each |  | 0 |  | 0 |  | 0 |  | 0
| Run of 4 Wires of 6 sqmm PVC insulated single core multi strand fire retardant flexible copper cable with ISI mark confirming IS: 694:1990. | 403 | Each |  | 0 |  | 0 |  | 0 |  | 0
| Supplying and fixing 25W LED street light with necessary fittings | 2780 | Each |  | 0 |  | 0 |  | 0 |  | 0
| Supply and fixing of 6 way TPN MCB distribution board with bus bar and 3 phase MCB (SR) | 2240 | Each |  | 0 |  | 0 |  | 0 |  | 0
| External water supply arrangements |  | Each |  | 0 |  | 0 |  | 0 |  | 0
| Drilling of 150mm dia vertical bores in hard rock area including drilling of 180mm dia pilot bore well to the required depth as directed by the departmental officers including labour charges for inserting casing pipe assembling in the drilled holes including pasting the jointing with solvent cement if necessary grouting the casing pipes, etc and including transporting charges of drilling rig and supporting vehicles from one place to another for all depths below G.L. etc all complete. | 295 | Each |  | 0 |  | 0 |  | 0 |  | 0
| Supplying and delivery of 165mm dia outer dia/ suitable for 150mm dia borewell PVC casing pipe of 6kg/sq. cm and approved quality with ISI mark confirming to ISI specifications as per 12818/1992 for borewells with average wall thickness of 6.10mm and inner / outer threaded ends at standard length of 3.0m including transporting charges to site of work, etc all complete (TWAD SR19-20 p-22) | 549 | Each |  | 0 |  | 0 |  | 0 |  | 0
| Supplying and fixing of 165mm dia PVC end cap for borewell of best approved quality with ISI mark confirming to IS spwcifications, including cost of materials, conveyance at site and labour charges for fixing in position etc all complete (TWAD SR19-20 p-26) | 91 | Each |  | 0 |  | 0 |  | 0 |  | 0
| Supply and delivery of clear water vertical wet type 5 HP submersible pumpset (Duty 50 lpm x 175 m) suitable for 150mm dia borewell conforming to IS 8034/2002 with latest amendments and BEE 3 Star Rated capable of discharging noted LPM against head of water column due to all causes. The pump shall be with stainless steel shaft and dynamically balanced bronze or Cast SS impeller, brass screws and CI FG 200 grade pump bowl/dif user with ISI mark. The pump shall be directly coupled to a continues rated two pole suitable wet type vertical squirrel cage induction motor as per IS9283 suitable for operation in AC 3 phase 415 V+/- 10 %, 50 HZ +/- 5 % and as directed by the departmental officers. (Reputed brand like kirloskar, texmo or equivalent) (TWAD SR19-20 p-104) | 52204 | Each |  | 0 |  | 0 |  | 0 |  | 0
| Supplying and Fixing of MS fabricated DOL 5 HP Panel control Board of wall mounting type with ISI mark with AmMetre, Volt Metre indicating lamps ON/OFF push button with necessary conductors and Single Phase cum dry run preventer, relay suitable for the above including the wire for fixing sensor in all respects and as directed by the departmental officers. PWD 2021-22 p105 | 13260 | Each |  | 0 |  | 0 |  | 0 |  | 0
| Labour charges for 5 HP borewell submersible & 5 HP Openwell Submersible pumpset in borewell / Openwell including fixing and jointing submersible cable with proper clamps upto the srarter to required depth and also fixing of riser pipes to the required depth valves erection clamps, pressure gauges upto the exterior wall of pump room and erection of panel board consisting of TPICN switches starter, voltmeter, ammeter, three pilot (indicating) lamps capacitor single phasing preventor, water level guard and laying and jointing the cables and twin earthing as per IE rules etc. complete and testing the pumpset for trail run of 10 days.(TWAD SR19-20 p-297) | 8559.95 | Each |  | 0 |  | 0 |  | 0 |  | 0
| Supply and delivery of 3 HP Open well Submersible pump set (Duty 50 lpm x 100m) conforming to IS 14220 /2002 and as amended and BEE 3 Star Rated capable of discharging the following duties due to all causes. The pump shall be with stainless steel shaft and dynamically balanced bronze mixed type impeller, CI FG 200 grade casing and brass screws and rotor shall be of copper rod as per IS 613/1984 with ISI mark. The pump should be directly coupled to 2880 rpm, 3 phase, 50 Hz (±5), 415V+6% & 415V-15% squirrel cage induction motor suitable for DOL upto 3 HP, Fully Automatic Air break Star Delta up to 20 HP and Auto Transformer starter for above 20 HP starting and for continuous operationand as directed by the departmental officers. (TWAD SR19-20 p-107) | 29643 | Each |  | 0 |  | 0 |  | 0 |  | 0
| Supply & Fixing of stater for 3 HP Open well submersible motor with two level guard auto start with ISI mark (TWAD SR19-20 p-117) | 12650 | Each |  | 0 |  | 0 |  | 0 |  | 0
| Supplying and fixing of 4sqmm Pvc insulated and unsheated 3 core flat type copper cable of approved quality with ISI mark ,etc all complete.(TWAD SR 20-21) | 166 | Each |  | 0 |  | 0 |  | 0 |  | 0
| Supplying and fixing of 32mm dia adopter for connecting submerssible pumpset with UPVC pipe etc. | 70 | Each |  | 0 |  | 0 |  | 0 |  | 0
| Supply and fixing of 32mm dia UPVC Pipes of best approved quality, with ISI mark including cost and conveyence and fixing in position etc., all complete in all respects complying with relevant standard specification and as directed by the departmental officer (The brand and quality of the 'U' PVC pipe should be got approved from EE before use) (PWD SR 2020-21 p-106) | 126 | Each |  | 0 |  | 0 |  | 0 |  | 0
| Supplying, delivering and fixing of 16mm thick Nylon Rope, tying with the open well submersible pump and connecting at the top of well with necessary clamps etc., complete. (PWD SR 2020-21 p-105) | 60.6 | Each |  | 0 |  | 0 |  | 0 |  | 0
| Supply and fixing of Three Phase Distribution Board with 4 way TPN double door MCB DB 40 Amps 4 Pole ELCB - 1, 6Amps to 32 amps SP MCB - 12 No's with necessary cutting work etc., including cost of all materials and fixing charges all complete. CER NO.267/2018-19 | 11750 | Each | 5 | 58750 | 8 | 94000 | 24 | 282000 |  | 0 |  |  | 37 | 434750
| supplying and delivery of the following dia Of GI Pipe 'B' Class with ISI in etc above G.L |  |  | #REF! | #REF! | 0 | 0 | #REF! | #REF! |  | 0
| a) 25 mm Dia GI Pipe B Class Above ground level | 215 | RMT |  | 0 |  | 0 |  | 0 |  | 0
| b) 50 mm Dia GI Pipe B Class Above ground level | 380 | RMT | #REF! | #REF! | 0 | 0 | #REF! | #REF! |  | 0
| c) 65 mm dia GI Pipe Below ground level | 450 | RMT |  | 0 |  | 0 |  | 0 |  | 0
| Supplying and laying of the following GI specials including cost of clamping and labour charges, fixing G I pipes etc complete, all complete and as directed by the departmental officers |  |  |  | 0 |  | 0 |  | 0 |  | 0
| a) 50mm x 32mm reducer (TWAD SR) | 73 | Each |  | 0 |  | 0 |  | 0 |  | 0
| b) 80mm dia GI pipe (PWD SR) | 584 | Each |  | 0 |  | 0 |  | 0 |  | 0
| c) 50mm dia Hex Nipple (PWD SR) | 87 | Each |  | 0 |  | 0 |  | 0 |  | 0
| d)50mmm dia union (PWD SR) | 266.3 | Each |  | 0 |  | 0 |  | 0 |  | 0
| e) 80mm dia GI bend (PWD SR) | 366 | Each |  | 0 |  | 0 |  | 0 |  | 0
| f) 50mm Tee (PWD SR) | 139.8 | Each |  | 0 |  | 0 |  | 0 |  | 0
| g)80mm dia GI coupling (PWD SR) | 256 | Each |  | 0 |  | 0 |  | 0 |  | 0
| h) 65mm dia Gun Metal Non return valve (TWAD SR) | 1881 | Each |  | 0 |  | 0 |  | 0 |  | 0
| j) 32mm dia Gun Metal Gate valve (PWD SR) below ground level | 746 | Each |  | 0 |  | 0 |  | 0 |  | 0
| Supplying and fixing of Pvc of 10kg/cm² including labour charge etc complete |  |  |  | 0 |  | 0 |  | 0 |  | 0
[5 empty] | 0 |  | 0 |  | 0 |  | 0
| Supplying and fixing of Pvc of 10kg/cm² including labour charge etc complete 50 mm dia | 285 | Rmt |  | 0 |  | 0 |  | 0 |  | 0
| Supplying and delivery of following dia PVC Pipe( 10kg for .per.cm2)specials with ISI mark of best quality confirming to IS specification including cost of materials and conveyance etc., all complete and as directed by the departmental officers. |  |  |  | 0 |  | 0 |  | 0 |  | 0
| a) 50mm dia Tee (PWD SR) | 36.8 | Each |  | 0 |  | 0 |  | 0 |  | 0
| b) 50mm dia Elbow (PWD SR) | 24.5 | Each |  | 0 |  | 0 |  | 0 |  | 0
| c)40mm x 32mm dia reducer (PWD SR) | 11.4 | Each |  | 0 |  | 0 |  | 0 |  | 0
| d)50mm x 40mm dia reducer (PWD SR) | 19.6 | Each |  | 0 |  | 0 |  | 0 |  | 0
| h)32mm dia MTA | 14 | Each |  | 0 |  | 0 |  | 0 |  | 0
| i)32mm dia FTA | 13 | Each |  | 0 |  | 0 |  | 0 |  | 0
| Supply and fixinng of 50mm dia MS bore well clamp set best approved quality including cost of bolts, nuts and conveyance etc (TWAD SR) | 197 | Each |  | 0 |  | 0 |  | 0 |  | 0
| Supplying and fixing of Aluminium die castel letters including labour charge etc complete. CER.No.28/2020-21 |  |  |  | 0 |  | 0 |  | 0 |  | 0
| Supplying and fixing of Aluminium TNPHC Emblem of 18" height | 4200 | Nos |  | 0 |  | 0 |  | 0 |  | 0
| Supply and fixing of 12" Height Aluminium letters | 840 | Nos |  | 0 |  | 0 |  | 0 |  | 0
| Supply and fixing of 9" Height Aluminium letters | 720 | Nos |  | 0 |  | 0 |  | 0 |  | 0
| Supply and fixing og 5" dia plastic foam plate of 3mm tk with 3" height numbers | 150 | Nos |  | 0 |  | 0 |  | 0 |  | 0
| Supply and fixing of 20"x5" plastic foam name plate with vinyl cutting letters | 320 | Nos |  | 0 |  | 0 |  | 0 |  | 0
| Supply and fixing of 24"x8" plastic foam name plate with vinyl cutting letters | 450 | Nos |  | 0 |  | 0 |  | 0 |  | 0
| Supply and fixing of SFRC Manhole cover with frame with locking arrangements |  |  | 0 | 0 | 0 | 0 | 0 | 0 |  | 0
| a.600mmx600mm | 2675 | Each | 5 | 13375 | 5 | 13505 | 10 | 27010 |  | 0
| b.300mmx300mm | 500 | Each |  | 0 |  | 0 |  | 0 |  | 0
| Providing of PVC beeding for suitable size for corner of wall tile | 90.9 | Rmt |  | 0 |  | 0 |  | 0 |  | 0
| Supplying and Delivery of "Godraj Navtal" lock 6 lever with three keys (Quotation) | 364.41 | Nos |  | 0 |  | 0 |  | 0 |  | 0
| Supplying of Aluminium ladder 15 feet length (Quotation) | 6250 | Rmt |  | 0 |  | 0 |  | 0 |  | 0
| Safety Firest 4 Kg Fire Extinguisher Mono Ammonium Phosphate powder, stored pressure Type, pressure gauge, Gross weight 8 Kg | 1850 | Kg |  | 0 |  | 0 |  | 0 |  | 0
| Safty first fire 4.5 Kg, Co2 Gas type Fire xtinguisher, Easy weight management used unused mechanism, Gross weight 19.1Kg, empty weight 14.6 Kg, Can Height 857mm, diameter 140mm, dischare Time less than 10 sec. | 5750 | Kg |  | 0 |  | 0 |  | 0 |  | 0
| Prividing 300mm dia auger pile | 809.99 | Rmt |  | 0 |  | 0 |  | 0 |  | 0
| Drilling of borewell anywhere including transportation from one place to another place in alluvial soil or sedimentary starta mud circulation method 150mm dia |  |  |  | 0 |  | 0 |  | 0 |  | 0
| (a) Drilling of borewell in upto 60m (TWAD SR 2019-20 p-293) | 551.04 | Rmt. |  | 0 |  | 0 |  | 0 |  | 0
| Drilling of 150mm dia vertical bores in hardrock formation to any required depth using "DTH Rig" |  |  |  | 0 |  | 0 |  | 0 |  | 0
| (a) Drilling of borewell in rock area (DTH) | 450 | Rmt. |  | 0 |  | 0 |  | 0 |  | 0
| Reaming of borewell from 150mm dia pilot bore up to 300mm dia bore |  |  |  | 0 |  | 0 |  | 0 |  | 0
| (a) upto 60m (TWAD SR 2019-20 p-294) | 374.5 | Rmt |  | 0 |  | 0 |  | 0 |  | 0
| (b) above 60m to 90m (TWAD SR 2019-20 p-294) | 397.59 | Rmt |  | 0 |  | 0 |  | 0 |  | 0
| Supply and delivery of 150 mm OD of PVC casing pipes [6Kg/CM2] as per IS 12818 / 1992 of approved quality for borewells (TWAD SR 2020-21) | 442 | Rmt |  | 0 |  | 0 |  | 0 |  | 0
| Supply and delivery of 150 mm OD ribbed screen pipes [6Kg/CM2] as per IS 12818 / 1992 of approved quality confirming of ISI mark of borewells (TWAD SR 2020-21) | 722 | Rmt |  | 0 |  | 0 |  | 0 |  | 0
| Labour Charges for inserting PVC casing pipes assembly (with slots or without slots) in the drilled hole (TWAD SR 2020-21) | 325.9 | Rmt. |  | 0 |  | 0 |  | 0 |  | 0
| Supply and fixing of 160 mm dia PVC endcap for borewell bottam and top cover including all cost. (TWAD SR 2020-21) | 97 | no |  | 0 |  | 0 |  | 0 |  | 0
| Charges for developing the borewell for the entire depth with air compressor of 300cfm capacity [Minimum 8 hours] (TWAD SR 2020-21) | 1709.45 | Hour |  | 0 |  | 0 |  | 0 |  | 0
| Supplying and delivery of following materials |  |  |  | 0 |  | 0 |  | 0 |  | 0
| a) MS Clamp set | 170 | Nos |  | 0 |  | 0 |  | 0 |  | 0
| a). 12mm Nylon rope (PWD SR 2021-2022 p-105) | 61.2 | Rmt |  | 0 |  | 0 |  | 0 |  | 0
| b). 40MM Dia HDPE PIPES (PWD SR 2021-2022, Pg No. 105) | 117 | Rmt. |  | 0 |  | 0 |  | 0 |  | 0
| d) 32mm dia Gate valve | 746 | Nos |  | 0 |  | 0 |  | 0 |  | 0
| e) 2.5 sqmm 3 core flat cable | 108 |  |  | 0 |  | 0 |  | 0 |  | 0
| Supplying, laying, fixing and jointing of 40mm dia PVC pipe (Below Ground level) | 310 | Rmt. | 70 | 21700 | 50 | 17000 | #REF! | #REF! |  | 0 |  |  | #REF! | #REF!
| Supplying, laying, fixing and jointing of 40mm dia UPVC pipe (Above Ground level) | 298.87 | Rmt. |  | 0 |  | 0 |  | 0 |  | 0
| Supply and delivery of Openwell Submersible motor pumpset | 22864 | Nos |  | 0 |  | 0 |  | 0 |  | 0
| Labour charges for the erection of submersible pumpset in borewell/openwell | 9758.34 | Nos |  | 0 |  | 0 |  | 0 |  | 0
| Supply and delivery of Submersible motor pumpset without panel board of 1.5 HP capacity 20 LPMx125m head of electric motor pump set (TWAD SR 2020-21) | 28679 | Nos |  | 0 |  | 0 |  | 0 |  | 0
| Supplying and fixing of single phase panel board, DOL with two level guard and auto start for 1.5 HP (TWAD SR 2020-21) | 5775 | Each |  | 0 |  | 0 |  | 0 |  | 0
| Labour charges for laying of flat cable above ground level | 97 | Rmt |  |  |  | 0 |  | 0 |  | 0
| Labour charges for laying of flat cable below ground level | 150 | Rmt |  |  |  | 0 |  | 0 |  | 0
| Supply and delivery of Plumbing fittings | [5 empty] | 0 |  | 0 |  | 0
| a) 50mm non return valve (TWAD SR 2020-21) | 1927.8 | Nos |  |  |  | 0 |  | 0 |  | 0
| b) 50mm Gate valve (PWD SR 2021-22) | 1229 | Nos |  |  |  | 0 |  | 0 |  | 0
| c) 50mm Union (PWD SR 2021-22) | 266.3 | Nos |  |  |  | 0 |  | 0 |  | 0
| d) 50mm G.I. Pipe (PWD SR 2021-22) | 209 | Nos |  |  |  | 0 |  | 0 |  | 0
| e) 50mm G.I. Bend (PWD SR 2021-22) | 116.3 | Nos |  |  |  | 0 |  | 0 |  | 0
| f) 50 mm dia GI coupling (PWD SR 2021-22) | 69.8 | Each |  |  |  | 0 |  | 0 |  | 0
[7 empty] | 0 |  | 0 |  | 0
| Supply and fixing ofTNEB Meter board suitable for 3 phase 63 A service connection made up of suitable angle ( electrical SD 129) | 4312 | Each | 5 | 21560 | 8 | 37168 | 24 | 111504 |  |  |  |  | 37 | 159544
[7 empty] | 0 | [7 empty] | #REF!
| #REF! | #REF! | Cum | [6 empty] | #REF! | #REF!
| #REF! | #REF! | Sqm | [6 empty] | #REF! | #REF!
| Total | #REF! |  |  | #REF! |  | #REF! |  | #REF! |  | #REF! |  | 0.01 | * |  | #REF! | 0 | #REF!
[5 empty] | 0 |  | 0 |  | 0 |  | 0 |  | 0 |  | 0
| MS door of Size 1000 x 2100mm |  | Each |  | 0 |  | 0 |  | 0 |  | 0 |  | 0 | #REF! | #REF!
| MS door of Size 750 x 1350mm |  | Each |  | 0 |  | 0 |  | 0 |  | 0 |  | 0 | #REF! | #REF!
| MS Ventilator of Size 900 x 600mm | #REF! | Sqm |  | #REF! |  | #REF! |  | #REF! |  | #REF! |  | #REF! | #REF! | #REF!
| MS Ventilator of Size 600 x 600mm | #REF! | Sqm |  | #REF! |  | #REF! |  | #REF! |  | #REF! |  | #REF! | #REF! | #REF!
| MS Ventilator of Size 1285 x 600mm | #REF! | Sqm |  | #REF! |  | #REF! |  | #REF! |  | #REF! |  | #REF! | #REF! | #REF!
| MS Ventilator of Size 1350 x 600mm |  | Sqm |  | 0 |  | 0 |  | 0 |  | 0 |  | 0 | #REF! | #REF!
| TW double leaves shutter of size 1800 x 2100mm |  | Sqm |  | 0 |  | 0 |  | 0 |  | 0 |  | 0 | #REF! | #REF!
| Ornamental TW double leaves panelled shutter of size 1800 x 2100mm |  | Sqm |  | 0 |  | 0 |  | 0 |  | 0 |  | 0 | #REF! | #REF!
| Ornamental TW double leaves panelled shutter of size 1800 x 2400mm |  | Sqm |  | 0 |  | 0 |  | 0 |  | 0 |  | 0 | #REF! | #REF!
| 1500 liters capacity of HDPE Water Tank | 12300 | Each |  | 0 |  | 0 |  | 0 |  | 0 |  | 0 | #REF! | #REF!
| Providing shahabad stone flooring | #REF! | Sqm |  | #REF! |  | #REF! |  | #REF! |  | #REF! |  | #REF! | #REF! | #REF!
| Eurocon Tiles flooring | #REF! | Sqm |  | #REF! |  | #REF! |  | #REF! |  | #REF! |  | #REF! | #REF! | #REF!
| Vetrified Tiles flooring | #REF! | Sqm |  | #REF! |  | #REF! |  | #REF! |  | #REF! |  | #REF! | #REF! | #REF!
| kota stone flooring | #REF! | Sqm |  | #REF! |  | #REF! |  | #REF! |  | #REF! |  | #REF! | #REF! | #REF!
| Granite Tiles flooring | #REF! | Sqm |  | #REF! |  | #REF! |  | #REF! |  | #REF! |  | #REF! | #REF! | #REF!
| Plastering with ccccm 1:3, 12mm mixed with WPC | #REF! | Sqm |  | #REF! |  | #REF! |  | #REF! |  | #REF! |  | #REF! | #REF! | #REF!
| HDPE water tank 5000 lit capacity | 41000 | Each |  | 0 |  | 0 |  | 0 |  | 0 |  | 0 | #REF! | #REF!
| #REF! | #REF! | Sqm |  | #REF! |  | #REF! |  | #REF! |  | #REF! |  | #REF! | #REF! | #REF!
| TW Panelled Door 1500 X 2100MM (Double leaves) | #REF! | Sqm |  | #REF! |  | #REF! |  | #REF! |  | #REF! |  | #REF! | #REF! | #REF!
| TW Panelled Door 1500 X 2400MM (Double leaves) | #REF! | Sqm |  | #REF! |  | #REF! |  | #REF! |  | #REF! |  | #REF! | #REF! | #REF!
| TW Panelled Door 1200 X 2400MM (Double leaves) | #REF! | Sqm |  | #REF! |  | #REF! |  | #REF! |  | #REF! |  | #REF! | #REF! | #REF!
| TW Panelled Door 1800 X 2400MM (Double leaves) | #REF! | Sqm |  | #REF! |  | #REF! |  | #REF! |  | #REF! |  | #REF! | #REF! | #REF!
| Partly glazed and partly BWR panelled door shutter (Double leaves) with brass screws. a. 1500x2400mm | #REF! | Sqm |  | #REF! |  | #REF! |  | #REF! |  | #REF! |  | #REF! | #REF! | #REF!
| Partly glazed and partly TW panelled door shutter (Double leaves) with brass screws. a. 1200x2400mm | #REF! | Sqm |  | #REF! |  | #REF! |  | #REF! |  | #REF! |  | #REF! | #REF! | #REF!
| T.W DOOR SHUTTER TWO LEAVES(2000 X 2400 mm) WITH BRASS FITINGS | #REF! | Sqm |  | #REF! |  | #REF! |  | #REF! |  | #REF! |  | #REF! | #REF! | #REF!
| BWR door 900 x 2400 single leaf | #REF! | Sqm |  | #REF! |  | #REF! |  | #REF! |  | #REF! |  | #REF! | #REF! | #REF!
| BWR door 1050 x 2400 single leaf | #REF! | Sqm |  | #REF! |  | #REF! |  | #REF! |  | #REF! |  | #REF! | #REF! | #REF!
| BWR door 1200 x 2400 double leaves | #REF! | Sqm |  | #REF! |  | #REF! |  | #REF! |  | #REF! |  | #REF! | #REF! | #REF!
| BWR door 1500 x 2400 double leaves | #REF! | Sqm |  | #REF! |  | #REF! |  | #REF! |  | #REF! |  | #REF! | #REF! | #REF!
| 450 x 375 x 20 m thick TW plank | #REF! | Each |  | #REF! |  | #REF! |  | #REF! |  | #REF! |  | #REF! | #REF! | #REF!
| 40 mm dia GI pipe "B"class | #REF! | Rmt |  | #REF! |  | #REF! |  | #REF! |  | #REF! |  | #REF! | #REF! | #REF!
| Supplying and fixing of Three phase ELCB | #REF! | Each |  | #REF! |  | #REF! |  | #REF! |  | #REF! |  | #REF! | #REF! | #REF!
| MDF 900 x 2100 single | #REF! | Sqm |  | #REF! |  | #REF! |  | #REF! |  | #REF! |  | #REF! | #REF! | #REF!
| MDF 1000 x 2100 | #REF! | Sqm |  | #REF! |  | #REF! |  | #REF! |  | #REF! |  | #REF! | #REF! | #REF!
| MDF 1200 x 2100 | #REF! | Sqm |  | #REF! |  | #REF! |  | #REF! |  | #REF! |  | #REF! | #REF! | #REF!
| MDF 1500 X 2100MM (Double Leaf) | #REF! | Sqm |  | #REF! |  | #REF! |  | #REF! |  | #REF! |  | #REF! | #REF! | #REF!
| MDF 1200 X 2100MM (Double Leaf) | #REF! | Sqm |  | #REF! |  | #REF! |  | #REF! |  | #REF! |  | #REF! | #REF! | #REF!
| MDF 1500 X 2400MM (Double Leaf) | #REF! | Sqm |  | #REF! |  | #REF! |  | #REF! |  | #REF! |  | #REF! | #REF! | #REF!
| MDF double leaf shutter with TW alround frame for ward robe / cup board | #REF! | Sqm |  | #REF! |  | #REF! |  | #REF! |  | #REF! |  | #REF! | #REF! | #REF!
| Varnishing one coat | #REF! |  |  | #REF! |  | #REF! |  | #REF! |  | #REF! |  | #REF! | #REF! | #REF!
| Varnishing two coat | #REF! |  |  | #REF! |  | #REF! |  | #REF! |  | #REF! |  | #REF! | #REF! | #REF!
| Red oxide plastering in CM 1:4 | #REF! |  |  | #REF! |  | #REF! |  | #REF! |  | #REF! |  | #REF! | #REF! | #REF!
| Under reamed pile (Single) | #REF! |  |  | #REF! |  | #REF! |  | #REF! |  | #REF! |  | #REF! | #REF! | #REF!
| LIGHT POINT WITH CEILING ROSE FOR ADMINISTRATIVE BLOCKS AND COMMUNITY CENTRE | #REF! |  |  | #REF! |  | #REF! |  | #REF! |  | #REF! |  | #REF! | #REF! | #REF!
| LIGHT POINT WITH BAKELITE BATTERN TYPE HOLDER FOR ADMINISTRATIVE BLOCKS AND COMMUNITY CENTRE | #REF! |  |  | #REF! |  | #REF! |  | #REF! |  | #REF! |  | #REF! | #REF! | #REF!
| FAN POINT FOR ADMINISTRATIVE BLOCKS AND COMMUNITY CENTRE | #REF! |  |  | #REF! |  | #REF! |  | #REF! |  | #REF! |  | #REF! | #REF! | #REF!
| STAIRCASE LIGHT POINT FOR ADMINISTRATIVE BLOCKS AND COMMUNITY CENTRE | #REF! |  |  | #REF! |  | #REF! |  | #REF! |  | #REF! |  | #REF! | #REF! | #REF!
| 2 X 2.5 Sq mm in fully concealed PVC conduit | #REF! |  |  | #REF! |  | #REF! |  | #REF! |  | #REF! |  | #REF! | #REF! | #REF!
| 2 X 4 Sq mm in fully concealed PVC conduit | #REF! |  |  | #REF! |  | #REF! |  | #REF! |  | #REF! |  | #REF! | #REF! | #REF!
| 4 X 4 Sq mm in fully concealed PVC conduit | #REF! |  |  | #REF! |  | #REF! |  | #REF! |  | #REF! |  | #REF! | #REF! | #REF!
| 32 AMPS DOUBLE POLE MAIN SWITCH ON TEAK WOOD BOARD TOP MES SERVICE CONNECTION / MOTOR PUMP( SINGLE PHASE ) SET | #REF! |  |  | #REF! |  | #REF! |  | #REF! |  | #REF! |  | #REF! | #REF! | #REF!
| Supply and fixing 4 way 250 volt single phase with neutral link metalic distribution board on suitable Teak wood board etc., all complete including connections. | #REF! |  |  | #REF! |  | #REF! |  | #REF! |  | #REF! |  | #REF! | #REF! | #REF!
| 16 AMPS TPIC ON TEAK WOOD BOARD FOR 3 PHASE MES SERVICE CONNECTION AND 3 PHASE MOTOR PUMPSETS | #REF! |  |  | #REF! |  | #REF! |  | #REF! |  | #REF! |  | #REF! | #REF! | #REF!
| Supplying and fixing of 32 amps triple pole main switch with fuse and neutral link on a suitable well varnished teak wood board | #REF! |  |  | #REF! |  | #REF! |  | #REF! |  | #REF! |  | #REF! | #REF! | #REF!
| THREE PHASE DISTRIBUTION BOARD WITH 6 WAY PHASE AND 30 AMPS / WAY WITH FUSE AND NEUTRAL LINK ON SUITABLE TW PLANK TOP MES CONNECTION BOARD (FOR 12 IN 1 BLOCKS) | #REF! |  |  | #REF! |  | #REF! |  | #REF! |  | #REF! |  | #REF! | #REF! | #REF!
| THREE PHASE DISTRIBUTION BOARD WITH 4 WAY PHASE AND 3 AMPS/WAY FUSE AND NEUTRAL LINK FOR MES SERVICE CONNECTION ( 6 IN 1 BLOCKS ) | #REF! |  |  | #REF! |  | #REF! |  | #REF! |  | #REF! |  | #REF! | #REF! | #REF!
| FIXING OF TUBE LIGHT FITTINGS ON WALL / CEILING | #REF! |  |  | #REF! |  | #REF! |  | #REF! |  | #REF! |  | #REF! | #REF! | #REF!
| FIXING OF TUBE FITTINGS SUSPENDED FROM CEILING | #REF! |  |  | #REF! |  | #REF! |  | #REF! |  | #REF! |  | #REF! | #REF! | #REF!
| ( to be supplied by the department free of cost ) on suitable well varnished teak wood plank | #REF! |  |  | #REF! |  | #REF! |  | #REF! |  | #REF! |  | #REF! | #REF! | #REF!
| Charges for fixing single phase RCCB/ELCB on fully concealed suitable MS BOX | #REF! |  |  | #REF! |  | #REF! |  | #REF! |  | #REF! |  | #REF! | #REF! | #REF!
| Charges for fixing three phase RCCB/ ELCB on suitable well varnished teak wood plank | #REF! |  |  | #REF! |  | #REF! |  | #REF! |  | #REF! |  | #REF! | #REF! | #REF!
| Charges for fixing Three phase RCCB/ELCB on fully concealed suitable MS BOX | #REF! |  |  | #REF! |  | #REF! |  | #REF! |  | #REF! |  | #REF! | #REF! | #REF!
| Supplying and delivery of Single phase ELCB/RCCB | #REF! |  |  | #REF! |  | #REF! |  | #REF! |  | #REF! |  | #REF! | #REF! | #REF!
| Supplying and delivery of Three phase ELCB/RCCB | #REF! |  |  | #REF! |  | #REF! |  | #REF! |  | #REF! |  | #REF! | #REF! | #REF!
| 2 x 4 Sqmm Copper PVC insulated unsheathed single core 1 KV grade cable for EB service single phase. | #REF! |  |  | #REF! |  | #REF! |  | #REF! |  | #REF! |  | #REF! | #REF! | #REF!
| 4 x 4 Sq mm copper PVC insulated unsheathed single core cable for 3 phase EB service connection | #REF! |  |  | #REF! |  | #REF! |  | #REF! |  | #REF! |  | #REF! | #REF! | #REF!
| Supply of 40 mm dia GI pipe "B"class | #REF! |  |  | #REF! |  | #REF! |  | #REF! |  | #REF! |  | #REF! | #REF! | #REF!
| Laying of U.G. Cable below Ground Level | #REF! |  |  | #REF! |  | #REF! |  | #REF! |  | #REF! |  | #REF! | #REF! | #REF!
| Fixing of UG cables on Walls / Ceiling | #REF! |  |  | #REF! |  | #REF! |  | #REF! |  | #REF! |  | #REF! | #REF! | #REF!
| Fixing of Tube light street light fitting | #REF! |  |  | #REF! |  | #REF! |  | #REF! |  | #REF! |  | #REF! | #REF! | #REF!
| Charges for fixing Mercury, Sodium Vapour lamp street light fittings ( all types ) in the existing pole with required GI pipes 'B' class and accessories ( Street light fittings alone will be supplied departmentally at free of cost ). | #REF! |  |  | #REF! |  | #REF! |  | #REF! |  | #REF! |  | #REF! | #REF! | #REF!
| S & F TNEB Meter Board made up of MS box 600 x 225 mm with door and lock and key arrangements | #REF! |  |  | #REF! |  | #REF! |  | #REF! |  | #REF! |  | #REF! | #REF! | #REF!
| 25 mm dia PVC pipe Heavy duty with ISI mark for TV/ Telephone line | #REF! |  |  | #REF! |  | #REF! |  | #REF! |  | #REF! |  | #REF! | #REF! | #REF!
| TV/Telephone line junction | #REF! |  |  | #REF! |  | #REF! |  | #REF! |  | #REF! |  | #REF! | #REF! | #REF!
| Supply and erection of Tubular lamp, using 65 mm dia GI pipe 'B' class pipe with ISI mark of 6 mt length and 20 mm dia GI pipe 'B' class upto 2 mt with. | #REF! |  |  | #REF! |  | #REF! |  | #REF! |  | #REF! |  | #REF! | #REF! | #REF!
| Tube light - Box type | #REF! |  |  | #REF! |  | #REF! |  | #REF! |  | #REF! |  | #REF! | #REF! | #REF!
| Open wiring for Light point with ceiling rose for flats/ houses | #REF! |  |  | #REF! |  | #REF! |  | #REF! |  | #REF! |  | #REF! | #REF! | #REF!
| Open wiring Light point with bakelite batern type holder for flats/ houses(Open wiring) | #REF! |  |  | #REF! |  | #REF! |  | #REF! |  | #REF! |  | #REF! | #REF! | #REF!
| Open wiring POINT WIRING FOR CALLING BELL / BUZZER WITH PUSH SWITCH FOR ALL TYPE OF BUILDING (OPEN WIRING) | #REF! |  |  | #REF! |  | #REF! |  | #REF! |  | #REF! |  | #REF! | #REF! | #REF!
| Open wiring FAN POINT FOR ADMINISTRATIVE BLOCKS AND COMMUNITY CENTRE | #REF! |  |  | #REF! |  | #REF! |  | #REF! |  | #REF! |  | #REF! | #REF! | #REF!
| Open wiring STAIRCASE LIGHT POINT FOR ADMINISTRATIVE BLOCKS AND COMMUNITY CENTRE (Open wiring) | #REF! |  |  | #REF! |  | #REF! |  | #REF! |  | #REF! |  | #REF! | #REF! | #REF!
| Open wiring 5 AMPS 5 PIN PLUG SOCKET POINT AT CONVENIENT PLACES (OPEN WIRING) | #REF! |  |  | #REF! |  | #REF! |  | #REF! |  | #REF! |  | #REF! | #REF! | #REF!
| Open wiring 2 X1.5 Sqmm in fully concealed PVC conduit | #REF! |  |  | #REF! |  | #REF! |  | #REF! |  | #REF! |  | #REF! | #REF! | #REF!
| Open wiring 2 X 2.5 Sq mm in fully concealed PVC conduit (open wiring) | #REF! |  |  | #REF! |  | #REF! |  | #REF! |  | #REF! |  | #REF! | #REF! | #REF!
| whitewashing one coat | #REF! |  |  | #REF! |  | #REF! |  | #REF! |  | #REF! |  | #REF! | #REF! | #REF!
| whitewashing one coat for old wall | #REF! |  |  | #REF! |  | #REF! |  | #REF! |  | #REF! |  | #REF! | #REF! | #REF!
| whitewashing two coat for old wall | #REF! |  |  | #REF! |  | #REF! |  | #REF! |  | #REF! |  | #REF! | #REF! | #REF!
| Thorough scrapping the old wall | #REF! |  |  | #REF! |  | #REF! |  | #REF! |  | #REF! |  | #REF! | #REF! | #REF!
| Thorough scrapping the old iron work | #REF! |  |  | #REF! |  | #REF! |  | #REF! |  | #REF! |  | #REF! | #REF! | #REF!
| Thorough scrapping the old wood work | #REF! |  |  | #REF! |  | #REF! |  | #REF! |  | #REF! |  | #REF! | #REF! | #REF!
| Cement paint one coat for old wall | #REF! |  |  | #REF! |  | #REF! |  | #REF! |  | #REF! |  | #REF! | #REF! | #REF!
| Cement paint two coat for old wall | #REF! |  |  | #REF! |  | #REF! |  | #REF! |  | #REF! |  | #REF! | #REF! | #REF!
| painting one coat for old iron work | #REF! |  |  | #REF! |  | #REF! |  | #REF! |  | #REF! |  | #REF! | #REF! | #REF!
| painting two coat for old iron work | #REF! |  |  | #REF! |  | #REF! |  | #REF! |  | #REF! |  | #REF! | #REF! | #REF!
| painting one coat for old wood work | #REF! |  |  | #REF! |  | #REF! |  | #REF! |  | #REF! |  | #REF! | #REF! | #REF!
| painting two coat for old wood work | #REF! |  |  | #REF! |  | #REF! |  | #REF! |  | #REF! |  | #REF! | #REF! | #REF!
| Matt paint one coat for old wall | #REF! |  |  | #REF! |  | #REF! |  | #REF! |  | #REF! |  | #REF! | #REF! | #REF!
| #REF! | #REF! |  |  | #REF! |  | #REF! |  | #REF! |  | #REF! |  | #REF! | #REF! | #REF!
| #REF! | #REF! |  |  | #REF! |  | #REF! |  | #REF! |  | #REF! |  | #REF! | #REF! | #REF!
[5 empty] | 0 |  | 0 |  | 0 |  | 0 |  | 0 | #REF! | #REF!
[5 empty] | 0 |  | 0 |  | 0 |  | 0 |  | 0 | #REF! | #REF!
[5 empty] | 0 |  | 0 |  | 0 |  | 0 |  | 0 | #REF! | #REF!
[5 empty] | 0 |  | 0 |  | 0 |  | 0 |  | 0 | #REF! | #REF!
[5 empty] | 0 |  | 0 |  | 0 |  | 0 |  | 0 | #REF! | #REF!
[5 empty] | 0 |  | 0 |  | 0 |  | 0 |  | 0 | #REF! | #REF!
[5 empty] | 0 |  | 0 |  | 0 |  | 0 |  | 0 | #REF! | #REF!
[5 empty] | 0 |  | 0 |  | 0 |  | 0 |  | 0 | #REF! | #REF!
[5 empty] | 0 |  | 0 |  | 0 |  | 0 |  | 0 | #REF! | #REF!
[5 empty] | 0 |  | 0 |  | 0 |  | 0 |  | 0 | #REF! | #REF!
[5 empty] | 0 |  | 0 |  | 0 |  | 0 |  | 0 | #REF! | #REF!
[5 empty] | 0 |  | 0 |  | 0 |  | 0 |  | 0 | #REF! | #REF!
[5 empty] | 0 |  | 0 |  | 0 |  | 0 |  | 0 | #REF! | #REF!
[5 empty] | 0 |  | 0 |  | 0 |  | 0 |  | 0 | #REF! | #REF!
[5 empty] | 0 |  | 0 |  | 0 |  | 0 |  | 0 | #REF! | #REF!
[5 empty] | 0 |  | 0 |  | 0 |  | 0 |  | 0 | #REF! | #REF!
[5 empty] | 0 |  | 0 |  | 0 |  | 0 |  | 0 | #REF! | #REF!
[5 empty] | 0 |  | 0 |  | 0 |  | 0 |  | 0 | #REF! | #REF!
[5 empty] | 0 |  | 0 |  | 0 |  | 0 |  | 0 | #REF! | #REF!
[5 empty] | 0 |  | 0 |  | 0 |  | 0 |  | 0 | #REF! | #REF!
[5 empty] | 0 |  | 0 |  | 0 |  | 0 |  | 0 | #REF! | #REF!
[5 empty] | 0 |  |  |  | 0 |  | 0 |  | 0 | #REF! | #REF!
[5 empty] | 0 |  |  |  | 0 |  | 0 |  | 0 | #REF! | #REF!
[5 empty] | 0 |  |  |  | 0 |  | 0 |  | 0
[5 empty] | 0 |  |  |  | 0 |  | 0 |  | 0
[5 empty] | 0 |  |  |  | 0 |  |  |  | 0
[5 empty] | 0 |  |  |  | 0 |  |  |  | 0
[5 empty] | 0 |  |  |  | 0 |  |  |  | 0
[5 empty] | 0 |  |  |  | 0 |  |  |  | 0
0
0

## Abstract (hidden)
TAMIL NADU POLICE HOUSING CORPORATION LTD
ABSTRACT
Name of work: Providing Special Repair works for 5 Nos INS, 8 Nos SI, 24 Nos PC/HC Quarters at Church Hill Ooty in the Nilgiri District
Sl. No. | Qty. | Description | Rate | Unit | Amount 2021-2022
1.1 |  | Earth work excavation in all soils (including refilling)
| 51.5 | a. 0 to 2 mt. | 286.16 | Cum.
1.6 | #REF! | Earth work excavation for Open foundation for drains (excluding refilling) width upto 1.25 m
| #REF! | a. 0 to 2 mt. | 202.86 | Cum.
2.1 | 17.8065 | Filling sand | 2248.48 | Cum.
3.1 | 67.77 | C.C.1:5:10 for Foundation & Basement | 6117.42 | Cum.
3.2 | 40.073 | P.C.C. 1:2:4 for Foundation & Basement and other similar works | 7638.74 | Cum.
6.2 | 17.3495 | Brick work in C.M. 1:5 (F& B) using chamber Burnt bricks of size 23 x 11.4 x 7.5 cm (9" x 4 1/2"x 3") | 7794.65 | Cum.
9.2 |  | Brick work in C.M. 1:6 using chamber Burnt bricks of size 23 x 11.4 x 7.5 cm (9" x 4 1/2"x 3")
|  | a. In Ground Floor/Stilt floor | 7832.63 | Cum.
10.2 |  | Brick partition work in C.M. 1:4 using chamber Burnt bricks of size 23 x 11.4 x 7.5 cm (9" x 4 1/2"x 3") 114 mm tk (B.P.)
|  | a. In Foundation and basement | 984.71 | Sqm.
13.1 |  | Filling with Excavated Earth | 47.04 | Cum.
22.2 |  | Teak wood "Window" & Ventilator Shutter
|  | a. Window: 135 cm ht. | 3859.67 | Sqm.
|  | Chipping of concrete and rougheing of surface including cost of materials and labours etc.., completed PWD SOR 2021-22 p-22 item No.38A | 44.38 | Sqm.
28 |  | Floor plastering in C.M. 1:4, 20 mm tk. | 609.9 | Sqm.
|  | Dismantling and clearing away the Pressed tiles etc., | 36.1 | Sqm.
32.1 |  | Pressed tiles (23cmx23cmx20mm) mixed with Water proofing compound | 1366.88 | Sqm.
|  | Pointing the pressed tiles in CM 1:3 with WPC etc., | 378.8 | Sqm.
|  | Clean removel of the old cement plastering both inside and outside from the existing walls of brick masonry without damageing the existing structure and surroundings and clearing the debries away from the site including all cost etc., | 9.31 | Sqm.
33 |  | Plastering in C.M. 1:5, 12 mm tk. | 300.32 | Sqm.
34 |  | Plastering in C.M. 1:4, 12 mm tk. | 305.83 | Sqm.
35 |  | Spl. Ceiling plastering in C.M. 1:3, 10 mm tk. | 342.22 | Sqm.
|  | whitewashing two coat for old wall | 40.32 | Sqm.
40 |  | Painting - New "wood work" | 264.53 | Sqm.
|  | Painting two coat for old iron work | 159.8026 | Sqm.
|  | Painting two coat for old wood work | 180.6742 | Sqm.
43 |  | Fabrication of Mild steel / RTS grills
|  | a. upto 16mm dia rods | 88856 | MT
|  | b. above 16mm dia rods | 88856 | MT
44.1 |  | PVC SWR 110 mm dia Rain water pipe | 371.54 | Rmt
44.2 |  | Rain Water Harvesting using Defunct borewell method |  | Each
45 |  | Stucco plastering 12 mm tk. | 380.21 | Sqm.
46 |  | S & F 20 mm dia Alu. Hanger Rod | 58 | Rmt
47 |  | S & F Alu Towel rail 75 cm long | 95 | Each
48 |  | S & F 5 pin Coat stand | 55 | Each
49 |  | S & F chromium plated 8 guage Picture Hook | 1.5 | Each
50.1 |  | Precast slab 50 mm tk.in C.C. 1:3:6 |  | Sqm.
50.2 |  | Providing precast Kerb stone in C.C. 1:3:6, 450 x 300 x 150 mm | 320.18 | Rmt
50.3 |  | Supply and planting avenue trees | 403.13 | Each
50.4 |  | Providing Tree guard | 960.18 | Each
50.5 |  | Supplying. Fabricating and erection of M.S Scheme Name board | 20592.26 | Each
51 |  | HDPE water tank 700 lit capacity with ISI mark | 6720 | Each
52 |  | PVC Water supply (ASTM)
|  | a. 32 mm dia | 284.06 | Rmt
|  | b. 25 mm dia | 266.83 | Rmt
53.1 |  | Wash basin | 3621.22 | Each
54.1 |  | C.P tap long body | 300 | Each
54.2 |  | C.P tap short body | 250 | Each
69 |  | 15 Amp. Power plug | 138.7 | Each
ANNEXURE
|  | Removing of doors and windows shutter etc.,PWD SOR P-22 Item No.29 | 168.56 | Sqm
21.5.2 |  | Supply and Fixing Soild UPVC door Shutter with frame | 3167 | Sqm
23.2.1 |  | 4mm thick pin headed Glass panels with Aluminium beedings | 782.5 | Sqm
Cuddappa slab 20 mm tk.for kitchen hearth slab.
|  | a. In Ground floor | 637.64 | Sqm.
|  | b. In First floor | 643.34 | Sqm.
29.8 |  | Glazed tiles using Grout (Tile Joint Filler) | 1550.22 | Sqm
29.9 |  | Floor ceramic tiles (Anti-skid) using Grout (Tile Joint Filler). | 1353.77 | Sqm
43 |  | Fabrication of Mild steel / RTS grills (without cement slurry) for all sizes of rods. | 88856 | MT
44.6 |  | PVC SWR 110 mm dia with ISI mark type- A for Rain water down fall pipe | 371.54 | Rmt
50.6 |  | Precast slab 50 mm tk.in C.C. 1:3:6 with fibre | 486.35 | Sqm
56.3 |  | S & F of Indian Water closet white glazed (Oriya type) of size 580 x 440mm - in G.F. | 3826.52 | Each
56.4 |  | S & F of Indian Water closet white glazed (Oriya type) of size 580 x 440mm - Other than G.F. | 6375.11 | Each
58.3 |  | PVC SWR pipe (Soil line) with ISI mark - type 'B'.
|  | a. 110 mm dia. | 798.15 | Rmt
|  | b. 75 mm dia. | 682.28 | Rmt
66.1 |  | Wiring with 1.5 sqmm PVC insulated single core multi strand fire retardant flexible copper cable with ISI mark confirming IS: 694:1990 for Staircase Light Point. | 2802.4917 | Each
|  | Run of 2 Wires of 4 sqmm PVC insulated single core multi strand fire retardant flexible copper cable with ISI mark confirming IS: 694:1990. | 246.7 | Rmt
|  | Run of 2 Wires of 2.5 sqmm PVC insulated single core multi strand fire retardant flexible copper cable with ISI mark confirming IS: 694:1990. | 209.8 | Rmt
|  | 4 x 4 Sq mm copper PVC insulated unsheathed single core cable for 3 phase EB service connection | 251.2 | Rmt
344.2 |  | S&F of Bevelled edge mirror 500 x 400 x 5.5mm | 379.4 | Each
|  | Plastic Emulsion paint two coat of Old walls including cost of materials and labours etc.., completed | 272.57 | Sqm
38.4.1 |  | Painting Two coat of OBD over one coat white cement for inner walls including cost of materials and labours etc.., completed | 154.3 | Sqm
|  | a. 110 mm UPVC Non Pressure pipe | 423.1009 | Rmt
|  | b. 160 mm UPVC Non Pressure pipe | 650.2135 | Rmt
Wiring with 1.5 sqmm PVC insulated single core multi strand fire retardant flexible copper cable with ISI mark confirming IS: 694:1990. (Open wiring)
|  | a. Light point with ceiling rose | 830.0947 | Each
|  | b. Light point without ceiling rose | 833.1947 | Each
|  | Wiring with 1.5 sqmm PVC insulated single core multi strand fire retardant flexible copper cable with ISI mark confirming IS: 694:1990 for 5 amps 5 pin plug socket point @ Convenient Places.(Open wiring) | 638.4964 | Each
|  | Wiring with 1.5 sqmm PVC insulated single core multi strand fire retardant flexible copper cable with ISI mark confirming IS: 694:1990 for 5 amps 5 pin plug socket point @ Switch Board Itself.(Open wiring) | 765 | Each
|  | Supply and fixing of 9 watts LED bulb PWD SR P-115 | 134 | Each
|  | Supply and fixing of 4' 18 watts LED Tube Light PWD SR P-114 | 642 | Each
|  | Supply and fixing of Bulk Head fitting suitable for 12W LED Bulb | 462 | Each
|  | Supply, fiing of 25W LED street light etc., | 2991 | Each
|  | Supply and fixing of 12 watts LED bulb (qtn) | 170 | Each
|  | Supply and fixing of Three Phase Distribution Board with 4 way TPN double door MCB DB 40 Amps 4 Pole ELCB - 1, 6Amps to 32 amps SP MCB - 12 No's with necessary cutting work etc., including cost of all materials and fixing charges all complete. CER NO.267/2018-19 | 11750 | Each
supplying and delivery of the following dia Of GI Pipe 'B' Class with ISI in etc above G.L
|  | b) 50 mm Dia GI Pipe B Class Above ground level | 380 | RMT
Supply and fixing of SFRC Manhole cover with frame with locking arrangements
|  | a.600mmx600mm | 2675 | Each
|  | Supplying, laying, fixing and jointing of 40mm dia PVC pipe (Below Ground level) | 310 | Rmt.
|  | Supply and fixing ofTNEB Meter board suitable for 3 phase 63 A service connection made up of suitable angle ( electrical SD 129) | 4312 | Each

## lead charge
| Cement & Steel |  | Rough stone, Bond stone, cut stone, HBG, Sand, gravel, surkhi, earth, crushed stone etc. |  |  | Country Bricks, |  |  | Mangalore tiles,(1000nos.) machine pressed tiles, (2000nos) Hydraulic pressed tiles, Mosaic tiles(1500 nos) |  |  | Chamber bricks, Stock bricks, Fly ash bricks |  |  | Lime stone, Laterite,brick jelly, wood work, pond ash(wet/Dry), Stone dust etc.
| (1MT) |  | (1Cum) |  |  | (1000 Nos)
0-10 | 7.16 | 71.6 | 11.45 | 114.5 |  | 9.66 | 96.6 |  | 12.88 | 128.8 |  | 16.09 | 160.9 |  | 7.86 | 78.6
10-20 | 6.13 | 132.9 | 9.79 | 212.4 |  | 8.27 | 179.3 |  | 11.03 | 239.1 |  | 13.78 | 298.7 |  | 6.73 | 145.9
20-40 | 5.27 | 238.3 | 8.43 | 381 |  | 7.1 | 321.3 |  | 9.49 | 428.9 |  | 11.85 | 535.7 |  | 5.8 | 261.9
40-80 | 4.54 | 419.9 | 7.91 | 697.4 |  | 6.13 | 566.5 |  | 8.17 | 755.7 |  | 10.23 | 944.9 |  | 5.01 | 462.3
>80 | 4.14 |  | 6.63 |  |  | 5.61 |  |  | 7.46 |  |  | 9.33 |  |  | 4.56
| Metal |  | 10 | 114.5 |  | 35 | 285.8 |  |  |  |  | 35 | 476.45 |  | 35 | 232.9 | Br jelly
| Sand |  | 4 | 45.8 |  |  | 0 |  | 0 | 0 | Mosaic |  |  |  | 0 | 0 | Lime | Total km
| Rough & Bond stone |  | 10 | 114.5 |  |  |  |  | 0 | 0 |  |  | 435.6 |  | 0 | 0 | Wood | 52.14 | lead
| Gravel |  | 0 | 0 | [10 empty] | 0 | 0 | Stone dust
| Cement |  | 0 | 0 | [14 empty] | 28.53 | 1255.32
| Steel |  | 0 | 0
| well gravel |  | 0 | 0 | [14 empty] | 86.9
|  |  | 0 | 0 | [14 empty] | 74.4
|  |  | 0 | 0 |  |  | 0 | [11 empty] | 128
|  |  | 0 | 0 |  |  | 60.2 | [11 empty] | 24
|  |  | 0 | 0 | [14 empty] | 313.3
|  |  | 0 | 0
Hills
14.32 | 143.2 | 22.9 | 229 |  | 19.32 | 193.2 |  | 25.76 | 257.6 |  | 32.18 | 321.8 |  | 15.72 | 157.2
12.26 | 265.8 | 19.58 | 424.8 |  | 16.54 | 358.6 |  | 22.06 | 478.2 |  | 27.56 | 597.4 |  | 13.46 | 291.8
10.54 | 476.6 | 16.86 | 762 |  | 14.2 | 642.6 |  | 18.98 | 857.8 |  | 23.7 | 1071.4 |  | 11.6 | 523.8
9.08 | 839.8 | 15.82 | 1394.8 |  | 12.26 | 1133 |  | 16.34 | 1511.4 |  | 20.46 | 1889.8 |  | 10.02 | 924.6
8.28 | 1171 | 13.26 | 1925.2 |  | 11.22 | 1581.8 |  | 14.92 | 2108.2 |  | 18.66 | 2636.2 |  | 9.12 | 1289.4
Cement |  | stone |  |  | Kilin Bricks |  |  | tiles
0 | 0 | 0 | 0 |  | 0 | 0 |  | 0 | 0 |  | 0 | 0 |  | 0 | 0
0 | 0 | 10 | 195.8 |  | 0 | 0 |  | 0 | 0 |  | 0 | 0 |  | 0 | 0
0 | 0 | 20 | 337.2 |  | 5 | 71 |  | 0 | 0 |  | 5 | 118.5 |  | 5 | 58
0 | 0 | 21 | 332.22 |  | 40 | 490.4 |  | 0 | 0 |  | 40 | 818.4 |  | 40 | 400.8
0 | 0 |  | 0 |  | 6 | 67.32 |  | 0 | 0 |  | 6 | 111.96 |  | 6 | 54.72
0 | 0 | 51 | 865.22 |  | 51 | 628.72 |  | 0 | 0 |  | 51 | 1048.86 |  | 51 | 513.52
|  | sand | [11 empty] | Stone Dust
|  | 0 | 0 | [10 empty] | 0 | 0
|  | 0 | 0 |  | 73 | [8 empty] | 10 | 134.6
|  | 0 | 0 | [10 empty] | 0 | 0
|  | 0 | 0 | [10 empty] | 0 | 0
|  | 0 | 0 | [10 empty] | 0 | 0
|  | 0 | 0 | [10 empty] | 10 | 134.6
crushed stone
|  | 6 | 137.4
|  | 10 | 195.8
|  | 20 | 337.2
|  | 15 | 237.3
0
|  | 51 | 907.7
well gravel
|  | 0 | 0
|  | 0 | 0
|  | 0 | 0
|  | 0 | 0
0
|  | 0 | 0
Hills
14.32 | 143.2 | 22.9 | 229 |  | 19.32 | 193.2 |  | 25.76 | 257.6 |  | 32.18 | 321.8 |  | 15.72 | 157.2
12.26 | 265.8 | 19.58 | 424.8 |  | 16.54 | 358.6 |  | 22.06 | 478.2 |  | 27.56 | 597.4 |  | 13.46 | 291.8
10.54 | 476.6 | 16.86 | 762 |  | 14.2 | 642.6 |  | 18.98 | 857.8 |  | 23.7 | 1071.4 |  | 11.6 | 523.8
9.08 | 839.8 | 15.82 | 1394.8 |  | 12.26 | 1133 |  | 16.34 | 1511.4 |  | 20.46 | 1889.8 |  | 10.02 | 924.6
8.28 | 1171 | 13.26 | 1925.2 |  | 11.22 | 1581.8 |  | 14.92 | 2108.2 |  | 18.66 | 2636.2 |  | 9.12 | 1289.4
1512.64
Cement |  | stone |  |  | Kilin Bricks |  |  | tiles
0 | 0 | 0 | 0 |  | 0 | 0 |  | 0 | 0 |  | 0 | 0 |  | 0 | 0
0 | 0 | 10 | 0 |  | 0 | 0 |  | 0 | 0 |  | 0 | 0 |  | 0 | 0
0 | 0 | 20 | 0 |  | 5 | 0 |  | 0 | 0 |  | 5 | 0 |  | 5 | 0
0 | 0 | 40 | 0 |  | 40 | 0 |  | 0 | 0 |  | 40 | 0 |  | 40 | 0
0 | 0 | 30 | 0 |  | 55 | 0 |  | 0 | 0 |  | 55 | 0 |  | 55 | 0
0 | 0 | 100 | 0 |  | 100 | 0 |  | 0 | 0 |  | 100 | 0 |  | 100 | 0
|  | sand | [11 empty] | Stone Dust
|  | 0 | 0 | [10 empty] | 0 | 0
|  | 0 | 0 |  | 24 | [8 empty] | 10 | 0
|  | 0 | 0 | [10 empty] | 0 | 0
|  | 0 | 0 | [10 empty] | 0 | 0
|  | 0 | 0 | [10 empty] | 0 | 0
|  | 0 | 0 | [10 empty] | 10 | 0
crushed stone
|  | 6 | 0
|  | 10 | 0
|  | 20 | 0
|  | 40 | 0
|  | 24 | 0
|  | 100 | 0
well gravel
|  | 0 | 0
|  | 0 | 0
|  | 0 | 0
|  | 0 | 0
0
|  | 0 | 0

## sump design
TAMILNADU POLICE HOUSING CORPORATION LIMITED
COIMBATORE DIVISION
NAME OF WORK: SEPTIC TANK DESIGN FOR THE CONSTRUCTION OF 1 No SFO and 14 Nos Fire men quarters at Gudalur in the Nilgiris District
DESIGN OF CIRCULAR SUMP
No of Persons |  | : |  | 150 | 148
Total Requirement of Water Per Day |  | : |  | 150 X 135
20250.00 LITRES
|  | Say | 25000 LITRES
| Capacity of Sump required | : |  | 25.00 CUM
| By Assuming depth of sump |  |  | 2.00 m
| Area Sump Required | : |  | 12.50 sqm
| By Assuming Length & Breath | : |  | 2.50 x 2.50
| By Assuming a free board 30cm depth of sump required |  |  | 2.3
So provide 2 Bay of Rectangular Sump Size 2.50 x 2.50 x 2.30 m

## sump
TAMILNADU POLICE HOUSING CORPORATION LIMITED
COIMBATORE DIVISION
RCC RECTANGULAR SUMP
Abstract estimate
Sl.No | Description of Work | Nos |  | Measurement |  |  | Qty
1 | Earth work for foundation in all soils & Sub soils Excluding Refilling)
a) 0-2m depth
| Sump | 1 | 1 | 6.1 | 3.4 | 2 | 41.48
Sundries
[6 empty] | say | 41.5
2 | CC 1:5:10 using 40mm ISS metal in foundation & Basement
| Sump | 1 | 1 | 6.1 | 3.4 | 0.1 | 2.074
Sundries
[6 empty] | say | 2.1
3 | Standardised concrete Mix M20 Grade Concrete for foundation and Basement
| Sump top cover slab | 1 | 1 | 5.6 | 2.9 | 0.125 | 2.03
| D/f Man Hole cover | -1 | 2 | 0.6 | 0.6 | 0.125 | -0.09
1.94
[6 empty] | say | 2
4 | Standardised concrete Mix M30 Grade Concrete for foundation and Basement
| sump base slab | 1 | 1 | 5.9 | 3.2 | 0.2 | 3.776
| sump wall | 1 | 1 | 16.2 | 0.2 | 2.3 | 7.452
| Cross wall | 1 | 1 | 2.5 | 0.2 | 2.3 | 1.15
12.378
12.4
5 | Filling in basement with excavated earth
| Sump | 1 | 1 | 19 | 0.5 | 1.7 | 16.15
6 | Plastering with CM 1:3, 12mm with WPC
| Sump inner wall | 1 | 2 | 10 |  | 2.3 | 46
| Sump Outer wall | 1 | 1 | 17 | - | 2.3 | 39.1
| Sump bottom | 1 | 2 | 2.5 | 2.5 |  | 12.5
97.6
[6 empty] | say | 97.6
7 | Supplying and fixing of CI Steps (5Kg)
| For sump | 1 | 10 |  |  |  | 10
8 | Form work using MS Sheet
a)Form work for Plinth beam, Grade beam, Raft beam:
| Base slab Sides Allround | 1 | 1 | 18.2 |  | 0.2 | 3.64
| Cover Slab Bottom | 1 | 1 | 2.5 | 2.5 |  | 6.25
| Cover Slab sides allround | 1 | 1 | 17 |  | 0.125 | 2.125
| D/ F Man Hole cover | -1 | 2 | 0.6 | 0.6 | 0.125 | -0.09
| Man hole cover sides | 1 | 2 | 2.4 |  | 0.125 | 0.6
12.525
[6 empty] | Say | 12.6
d)For Vertical wall
| Sum wal outside allround | 1 | 1 | 17 | - | 2.3 | 39.1
| Sum wall inside allround | 1 | 2 | 10 | - | 2.3 | 46
85.1
9 | Supplying ,fbrication and placing in position of MS/RTS Grills
| Qty as per Item No : 4.1 | 2 | [6 empty] | 1.44
| Qty as per Item No : 4.2 | 12.4
|  | 14.4 | x | 100 | 1440 | Kg (or) | 1.440 MT
[6 empty] | Say | 1.5
10 | Supplying and fixing of CI Man Hole cover slab 60 x 60
| For sump | 1 | 2 |  |  |  | 2
11 | Supply and delivery of 1.5 HP Three Phase Submerssible Pumpset | [6 empty] | 29823
| Sump Inner | 1 | 2 | - | - | - | 2
12 | Supply and fixing of MS fabricated DOL starter Three phase panel control board of wall mounting type with ISI mark with volt meter, ammeter indicating lamps ON/OFF push button for Open wellwell. 2.00 HP with necessary connections and three phase cum dry run preventer, etc.,( TWAD pg.No.111)
| 15.0 HP Submercible pump-DOL STARTER | 1 | 2 |  |  |  | 2
13 | Labour charges for 5 HP borewell submersible & 5 HP Openwell Submersible pumpset in borewell / Openwell including fixing and jointing submersible cable with proper clamps upto the srarter to required depth and also fixing of riser pipes to the required depth valves erection clamps, pressure gauges upto the exterior wall of pump room and erection of panel board consisting of TPICN switches starter, voltmeter, ammeter, three pilot (indicating) lamps capacitor single phasing preventor, water level guard and laying and jointing the cables and twin earthing as per IE rules etc. complete and testing the pumpset for trail run of 10 days.(TWAD SR19-20 p-297)
| 15HP SUBMERCIBLE MOTOR | 1 | 2 |  |  |  | 2
14 | Supplying and fixing of 2.5 sqmm PVC 3 core Flat type Copper cable of approved quality with ISI mark
| For Sump 1.0 Hp Submersible motor to DOL starter | 1 | 1 | 30 |  |  | 30
15 | Run off 4 x 4 Sq mm copper PVC insulated unsheathed single core cable for 3 phase EB service connection
| Pump room service wire | 1 | 1 | 30 |  |  | 30
16 | Supplying and laying of 50 mm dia GI (Below Ground level) etc all complete including and labour charges etc., complete
| OHT to Tank | 1 | 1 | 150 | - |  | 150
17 | Steel grill for Verandah Enclousure PWD SR p20/ Item 138/131
| INS OHT Stand | 1 | 5 | 1.5 | 1.5 | 0.75 | 8.4375
| SI ONT Tank Stand | 1 | 8 | 1.5 | 1.5 | 0.75 | 13.5
| PC/HC Quaretrs | 1 | 24 | 1.5 | 1.5 | 0.75 | 40.5
62.4375
|  |  |  | 62.4375 | x | 45 | 2809.6875
[6 empty] | Say | 2810

## Retained Wall
Name of work: Providing PCC Retaining Wall to the Special Repair works for 5 Nos INS, 8 Nos SI, 24 Nos PC/HC Quarters at Church Hill Ooty in the Nilgiri District
DETAILED ESTIMATE
S.No | Description of work | No |  | L | B | D | Qty
1.1 | Earth work excavation for foundation in all soils and sub soils to the required depth including refilling the sides of foundation etc., complete
| Retained wall Foundation | 1 | 1 | 45 | 1.75 | 0.6 | 47.25
1.5 | Earth work excavation for Open foundation for in all soils and sub soils to the required depth including refilling the sides of foundation etc., complete
| For Retaining wall back cutting | 1 | 1 | 45 | 0.5 | 3 | 67.5
3.1.1.1 | PCC 1:5:10 using 40mm jelly including cost of materials and labours etc.., completed
| Retained Wall base concrete | 1 | 1 | 45 | 1.75 | 0.1 | 7.875
6.2
18.1 | Providing form work and centering for reinforcement cement concrete works
a) Plinth beam,Raft beam etc.,
P.C.C Retaining wall below G.L
| Retained Wal sides | 2 | 1 | 45 | - | 0.5 | 45
| Retained Wal edges | 2 | 1 | 1.55 | - | 0.5 | 1.55
46.55
d) Vertical walls
P.C.C Retaining wall above G.L
| Retained Wal sides | 2 | 1 | 45 | - | 3 | 270
| Retained Wal edges | 2 | 1 | (1.55+0.25/2) | - | 3 | 5.4 | 1.8 | 0.9 | 5.4
275.4
3.1.1 | P.C.C 1:3:6 using 20mm gauge HBS Jelly for Foundation etc., complete
| P.C.C Retaining wall below G.L | 1 | 1 | 45 | 1.55 | 0.5 | 34.875
| P.C.C Retaining wall above G.L | 1 | 1 | 45 | (1.55+0.25/2) | 3 | 121.5 | 1.8 | 0.9 | 121.5
156.375
[6 empty] | Say | 121.7
** | Supplying,laying of the 110 mm dia PVC Pipe
| Foe Weep Hole pipe | 1 | 16 | 0.9 | - | - | 14.4
| Foe Weep Hole pipe | 1 | 16 | 0.45 | - | - | 7.2
| Foe Weep Hole pipe | 1 | 16 | 0.25 | - | - | 4
25.6

## Print data
TAMIL NADU POLICE HOUSING CORPORATION
======================================
PLACE:- |  | CHURCH HILL, OOTY |  | 2022-2023
- | - | - | - | - | -
QTY |  | COST OF MATERIALS | RATE | PER | AMOUNT
- | - | - | - | - | -
| * | CEMENT MORTAR(1:1.5)
-
0.96 | M.T | CEMENT | 6040 | M.T | 5798.4
1 | CUM | SAND | 2265.5 | CUM | 2265.5
1 | CUM | MIXING OF MORTAR | 154 | CUM | 154
| L.S | SUNDRIES |  | L.S | 0
-
|  | TOTAL FOR 1 CUM |  |  | 8217.9
-
| * | CEMENT MORTAR(1:2)
-
0.72 | M.T | CEMENT | 6040 | M.T | 4348.8
1 | CUM | SAND | 2265.5 | CUM | 2265.5
1 | CUM | MIXING OF MORTAR | 154 | CUM | 154
| L.S | SUNDRIES |  | L.S | 0
-
|  | TOTAL FOR 1 CUM |  |  | 6768.3
-
| * | CEMENT MORTAR(1:3)
-
0.48 | M.T | CEMENT | 6040 | M.T | 2899.2
1 | CUM | SAND | 2265.5 | CUM | 2265.5
1 | CUM | MIXING OF MORTAR | 154 | CUM | 154
| L.S | SUNDRIES |  | L.S | 0
-
|  | TOTAL FOR 1 CUM |  |  | 5318.7
-
| * | CEMENT MORTAR(1:4)
0.36 | M.T | CEMENT | 6040 | M.T | 2174.4
1 | CUM | SAND | 2265.5 | CUM | 2265.5
1 | CUM | MIXING OF MORTAR | 154 | CUM | 154
| L.S | SUNDRIES |  | L.S | 0
-
|  | TOTAL FOR 1 CUM |  |  | 4593.9
-
| * | CEMENT MORTAR(1:5)
-
0.288 | M.T | CEMENT | 6040 | M.T | 1739.52
1 | CUM | SAND | 2265.5 | CUM | 2265.5
1 | CUM | MIXING OF MORTAR | 154 | CUM | 154
| L.S | SUNDRIES |  | L.S | 0
-
|  | TOTAL FOR 1 CUM |  |  | 4159.02
-
| * | CEMENT MORTAR(1:6)
-
0.24 | M.T | CEMENT | 6040 | M.T | 1449.6
1 | CUM | SAND | 2265.5 | CUM | 2265.5
1 | CUM | MIXING OF MORTAR | 154 | CUM | 154
| L.S | SUNDRIES |  | L.S | 0
-
|  | TOTAL FOR 1 CUM |  |  | 3869.1
-
| * | CEMENT MORTAR(1:7)
-
0.206 | M.T | CEMENT | 6040 | M.T | 1244.24
1 | CUM | SAND | 2265.5 | CUM | 2265.5
1 | CUM | MIXING OF MORTAR | 154 | CUM | 154
| L.S | SUNDRIES |  | L.S | 0
-
|  | TOTAL FOR 1 CUM |  |  | 3663.74
-
| * | CEMENT MORTAR(1:8)
-
0.18 | M.T | CEMENT | 6040 | M.T | 1087.2
1 | CUM | SAND | 2265.5 | CUM | 2265.5
1 | CUM | MIXING OF MORTAR | 154 | CUM | 154
| L.S | SUNDRIES |  | L.S | 0
-
|  | TOTAL FOR 1 CUM |  |  | 3506.7
-
1.1 |  | EARTH WORK EXCAVATION
---------------------
10 | CUM | EARTH WORK EXCAVATION IN SS20B | 148.75 | CUM | 1487.5
10 | CUM | ADD 100% FOR NARROW CUTTING | 148.75 | CUM | 1487.5
10 | CUM | 1/3REFILLING CHARGES | 17.2433 | CUM | 172.4333
| L.S | SUNDRIES |  | L.S | 0
-
|  | TOTAL FOR 10 CUM |  |  | 3147.4333
-
|  | RATE PER CUM INCLUDING REFILLING | 0 TO 2M |  | 314.7433
|  |  | 2 TO 3M |  | 329.02
1.2 |  | RATE PER CUM EXCLUDING REFILLING | 0 TO 2M |  | 297.5
|  |  | 2 TO 3M |  | 311.78
1.3 |  | EARTH WORK EXCAVATION for SDR
-
10 | CUM | EARTH WORK EXCAVATION IN SDR | 221.48 | CUM | 2214.8
10 | CUM | ADD 100% FOR NARROW CUTTING | 221.48 | CUM | 2214.8
10 | CUM | 1/3REFILLING CHARGES | 17.2433 | CUM | 172.4333
| L.S | SUNDRIES |  | L.S | 0
-
|  | TOTAL FOR 10 CUM |  |  | 4602.0333
-
|  | RATE PER CUM INCLUDING REFILLING | 0 TO 2M |  | 460.2033
|  |  | 2 TO 3M |  | 474.48
1.7 |  | RATE PER CUM EXCLUDING REFILLING IN SDR | 0 TO 2M |  | 442.96
|  |  | 2 TO 3M |  | 457.24
1.4 |  | EARTH WORK EXCAVATION for open foundationEXCLUDING REFILLING
10 | CUM | EARTH WORK EXCAVATION IN SS20B | 148.75 | CUM | 1487.5
10 | CUM | 1/3REFILLING CHARGES | 17.2433 | CUM | 172.4333
| L.S | SUNDRIES |  | L.S | 0
-
|  | TOTAL FOR 10 CUM |  |  | 1659.9333
-
165.9933
1.5 |  | RATE PER CUM EXCLUDING REFILLING | 0 TO 2M |  | 148.75
|  |  | 2 TO 3M |  | 163.03
|  |  | 3 to 4 |  | 177.31
|  |  | 4 to 5 |  | 191.59
1.8 |  | EARTH WORK EXCAVATION for open foundation IN SDR (EXCLUDING REFILLING)
10 | CUM | EARTH WORK EXCAVATION IN SDR | 221.48 | CUM | 2214.8
| LS |  |  | LS | 0
-
|  | TOTAL FOR 10 CUM |  |  | 2214.8
-
|  | RATE PER CUM EXCLUDING REFILLING IN SDR (OPEN FOUNDATION) | 0 TO 2M |  | 221.48
|  |  | 2 TO 3M |  | 235.76
1.6 |  | EARTH WORK EXCAVATION FOR DRAINS
|  | up to 1.25m width | 0 TO 2M |  | 223.125
|  | 1.5 times E.W | 2 TO 3M |  | 237.41
=
|  | From 1.25m to 2m width (1.25 times E.W) | 0 TO 2M |  | 185.9375
2.1 | * | FILLING IN FOUNDATION AND
BASEMENT WITH FILLING SAND
-
1 | CUM | COST OF FILLINGSAND | 2265.5 | CUM | 2265.5
1 | CUM | LABOUR CHARGES FOR FILLING | 45.43 | CUM | 45.43
| L.S | SUNDRIES |  | L.S | 0
-
|  | TOTAL FOR 1.0 CUM |  |  | 2310.93
-
| * | PAINTING TWO COATS OVER OLD (as per PWD Standard Data)
PLASTERED SURFACE WITH
OBD
-
1.34 | Kg | OBD p-45 sl.140 | 73.8 | Kg | 98.892
0.5 | NO | PAINTER I | 1058.4 | NO | 529.2
0.5 | NO | MAZDOOR I | 865.2 | NO | 432.6
0.8 | NO | MAZDOOR II | 709.8 | NO | 567.84
10 | Sqm | Thorouh scrapping p28/108 | 4 | Sqm | 40
| L.S | SUNDRIES FOR BRUSHES,ETC |  | L.S | 2.6
-
|  | TOTAL FOR 10 SQM |  |  | 1671.132
-
|  | RATE PER SQM |  |  | 167.1132

## Elec.Data
Tamil Nadu Police Housing Corporation
TNHB ELECTRICAL DATA 2019-2020
Part - A
|  |  | DATA - 1 | [6 empty] | FAN POINT FOR ADMINISTRATIVE BLOCKS AND COMMUNITY CENTRE
WIRING IN CONCEALED PVC PIPE
Light point with ceiling rose for flats/ houses
|  |  | Wirng with 1.5 sqmm copper PVC insulated unsheathed single core 1.1 KV grade cable with continuous earth by means of 1.5 sqmm copper PVC insulated unsheathed single core 1.1 KV grade cable confirming to IS 694 / 1980 with ISI mark in fully concealed PVC rigid conduit pipe heavy duty with ISI mark with suitable size MS box of 16g thick concealed and covered with 3mm thick laminated hylem sheet for LIGHT POINT WITH CEILING ROSE controlled by 5 amps flush type switch including citcuit mains, cost of all materials, specials, etc., all complete, | [6 empty] | Wirng with 1.5 sqmm copper PVC insulated unsheathed single core 1.1 KV grade cable with continuous earth by means of 1.5 sqmm copper PVC insulated unsheathed single core 1.1 KV grade cable confirming to IS 694 / 1980 with ISI mark in PVC rigid conduit pipe heavy duty with ISI mark with suitable size MS box of 16g thick concealed and covered with 3mm thick laminated hylem sheet for FAN POINT FOR ADMINISTRATIVE BLOCKS AND COMMUNITY CENTRE controlled by 5 amps flush type switch including citcuit mains, cost of all materials, specials, etc., all complete,(Open wiring)
| 90 | Rmt | 1.5 sqmm copper PVC insulated unsheathed single core cable (P-125 it-2/b) | 16.55 | Rmt | 1489.5
| 45 | Rmt | PVC rigid conduit pipe 19 mm / 20mm heavy duty with ISI mark p-128 part -I IX-1 b | 20 | 1 Rmt | 900
| 20 | No | 19 mm PVC rigid bends - p-128 part -I IX-2b | 3.15 | No | 63
| 10 | No | 19 mm PVC rigid tees (p-129 4b, 16.05/12=1.34) | 1.3375 | No | 13.375 |  | 90 | Rmt | 1.5 sqmm copper PVC insulated unsheathed single core cable | 16.55 | Rmt | 1489.5
| 1 | No | MS joint box 150 x 100 x 75 mm p-126 vi-b part -f | 70.7 | No | 70.7 |  | 45 | Rmt | PVC rigid conduit pipe 19 mm / 20mm heavy duty with ISI mark | 20 | 1 Rmt | 900
[8 empty] | 75 | No | 19 mm PVC saddles / p 129 , 5 b | 3.6 | Dozen | 22.5
| 0.015 | Sqm | Hylem sheet 3 mm thick with lamination p-129 it-7a part-I | 661 | Sqm | 9.915 |  | 12 | No | 19 mm PVC rigid bends | 3.15 | No | 37.8
| 10 | No | 5 amps flush type switch p-118, Part-C,1 a ( 194.5/12=16.21) | 16.2083 | No | 162.0833 |  | 6 | No | 19 mm PVC rigid tees | 1.3375 | No | 8.025
| 10 | No | Ceiling rose p-116 it-27 | 13.8 | No | 138 |  | 150 | Nos | Teakwood plugs 1.5"x1"x2" | 287 | 1000 | 43.05
| 10 | No | 19 mm PVC junction box ( p-129,6-b( 43.25/12=3.6) | 3.6042 | No | 36.0417 |  | 7 | Nos | PVC JUNCTION BOX 19 mm | 3.6042 | No | 25.2292
| 1.25 | Bag | Cement | 302 | Bag | 377.5 |  | 6 | No | Ceiling rose | 13.8 | Each | 82.8
| 10 | No | MS box 150 x 100 x 75 mm p-125 vi-b pat -f | 70.7 | No | 707 |  | 6 | No | 5 amps flush type switch p-118, Part-C,1 a ( 194.5/12=16.21) | 16.2083 | No | 97.25
| 0.15 | Sqm | 3 mm thick laminated Hylem sheet p-128 it-7a part-I | 661 | Sqm | 99.15 |  | 1 | Gross | Brass screws ( 40 mm x 6 no) P-85 Part-L c | 69.4 | Gross | 69.4
| 45 | Rmt | 1.5 sqmm copper PVC insulated unsheathed single core cable (P-123 it-2/b) | 16.55 | 90 Rmt | 744.75 |  | 6 | Nos | MS box 12"X8" mm(5 sided) covered with 3mm thick Hylem sheet [sd 12] | 9.45 | No | 56.7
| LS |  | Labour charges |  | LS | 11454 |  | 0.16667 | bag | Cement | 302 | bag | 50.3333
| LS |  | Sundries |  | LS | 34.98 |  | 45 | m | 1.5 sqmm copper PVC insulated unsheathed single core cable for continuous earth connection | 16.55 | Sqm | 744.75
|  |  | Total for 10 Points |  |  | 16299.995 | 16300 | 6 | Points | Labour charges | 1207 | Points | 7242
|  |  | Rate for 1 Point |  |  | 1629.9995 | 0.005 |  | Ls | Sundries for screws etc., |  |  | 40.41
10909.7475
|  |  | Labour Charges for wirnig in PVC pipe concealed | [6 empty] | Total for 6 Points
[10 empty] | Rate for 1 Point |  |  | 1818.2913 | 10066.8 | 10066.8
|  |  | Sub - data | [10 empty] | -842.9475
| 1 | No | Electrical Maistry ( p-11 it 49/106) | 898 | No | 898 |  |  | Labour Charges for wirnig in PVC pipe concealed
| 2 | No | Wiremen Grade - I ( p-9 it-100) | 783 | No | 1566
| 3 | No | Wiremen Grade - II ( p-11 it-101) | 778 | No | 2334 |  |  | Sub - data
| 4 | No | Electrical HELPERp-12 it-102 | 611 | No | 2444
|  |  | For Concreting work |  |  |  |  | 1 | No | Maistry | 898 | No | 898
| 2 | No | Mason IInd class | 884 | No | 1768 |  | 2 | No | Wiremen Grade - I | 783 | No | 1566
| 4 | No | Electrical HELPERp-12 it-102 | 611 | No | 2444 |  | 3 | No | Wiremen Grade - II | 778 | No | 2334
[6 empty] | 11454 |  | 4 | No | Helper | 611 | No | 2444
|  |  | DATA - 2 | [6 empty] | LIGHT POINT WITH CEILING ROSE FOR ADMINISTRATIVE BLOCKS AND COMMUNITY CENTRE Open wiring |  |  | 7242
Light point with bakelite batern type holder for flats/ houses
[12 empty] | 1175/6= | 1207
|  |  | Wirng with 1.5 sqmm copper PVC insulated unsheathed single core 1.1 KV grade cable with continuous earth by means of 1.5 sqmm copper PVC insulated unsheathed single core 1.1 KV grade cable confirming to IS 694 / 1980 with ISI mark in fully concealed PVC rigid conduit pipe heavy duty with ISI mark with suitable size MS box of 16g thick concealed and covered with 3mm thick laminated hylem sheet for LIGHT POINT WITH BAKELITE BATTERN TYPE HOLDER FOR FLATS/ HOUSES controlled by 5 amps flush type switch including citcuit mains, cost of all materials, specials, etc., all complete, | [6 empty] | Wirng with 1.5 sqmm copper PVC insulated unsheathed single core 1.1 KV grade cable with continuous earth by means of 1.5 sqmm copper PVC insulated unsheathed single core 1.1 KV grade cable confirming to IS 694 / 1980 with ISI mark in PVC rigid conduit pipe heavy duty with ISI mark with suitable size MS box of 16g thick concealed and covered with 3mm thick laminated hylem sheet for LIGHT POINT WITH CEILING ROSE FOR ADMINISTRATIVE BLOCKS AND COMMUNITYCENTRE controlled by 5 amps flush type switch including citcuit mains, cost of all materials, specials, etc., all complete,
|  |  | Total for Data 1 excluding sundries |  |  | 16265.015 |  | 90 | Rmt | 1.5 sqmm copper PVC insulated unsheathed single core cable | 16.55 | Rmt | 1489.5
|  |  | Deduct cost of ceiling rose 10 Nos |  |  | 138 |  | 45 | Rmt | PVC rigid conduit pipe 19 mm / 20mm heavy duty with ISI mark | 20 | 1 Rmt | 900
|  |  | Add cost of Bakelite battern type holders 10 Nos @ Rs 16.65 / Each p-116, it-25 |  |  | 166.5 |  | 75 | No | 19 mm PVC saddles | 3.6 | Dozen | 22.5
|  |  | Sundries |  |  | 36.48 |  | 12 | No | 19 mm PVC rigid bends | 3.15 | No | 37.8
|  |  | Total for 10 points |  |  | 16329.995 | 16380 | 6 | No | 19 mm PVC rigid tees | 1.3375 | No | 8.025
|  |  | Rate for 1 points |  |  | 1632.9995 | 50.005 | 150 | Nos | Teakwood plugs 1.5"x1"x2" | 287 | 1000 | 43.05
[8 empty] | 7 | Nos | PVC JUNCTION BOX 19 mm | 3.6042 | No | 25.2292
|  |  | DATA - 3 |  |  |  |  | 6 | No | Ceiling rose | 13.8 | Each | 82.8
|  |  | POINT WIRING FOR CALLING BELL / BUZZER WITH PUSH SWITCH FOR ALL TYPE OF BUILDING |  |  |  |  | 6 | No | 5 amps flush type switch p-118, Part-C,1 a ( 194.5/12=16.21) | 16.2083 | Dozen | 97.25
[8 empty] | 1 | Gross | Brass screws ( 40 mm x 6 no) P-85 Part-L c | 69.4 | Gross | 69.4
|  |  | Wirng with 1.5 sqmm copper PVC insulated unsheathed single core 1.1 KV grade cable with continuous earth by means of 1.5 sqmm copper PVC insulated unsheathed single core 1.1 KV grade cable confirming to IS 694 / 1980 with ISI mark in fully concealed PVC rigid conduit pipe heavy duty with ISI mark with suitable size MS box of 16g thick concealed and covered with 3mm thick laminated hylem sheet for POINT WIRING WITH CALLING BELL/BUZZER WITH PUSH TYPE SWITCH FOR ALL TYPE OF BUILDINGS including citcuit mains, cost of all materials, specials, etc., all complete, |  |  |  |  | 6 | Nos | MS box 4"X4" mm(5 sided) covered with 3mm thick Hylem sheet [sd 12] | 67.5 | each | 405
|  |  | Total of Data 1 excluding sundries |  |  | 16265.015 |  | 0.16667 | bag | Cement | 302 | bag | 50.3333
|  |  | Deduct cost of 10 Nos ceiling rose |  |  | 138
|  |  | Deduct cost of 10 Nos 19 mm PVC junction box |  |  | 36.0417 |  | 6 | Points | Labour charges | 1207 | Points | 7242
|  |  | Deduct 10 Nos 5 A switch |  |  | 162.0833 |  |  | Ls | Sundries for screws etc., |  |  | 21.12
|  |  | Add the cost of 10 Nos Buzer/Bell @ 41.70/Each it-31a p-116 |  |  | 417
|  |  | Add the cost of 10 nos 5A type push switch SD-105 |  |  | 166.5 |  |  |  | Total for 6 Points |  |  | 10494.0075 |  | -10494
|  |  | Add the cost of 10 nos 15 x 10 x 7.5 cm TW box @ Rs 16.50/Each p-130, X-c part -j |  |  | 165 |  |  |  | Rate for 1 Point |  |  | 1749.0013 | 10494 | 0.0075
|  |  | Sundries |  |  | 22.58 | [7 empty] | 10494
|  |  | Total for 10 points |  |  | 16699.97 | 16700 | [6 empty] | -0.0075
|  |  | Rate for 1 point |  |  | 1669.997 | 0.03
DATA - 4
FAN POINT
Wirng with 1.5 sqmm copper PVC insulated unsheathed single core 1.1 KV grade cable with continuous earth by means of 1.5 sqmm copper PVC insulated unsheathed single core 1.1 KV grade cable confirming to IS 694 / 1980 with ISI mark in fully concealed PVC rigid conduit pipe heavy duty with ISI mark with suitable size MS box of 16g thick concealed and covered with 3mm thick laminated hylem sheet for FAN POINT controlled by 5 amps flush type switch including citcuit mains, cost of all materials, specials, etc., all complete,
| 90 | Rmt | 1.5 sqmm copper PVC insulated unsheathed single core cable (P-125 it-2/b) | 16.55 | 90 Rmt | 1489.5
| 45 | Rmt | PVC rigid conduit pipe 19 mm / 20mm heavy duty with ISI mark p-128 part -I IX-1 b | 20 | Rmt | 900
| 20 | No | 19 mm PVC rigid bends - p-128 part -I IX-2b | 3.15 | No | 63
| 10 | No | 19 mm PVC rigid tees (p-129 4b, 16.05/12=1.34) | 1.3375 | No | 13.375
| 10 | No | 19 mm PVC junction box ( p-129,6-b( 43.25/12=3.6) | 3.6042 | No | 36.0417
| 10 | No | Ceiling rose p-116 it-27 | 13.8 | No | 138
| 10 | No | 5 amps flush type switch p-118, Part-C,1 a ( 194.5/12=16.21) | 16.2083 | No | 162.0833
| 10 | No | MS box 200 x 150 x 75 mm part- F 1c p-126 | 115.1 | No | 1151
| 0.6 | Sqm | 3 mm thick laminated Hylem sheet p-128 it-7a part-I | 661 | Sqm | 396.6
| 1 | No | MS joint box (150 x 100 x 75 mm ) | 70.7 | No | 70.7
| 0.015 | Sqm | 3 mm thick laminated Hylem sheet p-128 it-7a part-I | 661 | Sqm | 9.915
| 1.25 | Bag | Cement | 302 | Bag | 377.5
| 45 | Rmt | 1.5 sqmm copper PVC insulated unsheathed single core cable (P-123 it-2/b) | 16.55 | 90 Rmt | 744.75
| LS |  | Labour charges |  |  | 11454
| LS |  | Sundries |  |  | 43.53
|  |  | Total for 10 points |  |  | 17049.995 | 17050 | -5129.995
|  |  | Rate for 1 point |  |  | 1704.9995 | 0.005
|  |  | MS box 300 x 200 x 75 mm |  |  |  | 0.05
|  |  | 200x150x75 mm=90 | 90
|  |  | A 200x150x75 mm=0.0825 | 0.0825
|  |  | A 300x200x75 mm=0.135m2 | 0.135 |  | 147.2727
DATA - 5
STAIRCASE LIGHT POINT
Wirng with 1.5 sqmm copper PVC insulated unsheathed single core 1.1 KV grade cable with continuous earth by means of 1.5 sqmm copper PVC insulated unsheathed single core 1.1 KV grade cable confirming to IS 694 / 1980 with ISI mark in fully concealed PVC rigid conduit pipe heavy duty with ISI mark with suitable size MS box of 16g thick concealed and covered with 3mm thick laminated hylem sheet for STAIRCASE LIGHT POINT controlled by 5 amps flush type switch including citcuit mains, cost of all materials, specials, etc., all complete,
| 90 | Rmt | 1.5 sqmm copper PVC insulated unsheathed single core cable | 16.55 | Rmt | 1489.5
| 30 | Rmt | PVC rigid conduit pipe 19 mm / 20mm heavy duty with ISI mark | 20 | Rmt | 600
| 10 | No | 19 mm PVC rigid bends | 3.15 | No | 31.5
| 5 | No | 19 mm PVC rigid tees | 1.3375 | No | 6.6875
| 10 | No | 5 A flush type two way switches ( Staircase switch )part c-b p-118 | 20.1083 | No | 201.0833 |  | 21.0833
| 5 | No | Ceiling rose | 13.8 | No | 69
| 5 | No | 19 mm PVC junction box | 3.6042 | No | 18.0208
| 6 | No | MS box 150x 100 x 75 mm | 70.7 | No | 424.2
| 0.09 | Sqm | 3 mm thick laminated Hylem sheet | 661 | Sqm | 59.49
| 1.25 | Bag | Cement | 302 | Bag | 377.5
| 30 | Rmt | 1.5 sqmm copper PVC insulated unsheathed single core cable for continuous earth connection | 16.55 | 90 Rmt | 496.5
|  |  | Labour charges |  |  | 11454
|  |  | Sundries |  |  | 32.51
|  |  | Total for 5 points |  |  | 15259.9917 | 15260
|  |  | Rate for 1 point |  |  | 3051.9983 | 0.0083333
DATA - 6
5 AMPS 5 PIN PLUG SOCKET POINT AT CONVENIENT PLACES
Wirng with 1.5 sqmm copper PVC insulated unsheathed single core 1.1 KV grade cable with continuous earth by means of 1.5 sqmm copper PVC insulated unsheathed single core 1.1 KV grade cable confirming to IS 694 / 1980 with ISI mark in fully concealed PVC rigid conduit pipe heavy duty with ISI mark with suitable size MS box of 16g thick concealed and covered with 3mm thick laminated hylem sheet for 5 amps 5 pin PLUG SOCKET POINT AT CONVENIENT PLACES including citcuit mains, cost of all materials, specials, etc., all complete,
| 90 | Rmt | 1.5 sqmm copper PVC insulated unsheathed single core cable | 16.55 | 90 Rmt | 1489.5
| 45 | Rmt | PVC rigid conduit pipe 19 mm / 20mm heavy duty with ISI mark | 20 | Rmt | 900
| 20 | No | 19 mm PVC rigid bends | 3.15 | Dozen | 63
| 10 | No | 19 mm PVC rigid tees | 1.3375 | Dozen | 13.375
| 1 | No | MS box 150x 100 x 75 mm | 70.7 | No | 70.7
| 0.015 | Sqm | 3 mm thick laminated Hylem sheet | 661 | Sqm | 9.915
| 15 | No | 5 A 5 pin non - inter locking switch and plug ( flush type ) part - c (I a) + part - d (I a)( Rs. 194.50/12 + 24.10) p-118 +123 part d a | 40.3083 | No | 604.625 | 431.6 | 35.9667 | 2.9972
| 15 | No | MS box 150x 100 x 75 mm | 70.7 | No | 1060.5
| 0.225 | Sqm | 3 mm thick laminated Hylem sheet | 661 | SQqm | 148.725
| 1.25 | Bag | Cement | 302 | Bag | 377.5
| 45 | Sqm | 1.5 sqmm copper PVC insulated unsheathed single core cable for continuous earth connection | 16.55 | 90 Rmt | 744.75
|  |  | Labour charges |  |  | 11454
|  |  | Sundries |  |  | 58.35
|  |  | Total for 15 points |  |  | 16994.94 | 16995
|  |  | Rate for 1 point |  |  | 1132.996 | 0.06
DATA - 7
5 AMPS 5 PIN PLUG SOCKET POINT AT SWITCH BOARD ITSELF
Wirng with 1.5 sqmm copper PVC insulated unsheathed single core 1.1 KV grade cable with continuous earth by means of 1.5 sqmm copper PVC insulated unsheathed single core 1.1 KV grade cable confirming to IS 694 / 1980 with ISI mark in fully concealed PVC rigid conduit pipe heavy duty with ISI mark with suitable size MS box of 16g thick concealed and covered with 3mm thick laminated hylem sheet for 5 amps 5 pin PLUG SOCKET POINT AT SWITCH BOARD ITSELF including citcuit mains, cost of all materials, specials, etc., all complete,
| 5 | Rmt | 1.5 sqmm copper PVC insulated unsheathed single core cable | 16.55 | 1 Rmt | 82.75
| 2.5 | Rmt | PVC rigid conduit pipe 19 mm / 20mm heavy duty with ISI mark | 20 | Rmt | 50
| 1 | No | 5 A 5 pin non - inter locking switch and plug ( flush type ) part - c (I a) + part - d (I a)( Rs. 194.50/12 + 24.10) p-118 +123 part d a | 40.3083 | No | 40.3083
|  |  | Labour charges |  |  | 636.33
|  |  | Sundries |  |  | 25.61
|  |  | Rate for 1 point |  |  | 834.9983 | 0.0016667
DATA - 8
15 AMPS POWER PLUG
Supplying and fixing of 15 Amps 3 pin flush type plug socket on suitable MS box of 16g thick concealed and covered with 3 mm thick laminated hylem sheet inclusive of all materials, etc., all complete.
| 1 | No | 15 Amps 3 pin flush type plug socket Part-D1 b p-123 | 54.5 | No | 54.5
| 1 | No | MS box 150 x 100 x 75mm | 70.7 | No | 70.7
| 0.015 | Sqm | 3 mm thick laminated hulem sheet | 661 | Sqm | 9.915
| LS |  | Labour charges and sundries such as cement, screws etc., |  |  | 14.88 | 2.7023
|  |  | Rate for Each |  |  | 149.995 | 0.005
2699.91
DATA - 9
LIGHT POINT WITH CEILING ROSE FOR ADMINISTRATIVE BLOCKS AND COMMUNITY CENTRE
Wirng with 1.5 sqmm copper PVC insulated unsheathed single core 1.1 KV grade cable with continuous earth by means of 1.5 sqmm copper PVC insulated unsheathed single core 1.1 KV grade cable confirming to IS 694 / 1980 with ISI mark in fully concealed PVC rigid conduit pipe heavy duty with ISI mark with suitable size MS box of 16g thick concealed and covered with 3mm thick laminated hylem sheet for LIGHT POINT WITH CEILING ROSE FOR ADMINISTRATIVE BLOCKS AND COMMUNITYCENTRE controlled by 5 amps flush type switch including citcuit mains, cost of all materials, specials, etc., all complete,
| 90 | Rmt | 1.5 sqmm copper PVC insulated unsheathed single core cable | 16.55 | Rmt | 1489.5
| 45 | Rmt | PVC rigid conduit pipe 19 mm / 20mm heavy duty with ISI mark | 20 | 1 Rmt | 900
| 12 | No | 19 mm PVC rigid bends | 3.15 | No | 37.8
| 6 | No | 19 mm PVC rigid tees | 1.3375 | No | 8.025
| 1 | No | MS joint box 150 x 100 x 75 mm | 70.7 | No | 70.7
| 0.015 | Sqm | Hylem sheet 3 mm thick with lamination | 661 | Sqm | 9.915
| 6 | No | 5 amps flush type switch | 16.2083 | Dozen | 97.25
| 6 | No | Ceiling rose | 13.8 | No | 82.8
| 6 | No | 19 mm PVC junction box | 3.6042 | No | 21.625
| 1.25 | Bag | Cement | 302 | Bag | 377.5
| 6 | No | MS box 150 x 100 x 75 mm | 70.7 | No | 424.2
| 0.09 | Sqm | 3 mm thick laminated Hylem sheet | 661 | Sqm | 59.49
| 45 |  | 1.5 sqmm copper PVC insulated unsheathed single core cable for continuous earth connection | 16.55 | 90 Rmt | 744.75
|  |  | Labour charges |  | LS | 11454
|  |  | Sundries |  | LS | 62.44
|  |  | Total for 6 Points |  |  | 15839.995
|  |  | Rate for 1 Point |  |  | 2639.9992 | 15840 | 0.005
0.005
|  |  | DATA - 10 |  |  |  | 0.03
LIGHT POINT WITH BAKELITE BATTERN TYPE HOLDER FOR ADMINISTRATIVE BLOCKS AND COMMUNITY CENTRE
Wirng with 1.5 sqmm copper PVC insulated unsheathed single core 1.1 KV grade cable with continuous earth by means of 1.5 sqmm copper PVC insulated unsheathed single core 1.1 KV grade cable confirming to IS 694 / 1980 with ISI mark in fully concealed PVC rigid conduit pipe heavy duty with ISI mark with suitable size MS box of 16g thick concealed and covered with 3mm thick laminated hylem sheet for LIGHT POINT WITH BAKELITE BATTERN TYPE HOLDER FOR ADMINISTRATIVE BLOCKS AND COMMUNITYCENTRE controlled by 5 amps flush type switch including citcuit mains, cost of all materials, specials, etc., all complete,
|  |  | Total of Data 9 excluding sundries |  |  | 15777.555
|  |  | Deduct cost of ceiling rose 6 nos |  |  | 82.8
|  |  | Add cost of Bakelite battern type holders 6 nos @ 16.65/Each9 (New item 25-p-116) |  |  | 99.9
|  |  | Sundries |  |  | 45.34
|  |  | Total for 6 points |  |  | 15839.995 | 15840
|  |  | For 1 points |  |  | 2639.9992 | 0.005
DATA - 11
FAN POINT FOR ADMINISTRATIVE BLOCKS AND COMMUNITY CENTRE
Wirng with 1.5 sqmm copper PVC insulated unsheathed single core 1.1 KV grade cable with continuous earth by means of 1.5 sqmm copper PVC insulated unsheathed single core 1.1 KV grade cable confirming to IS 694 / 1980 with ISI mark in fully concealed PVC rigid conduit pipe heavy duty with ISI mark with suitable size MS box of 16g thick concealed and covered with 3mm thick laminated hylem sheet for FAN POINT FOR ADMINISTRATIVE BLOCKS AND COMMUNITY CENTRE controlled by 5 amps flush type switch including citcuit mains, cost of all materials, specials, etc., all complete,
| 90 | Rmt | 1.5 sqmm copper PVC insulated unsheathed single core cable | 16.55 | Rmt | 1489.5
| 45 | Rmt | PVC rigid conduit pipe 19 mm / 20mm heavy duty with ISI mark | 20 | Rmt | 900
| 12 | No | 19 mm PVC rigid bends | 3.15 | No | 37.8
| 6 | No | 19 mm PVC rigid tees | 1.3375 | No | 8.025
| 6 | No | PVC junction box 19 mm | 3.6042 | No | 21.625
| 6 | No | Ceiling rose | 13.8 | No | 82.8
| 6 | No | 5 amps flush type switch | 16.2083 | Dozen | 97.25
| 6 | No | MS box 200 x 150 x 75 mm | 115.1 | No | 690.6
| 0.36 | Sqm | 3 mm thick laminated Hylem sheet | 661 | Sqm | 237.96
| 1 | No | MS joint box (150 x 100 x 75 mm ) | 70.7 | No | 70.7
| 0.015 | Sqm | 3 mm thick laminated Hylem sheet | 661 | Sqm | 9.915
| 1.25 | Bag | Cement | 302 | Bag | 377.5
| 45 | Rmt | 1.5 sqmm copper PVC insulated unsheathed single core cable for continuous earth connection | 16.55 | Rmt | 744.75
|  |  | Labour charges |  |  | 11454
|  |  | Sundries |  |  | 49.57 | -6.38
|  |  | Total for 6 points |  |  | 16271.995 | 16272
|  |  | Rate for 1 point |  |  | 2711.9992 | 0.005
|  |  | DATA - 12 a |  |  | 0.78
STAIRCASE LIGHT POINT FOR ADMINISTRATIVE BLOCKS AND COMMUNITY CENTRE
Wirng with 1.5 sqmm copper PVC insulated unsheathed single core 1.1 KV grade cable with continuous earth by means of 1.5 sqmm copper PVC insulated unsheathed single core 1.1 KV grade cable confirming to IS 694 / 1980 with ISI mark in fully concealed PVC rigid conduit pipe heavy duty with ISI mark with suitable size MS box of 16g thick concealed and covered with 3mm thick laminated hylem sheet for STAIRCASE LIGHT POINT FOR ADMINISTRATIVE BLOCKS AND COMMUNITY CENTRE controlled by 5 amps flush type switch including citcuit mains, cost of all materials, specials, etc., all complete,
| 90 | Rmt | 1.5 sqmm copper PVC insulated unsheathed single core cable | 16.55 | Rmt | 1489.5
| 30 | Rmt | PVC rigid conduit pipe 19 mm / 20mm heavy duty with ISI mark | 20 | Rmt | 600
| 6 | No | 19 mm PVC rigid bends | 3.15 | No | 18.9
| 3 | No | 19 mm PVC rigid tees | 1.3375 | No | 4.0125
| 6 | No | 5 A flush type two way switches ( Staircase switch ) | 20.1083 | No | 120.65
| 3 | No | Ceiling rose | 13.8 | No | 41.4
| 3 | No | 19 mm PVC junction box | 3.6042 | No | 10.8125
| 3 | No | MS box 150x 100 x 75 mm | 70.7 | No | 212.1
| 0.054 | Sqm | 3 mm thick laminated Hylem sheet | 661 | Sqm | 35.694
| 1.25 | Bag | Cement | 302 | Bag | 377.5
| 30 | Rmt | 1.5 sqmm copper PVC insulated unsheathed single core cable for continuous earth connection | 16.55 | Rmt | 496.5
|  |  | Labour charges |  |  | 11454
|  |  | Sundries |  |  | 18.93
|  |  | Total for 3 points |  |  | 14879.999 | 14880
|  |  | Rate for 1 point |  |  | 4959.9997 | 0.001
Part - B
|  |  | DATA - 12 | [6 empty] | DATA - 14
|  |  | 2 X1.5 Sqmm in fully concealed PVC conduit | [6 empty] | 2 X 6 Sq mm in fully concealed PVC conduit | [13 empty] | 2 X 10 Sq mm in fully concealed PVC conduit
|  |  | Run off mains with 2 wires of 1.5 Sqmm copper PVC insulated unsheathed single core 1.1KV cable wire contuinuous earth by means of 1.5 Sqmm copper PVC insulated unsheathed single core 1.1 KV grade cable in fully concealed 19 mm / 20 mm dia rigid PVC conduit pipe heavy duty with ISI mark including cost of all materials, specials, etc., all complete. | [6 empty] | Run off mains with 2 wires of 6 Sqmm copper PVC insulated unsheathed single core 1.1KV cable wire contuinuous earth by means of 2.5 Sqmm copper PVC insulated unsheathed single core 1.1 KV grade cable in fully concealed 19 mm / 20 mm dia rigid PVC conduit pipe heavy duty with ISI mark including cost of all materials, specials, etc., all complete. | [13 empty] | Run off mains with 2 wires of 10 Sqmm copper PVC insulated unsheathed single core 1.1KV cable wire contuinuous earth by means of 2.5 Sqmm copper PVC insulated unsheathed single core 1.1 KV grade cable in fully concealed 19 mm / 20 mm dia rigid PVC conduit pipe heavy duty with ISI mark including cost of all materials, specials, etc., all complete.
[8 empty] | 180 | Rmt | 6 sqmm copper PVC insulated unsheathed single core cable p 125 , 2 part -E | 56.7 | Rmt | 10206 | [8 empty] | 180 | Rmt | 10 sqmm copper PVC insulated unsheathed single core cable p 125 , 2 part -E | 85.3 | Rmt | 15354
| 180 | Rmt | 1.5 sqmm copper PVC insulated unsheathed single core cable | 16.55 | Rmt | 2979 |  | 90 | Rmt | PVC rigid conduit pipe 19 mm / 20mm heavy duty with ISI mark | 20 | Rmt | 1800 | [8 empty] | 90 | Rmt | PVC rigid conduit pipe 19 mm / 20mm heavy duty with ISI mark | 19.1 | Rmt | 1719
| 90 | Rmt | PVC rigid conduit pipe 19 mm / 20mm heavy duty with ISI mark | 20 | Rmt | 1800 |  | 3 | Bag | Cement | 302 | Bag | 906 | [8 empty] | 3 | Bag | Cement | 302 | Bag | 906
| 3 | Bag | Cement | 302 | Bag | 906 |  | 90 | Rmt | 4 sqmm copper PVC insulated unsheathed single core cable for continuous earth connectionp P-125 2 d | 40.95 | Rmt | 3685.5 | [8 empty] | 90 | Rmt | 2.5sqmm copper PVC insulated unsheathed single core cable for continuous earth connectionp P-125 2 d | 56.7 | Rmt | 5103
| 90 | Rmt | 1.5 sqmm copper PVC insulated unsheathed single core cable for continuous earth connection | 16.55 | Rmt | 1489.5 |  |  |  | Labour charges |  |  | 11454 | [10 empty] | Labour charges |  |  | 11454
|  |  | Labour charges |  |  | 11454 |  |  |  | Sundries |  |  | 79 | [10 empty] | Sundries |  |  | 79
[6 empty] | 18628.5 |  |  |  | Total for 90 Metres |  |  | 28130.5 | [10 empty] | Total for 90 Metres |  |  | 34615 | 31104 | -3511
|  |  | Sundries |  |  | 91.5 |  |  |  | Rate for 1 Rmt |  |  | 312.5611 | 26766 | -1364.5 |  | 17924.5 | [6 empty] | Rate for 1 Rmt |  |  | 384.6111 | 345.6 | 39.0111
|  |  | Total for 90 Metres |  |  | 18720 | [7 empty] | -1364.5 |  |  | 33278.5 | [11 empty] | 3511
|  |  | Rate for 1 Rmt |  |  | 208 | 18720 | [6 empty] | 19125 |  |  | 369.7611
[7 empty] | 0 | [6 empty] | -9005.5
DATA - 13
2 X 2.5 Sq mm in fully concealed PVC conduit
Run off mains with 2 wires of 2.5 Sqmm copper PVC insulated unsheathed single core 1.1KV cable wire contuinuous earth by means of 1.5 Sqmm copper PVC insulated unsheathed single core 1.1 KV grade cable in fully concealed 19 mm / 20 mm dia rigid PVC conduit pipe heavy duty with ISI mark including cost of all materials, specials, etc., all complete.
|  |  | Total as per Data No. 12 |  |  | 18628.5
| 180 | Rmt | Add 180 mt 2.5 Sqmm copper PVC insulated unsheathed S.C. cable p-125, it- 2 c | 25.75 | Rmt | 4635
| 180 | Rmt | Deduct 1.5 Sqmm copper PVC insulated unsheathed S.C. cable | 16.55 | Rmt | 2979
|  |  | Sundries |  |  | 55.5
|  |  | Total for 90 metres |  |  | 20340 | 0
|  |  | Rate for 1 Rmt |  |  | 226 | 20340
DATA - 14
2 X 4 Sq mm in fully concealed PVC conduit
Run off mains with 2 wires of 4 Sqmm copper PVC insulated unsheathed single core 1.1KV cable wire contuinuous earth by means of 2.5 Sqmm copper PVC insulated unsheathed single core 1.1 KV grade cable in fully concealed 19 mm / 20 mm dia rigid PVC conduit pipe heavy duty with ISI mark including cost of all materials, specials, etc., all complete.
| 180 | Rmt | 4 sqmm copper PVC insulated unsheathed single core cable,P-125 it-2-d | 40.95 | Rmt | 7371
| 90 | Rmt | PVC rigid conduit pipe 19 mm / 20mm heavy duty with ISI mark | 20 | Rmt | 1800
| 3 | Bag | Cement | 302 | Bag | 906
| 90 | Rmt | 2.5 sqmm copper PVC insulated unsheathed single core cable for continuous earth connectionp-79, it- 2 c | 25.75 | Rmt | 2317.5
|  |  | Labour charges |  |  | 11454
|  |  | Sundries |  |  | 91.5
|  |  | Total for 90 Metres |  |  | 23940
|  |  | Rate for 1 Rmt |  |  | 266 | 23940
0
|  |  | DATA - 15 | [6 empty] | DATA - 15
|  |  | 4 X 4 Sq mm in fully concealed PVC conduit | [6 empty] | 4 X 6 Sq mm in fully concealed PVC conduit
|  |  | Run off mains with 4 wires of 4 Sqmm copper PVC insulated unsheathed single core 1.1KV cable wire contuinuous earth by means of 2.5 Sqmm copper PVC insulated unsheathed single core 1.1 KV grade cable in fully concealed 19 mm / 20 mm dia rigid PVC conduit pipe heavy duty with ISI mark including cost of all materials, specials, etc., all complete. | [6 empty] | Run off mains with 4 wires of 6 Sqmm copper PVC insulated unsheathed single core 1.1KV cable wire contuinuous earth by means of 2.5 Sqmm copper PVC insulated unsheathed single core 1.1 KV grade cable in fully concealed 19 mm / 20 mm dia rigid PVC conduit pipe heavy duty with ISI mark including cost of all materials, specials, etc., all complete.
| 360 |  | 4 sqmm copper PVC insulated unsheathed single core cable,P-123 it-2-d | 40.95 | Rmt | 14742 |  | 360 |  | 6 sqmm copper PVC insulated unsheathed single core cable p 123 , 2 part -E | 60.65 | Rmt | 21834
| 90 |  | 25mm dia rigid PVC pipe heavy duty with ISI heavy duty with ISI mark part -I 1c P-128, Part -I | 29.8 | Rmt | 2682 |  | 90 |  | 25mm dia rigid PVC pipe heavy duty with ISI heavy duty with ISI mark part-I 1c P-82 | 29.8 | Rmt | 2682
| 3 |  | Cement | 302 | Bag | 906 |  | 3 |  | Cement | 302 | Bag | 906
| 90 |  | 2.5 sqmm copper PVC insulated unsheathed single core cable for continuous earth connection (p-86, it- 2 c) | 25.75 | Rmt | 2317.5 |  | 90 |  | 4 sqmm copper PVC insulated unsheathed single core cable for continuous earth connectionp- | 40.95 | Rmt | 3685.5
|  |  | Labour charges |  |  | 15075 |  |  |  | Labour charges |  |  | 15075
|  |  | Sundries |  |  | 97.5 |  |  |  | Sundries |  |  | 97.5
|  |  | Total for 90 Metres |  |  | 35820 |  |  |  | Total for 90 Metres |  |  | 44280
|  |  | Rate for 1 Rmt |  |  | 398 | 35820 |  |  | Rate for 1 Rmt |  |  | 492 | 44280
[7 empty] | 0 | [6 empty] | 0
Labour charges ( 1.5 x Labour charges + Labour for ducting - sub data - A)
|  |  | ( 1.5 x 10421) - ( (1608+2224 ) / 2) | 15075 |  |  | 7811 |  |  | DATA - 15
|  |  | 15075 | [6 empty] | 4 X 10 Sq mm in fully concealed PVC conduit
Run off mains with 4 wires of 10 Sqmm copper PVC insulated unsheathed single core 1.1KV cable wire contuinuous earth by means of 2.5 Sqmm copper PVC insulated unsheathed single core 1.1 KV grade cable in fully concealed 19 mm / 20 mm dia rigid PVC conduit pipe heavy duty with ISI mark including cost of all materials, specials, etc., all complete.
|  |  | Part - C |  |  |  |  | 360 |  | 10 sqmm copper PVC insulated unsheathed single core cable (P-125 it-2-f part-F) | 85.3 | Rmt | 30708
|  |  | DATA - 16 |  |  |  |  | 90 |  | 25mm dia rigid PVC pipe heavy duty with ISI heavy duty with ISI markpart-I 1c P-82 | 29.8 | Rmt | 2682
[8 empty] | 3 |  | Cement | 302 | Bag | 906
|  |  | WATER TIGHT BULK HEAD FITTING suitable for 12W LED bulb |  |  |  |  | 90 |  | 6 sqmm copper PVC insulated unsheathed single core cable for continuous earth connectionp | 60.65 | Rmt | 5458.5
[10 empty] | Labour charges |  |  | 15075
|  |  | Supplying and fixing of water tight bulk head fittings with guard suitable for 60 / 100 watts including necessary connections, cost of materials, etc., All complete. | [6 empty] | Sundries |  |  | 60.5
| 1 | No | Bulk head fittings P-116 it-26 | 277.6 | No | 277.6 |  |  |  | Total for 90 Metres |  |  | 54890
|  |  | Sundries |  |  | 13.47 | 13.88 |  |  | Rate for 1 Rmt |  |  | 609.8889 | 53037
|  |  | Labour charges |  |  | 225.9333 | [7 empty] | -1853
|  |  | Total For 1 No |  |  | 517.0033 | 0.0033333
Labour Charges Data
| 2 | No | Wiremen Grade II | 778 | No | 1556
| 3 | No | Helper | 611 | No | 1833
|  |  | Total for 15 Nos |  |  | 3389
|  |  | Rate for 1 No |  |  | 225.9333
DATA - 17
16 AMPS DOUBLE POLE MAIN SWITCH ON TEAK WOOD BOARD TOP MES SERVICE CONNECTION / MOTOR PUMP( SINGLE PHASE ) SET
Supplying and fixing of 16 amps double pole main switch with fuse and neutral link on a suitable well varnished Teak wood board including necessary interconnections and cost of all materials, etc., all complete.
| 1 | No | 16 Amps double pole main switch with fuse and neutral link [SD 143] | 344 | No | 344
| 1 | No | TW board of size 31x20x6 cm with brass hinge screw hooks well varnished (as per PWD Elec. Data SD 141) | 60.5 | No | 60.5
|  |  | Sundries for TW plugs,screws, wire and earth connection etc., |  |  | 10.25
|  |  | Labour charges |  |  | 501.25
|  |  | Rate for 1 No |  |  | 916 | 0 | 0.25
Labour charges
| 1 | No | Wiremen Grade I | 783 | No | 783
| 2 | No | Helper | 611 | No | 1222
|  |  | Total for 4 Nos |  |  | 2005
|  |  | Rate for 1 no |  |  | 501.25
DATA - 19
32 AMPS DOUBLE POLE MAIN SWITCH ON TEAK WOOD BOARD TOP MES SERVICE CONNECTION / MOTOR PUMP( SINGLE PHASE ) SET
Supplying and fixing of 32 amps double pole main switch with fuse and neutral link on a suitable well varnished Teak wood board including necessary interconnections and cost of all materials, etc., all complete.
| 1 | No | 32 Amps double pole main switch with fuse and neutral link [SD 143] SR 119/2d | 775 | No | 775
| 1 | No | TW board of size 31x20x6 cm with brass hinge screw hooks well varnished | 60.5 | No | 60.5
|  |  | Sundries for TW plugs,screws, wire and earth connection etc., |  |  | 8.85
|  |  | Labour charges |  |  | 501.25
|  |  | Rate for 1 No |  |  | 1345.6 |  | 0.6
DATA - 18
Supply and fixing 4 way 250 volt single phase with neutral link metalic distribution board on suitable Teak wood board etc., all complete including connections.
| 1 | No | 4 way 16 amps, way 250 volts single phase and neutral link metalic distribution board p-120 7a | 462 | No | 462
| 1 | No | T.W board of size 31 x 20x 6 cm with well varnished [SD 141] | 60.5 | No | 60.5
|  |  | Sundries |  |  | 11.85
|  |  | Labour charges as per Data No 17 |  |  | 501.25
|  |  | Rate for Each |  |  | 1035.6 | 0.6 | -118.6
DATA - 19
16 AMPS TPIC ON TEAK WOOD BOARD FOR 3 PHASE MES SERVICE CONNECTION AND 3 PHASE MOTOR PUMPSETS
Supplying and fixing of 16 amps triple pole main switch with fuse and neutral link on a suitable well varnished teak wood board including necessary interconnection and earth connection cost of all materials, etc., all complete.
| 1 | No | 16 Amps triple pole main switch with fuse and neutral link [SD 161] | 889 | No | 889
| 1 | No | TW board of size 46 x31 x 6 cm with brass hinges hooks screws well varnished [SD 149] | 161.3 | No | 161.3
|  |  | Sundries screw TW plugs screws wire and earth connections. |  |  | 13.97
|  |  | Labour charges |  |  | 668.3333
|  |  | Rate for Each |  |  | 1732.6033 | -9.6033 | 729.6033
Labour charges
| 1 | No | Wiremen Grade I | 783 | No | 783
| 2 | No | Helpers | 611 | No | 1222
|  |  | Labour for 3 Nos |  |  | 2005
|  |  | Rate for 1 No |  |  | 668.3333
DATA - 22
|  |  | Supplying and fixing of 32 amps triple pole main switch with fuse and neutral link on a suitable well varnished teak wood board including necessary interconnection and earth connection cost of all materials, etc., all complete. | [6 empty] | Supplying and fixing of 63 amps triple pole main switch with fuse and neutral link on a suitable well varnished teak wood board including necessary interconnection and earth connection cost of all materials, etc., all complete.
| 1 | No | 32 Amps triple pole main switch with fuse and neutral link [SD 163] SR-p-133 | 1315 | No | 1315 |  | 1 | No | 63 Amps triple pole main switch with fuse and neutral link SR-p-133 | 2866 | No | 2866
| 1 | No | TW board of size 46 x31 x 6 cm with brass hinges hooks screws well varnished [SD 149] | 161.3 | No | 161.3 |  | 1 | No | TW board of size 46 x31 x 6 cm with brass hinges hooks screws well varnished [SD 149] | 161.3 | No | 161.3
|  |  | Sundries screw TW plugs screws wire and earth connections. |  |  | 14.37 |  |  |  | Sundries screw TW plugs screws wire and earth connections. |  |  | 14.37
|  |  | Labour charges |  |  | 668.3333 |  |  |  | Labour charges |  |  | 668.3333
|  |  | Rate for Each |  |  | 2159.0033 | -0.0033333 |  |  | Rate for Each |  |  | 3710.0033
DATA - 20
THREE PHASE DISTRIBUTION BOARD WITH 4 WAY PHASE AND 3 AMPS/WAY FUSE AND NEUTRAL LINK FOR MES SERVICE CONNECTION ( 6 IN 1 BLOCKS )
Supplying and fixing of 1 No three phase distribution board with 4 way/ phase and 30 A/way with neutral link on a suitable well varnished teak wood plank including necessary interconnections and earth connections cost of all materials, etc., all complete.
| 1 | No | Three phase distribution board with 4 way/phase and 32 A / Way with fuse and neutral link. P120 8d | 2311 | No | 2311
| 1 | No | TW plank of size 750 x 450 x 12 mm thick | 422.334 | No | 422.334
|  |  | Sundries such as screws plugs, cement, wire and earth connection. |  |  | 28.34
|  |  | Labour charges |  |  | 668.3333
|  |  | Rate for Each |  |  | 3430.0073 | -87.0073 | 102.9927
|  |  | TW plank of size 750 x 450 x 12 mm thick(91300+12980) p-20+P-27 it-143 labour charge | 104280 | 0.00405 | 422.334 |  |  | 104280
DATA - 24
THREE PHASE DISTRIBUTION BOARD WITH 6 WAY PHASE AND 30 AMPS / WAY WITH FUSE AND NEUTRAL LINK ON SUITABLE TW PLANK TOP MES CONNECTION BOARD (FOR 12 IN 1 BLOCKS)
( For 12 flats common & pump )
|  |  | As per above data |  |  | 3430.0073
| 1 | No | Add for 6 way TPDB 32A/way p-120, 8e | 3093 | No | 3093
| 1 | No | Less 4 way TPDB 32 A/way p-120, 8d | 2311 | No | 2311
Sundries
|  |  | Rate for Each |  |  | 4212.0073 | -195.0073
8424.0147
DATA - 22
2463.00/3474.00
|  |  | FIXING OF TUBE LIGHT FITTINGS ON WALL / CEILING | [6 empty] | SUPPLY AND FIXING OF LED 4000K 2'X2' SQUARE TYPE RECESSED FITTING
|  |  | Charges for assembling and fixing of flouresent tubular lamp fittings of different types ( supplied by the department at free of cost ) with necessary teak wood round block of 75 mm dia 40 mm deep on walls/ ceiling including cost of materials, etc., all complete. |  |  |  |  | 1 | No | LED 4000K 2'X2' SQUARE TYPE RECESSED FITTING | 2487 | No | 2487
| 2 | No | TW round block P-130 Part -J -X- F | 558 | 100 Nos | 11.16
| 2 | Rmt | 0.5 Sqmm copper twin core flex wire | 914.1 | 100 Rmts | 18.282 |  | 1 | Rmt | CONNECTING LEADS BY 1 SQMM | 8.55 | Rmts | 8.55 | 2495.55
|  |  | sundries such as screws, nails etc., |  |  | 8.61 |  |  |  | Add sundries 1% |  |  | 25.2
|  |  | Labour charges for assembling and fixing |  |  | 260.75 |  |  |  | Labour charges for assembling and fixing |  |  | 260.75
|  |  | Rate for Each |  |  | 298.802 | 633.3 |  |  | Rate for Each |  |  | 2781.5
Labour charges for 16 Nos
| 1 | No | Wiremen Grade I | 783 | No | 783
| 2 | No | Wiremen Grade II | 778 | No | 1556
| 3 | No | Helpers | 611 | No | 1833
|  |  | Total for 16 Nos |  |  | 4172
|  |  | Rate for 1 No |  |  | 260.75
DATA - 23
FIXING OF TUBE FITTINGS SUSPENDED FROM CEILING
Charges for assembling and fixing of flouresent tubular lampfittings of different types ( to be supplied by the departmental at free of cost ) with necessary heavy gauge conduit pipe with ball and socket arrangement on teak wood round block of 75 mm dia 40 mm deep suspended from ceiling etc., including cost of all materials, etc.,
| 1.5 | Rmt | Conduit pipe 19 mm (MS) (heavy gauge)p-127 Part-H 1-b | 36.2 | Rmt | 54.3
| 2 | No | Round block 75 mm dia 40 mm deep | 558 | 100 Nos | 11.16
| 2 | Rmt | 0.5 Sqmm copper twin core flex wire | 914.1 | Rmt | 18.282
|  |  | Sundries such as ball and socket arrangement, choke, nails, screws, etc., |  |  | 6.06
|  |  | Labour charges |  |  | 417.2
|  |  | Rate for Each |  |  | 507.002 | 187.002
Labour Charges
| 1 | No | Wiremen Grade I | 783 | No | 783
| 2 | No | Wiremen Grade II | 778 | No | 1556
| 3 | No | Helpers | 611 | No | 1833
|  |  | Total for 10 Nos |  |  | 4172
|  |  | Rate for 1 No |  |  | 417.2
DATA - 24
Charges for assembling and fixing of ceiling fan of different sweep ( to be supplied by the department at free of cost ) with necessary interconnection and fixing of fan regulator on the existing board, etc., all complete.
| 1 | Rmt | 0.5 Sqmm copper twin core flex wire | 914.1 | 100 tmt | 9.141
|  |  | Labour Charges |  |  | 556.6
|  |  | Sundries |  |  | 5.26
|  |  | Labour charges for 5 Nos | Rate for Each |  | 571.001 | -104.001
| 1 | No | Wiremen Grade I | 783 | No | 783
| 1 | No | Wiremen Grade II | 778 | No | 778
| 2 | No | Helpers | 611 | No | 1222
|  |  | Total for 5 Nos |  |  | 2783
|  |  | Rate for Each |  |  | 556.6
Part F
DATA - 25
EARTHING & ELCB
Run of 8 SWG GI Wire
Supplying and laying of 8 SWG GI wire on walls/below ground level with necessary 'U' nails/ earth work excavation and re- filling etc., including cost of all materials, all complete.
| 9.5 | Kg | 8 SWG GI wire (Part- E, 3 -c P-124 ) | 101.5 | Kg | 964.25
| 0.5 | Kg | 'U' nails (SD-74 ,22-23) | 21.3 |  | 10.65
|  |  | Labour |  |  | 1389
|  |  | Sundries |  |  | 3.2 | 2178
|  |  | Tatal for 90 Rmts |  |  | 2367.1 | -189.1
|  |  | For 1 Rmt |  |  | 26.3011 | 2367 | -0.1
-0.1
Labour charges
| 1 |  | Wiremen Grade II | 778 | No | 778
| 1 |  | Helpers | 611 | No | 611
[6 empty] | 1389 | SD 74 - Rs 26.00 / Rmt
Note:This item 30 is to run earth wire from IS:3043 earthing item 32) to be Main switch/ Panel Board/ Machinary
DATA - 26
EARTHING STATION AS PER IS/3043.
Providing earthing satation using pipe electro as per IS 3043 using 40 mm dia 'B' class GI pipe strickly in accordance with IS3043 including cost of all materials
| 2.5 | Rmt | GI pipe 40 mm P-45 ,154-iii | 163 | Rmt | 407.5
| 1 | Rmt | GI pipe 20 mm P-50 ,118-vi | 98.6 | Rmt | 98.6
| 1 | Rmt | 15 mm GI pipeP-50 ,118-VII | 69.8 | Rmt | 69.8
| 1 | No | GI reducer 32x25mmP- 52,119 F-iii | 52 | No | 52
| 1 | Set | Funnel, GI Nuts, Bolts,Washers and check nuts. | 24.1 | Set | 24.1
| 1 | LS | Earth work excavation brick work in CM and plastering [SD 234] | 447 | LS | 447
| 1 | No | C.I Cover(30 x 30cm) | 100 | No | 100
| 40 | Kg | Charcoal SD 233-2022-23 (101.7/20.32 = 5.00) | 5.0049 | Kg | 200.1969 | 5.0049
| 2 | No | GI bend 15 mm diaP-51 ,119-c vi | 13.6 | No | 27.2 |  |  | 4.781
| 4 | No | 15 mm GI coupling P- 51,119-E vi | 13.6 | No | 54.4
| 10 | Kg | Salt (SD 233, 22-23) | 3.7 | Kg | 37
|  |  | Sundries |  |  | 10
|  |  | Labour charges |  |  | 1394
|  |  | Rate for Each |  |  | 2921.7969 | 1.7969
Labour charges
| 1 | No | Wiremen Grade I | 783 | No | 783
| 1 | No | Helpers | 611 | No | 611
1394
DATA - 30
ELCB SURFACE TEAK WOOD BOARD
Charges for fixing single phase RCCB/ELCB ( to be supplied by the department free of cost ) on suitable well varnished teak wood plank with a necessary inter connection and earth connections using copper cable including cost of all materials, etc., all complete.
| 1 | No | TW plank 200 x 150 x 20 mm | 62.57 | Each | 62.57
|  |  | Sundries such as TW plugs, screws, cement, PVC insulated unsheathed copper wires and earth connections. |  | LS | 15.64
|  |  | Labour Charges |  |  | 311.7
|  |  | Rate for Each |  |  | 389.91 | 128.91
|  |  | TW Plank | 104280 | 0.0006 | 62.57
Labour Charges
| 1 | No | Wire men Grade I | 783 | Each | 783
| 3 | No | Wiremen Grade II | 778 | Each | 2334
|  |  | Total for 10 units |  |  | 3117
|  |  | Rate for 1 unit |  |  | 311.7
DATA - 28
Charges for fixing single phase RCCB/ELCB ( to be supplied by the department at free of cost ) on fully concealed suitable MS BOX with a necessary inter connection and earth connections using copper cable including cost of all materials, re- doing the disturbed portion etc., all complete.
| 1 | No | MS BOX with cover 300 x 200 x 100 mm ( Part- F, P-126 it- d) | 348 | No | 348
|  |  | Sundries such as cement, 1.5Sqmm copper PVC insulated unsheathed wire & earth connections etc., all complete. |  |  | 20.85
|  |  | Labour charges |  |  | 420.15
|  |  | Rate for Each |  |  | 789 | 0
Labour Charges
| 1 |  | Wiremen Grade I | 783 | No | 783
| 3 |  | Wiremen Grade II | 778 | No | 2334
| 1 |  | Helper | 611 | No | 611
| 0.5 |  | Mason I ( it-25 /37 ,p-11) | 947 | No | 473.5
|  |  | Total for 10 Nos |  |  | 4201.5
|  |  | For 1 No |  |  | 420.15
DATA - 29
ELCB ( 3 PHASE ) on surface teak wood plank
Charges for fixing three phase RCCB/ ELCB ( to be supplied by the department to free of cost ) on suitable well varnished teak wood plank on the wall s ( Surface ) with necessary inter connecteion and earth connections using copper cable including cost of all materials, etc., all complete.
| 1 | No | TW plank 300 x 200 x 20 mm | 125.136 | Each | 125.136
| LS | LS | Sundries such as cement, 4.0 Sqmm copper PVC insulated unsheathed wire & earth connections etc., all complete. | LS | LS | 43.16
|  |  | Labour Charges |  |  | 311.7
|  |  | Rate for Each |  |  | 479.996 | -0.004
|  |  | TW plank 300 x 200 x 20 mm | 104280 | 0.0012 | 125.136
DATA - 30
ELCB (3 phase ) inconcealed MS Box
Charges for fixing Three phase RCCB/ELCB ( to be supplied by the department at free of cost ) on fully concealed suitable MS BOX with a necessary inter connection and earth connections using copper cable including cost of all materials, re- doing the disturbed portion etc., all complete.
| 1 | No | MS BOX with cover 300 x 200 x 100 mm | 348 | No | 348
|  |  | Sundries such as cement, 1.5Sqmm copper PVC insulated unsheathed wire & earth connections etc., all complete. |  |  | 35.35
|  |  | Labour charges |  |  | 420.15
|  |  | Rate for Each |  |  | 803.5 | 252.5
DATA - 31
Supplying and delivery of Single phase ELCB/RCCB
| 1 | No | 25 Amps rating single phase ELCB with 10 to 25 MA sensitivity (ISI make ) (DP) P-133 10-b havells part -L | 1520 | No | 1520
DATA - 32
Supplying and delivery of Three phase ELCB/RCCB
| 1 | No | 32 Amps rating Three phase ELCB with 20 to 30 MA sensitivity (P-133 11-a) part -L | 1876 | No | 1876
DATA - 33
1 no of 32 amps Fuse unit
External Installation
|  |  | Supplying and fixing 1 No 30 Amps 500 volts grade/well porcelin fuse unit on suitable teak wood plank to be fixed on the top of the pole / EB street poles with necessary clamps and including cost of materials etc., all complete. |  |  |  | 63 Amps 500 V fuse units | 16 Amps 500 V fuse units | 100 Amps 500 V fuse units | 200 Amps 500 V fuse units
| 1 | No | 32 Amps 500 V fuse units P-120 6-b | 85.2 | No | 85.2 | 190.2 | 48.05 | 343.7 | 555
| 1 | No | TW plank 150 x 100 x 20 mm | 31.284 | No | 31.284 | 31.284 | 31.284 | 31.284 | 31.284
|  |  | Labour charges |  |  | 424.25 | 424.25 | 424.25 | 424.25 | 424.25
|  |  | Sundries such as MS clamps screws etc., | LS |  | 9.27 | 9.27 | 9.42 | 9.47 | 9.47 | 1.996
|  |  | Rate for Each |  |  | 550.004 | 655.004 | 513.004 | 808.704 | 1020.004
|  |  | TW plank 150 x 100 x 20 | 104280 | 0.0003 | 31.284 | 182.004
Labour Charges
| 1 | No | Wiremen Grade I | 783 | No | 783
| 1 | No | Wiremen Grade II | 778 | No | 778
| 3 | No | Helper | 611 | No | 1833
|  |  | Total for 8 Nos |  |  | 3394
|  |  | Rate for 1 No |  |  | 424.25
DATA - 34
3 Nos of Fuse units at EB pole
|  |  | Supplying and fixing 3 No 32 Amps 500 volts grade/ well porcelin fuse unit on suitable teak wood plank to be fixed on the top of the pole / EB street poles with necessary clamps and including cost of materials etc., all complete. |  |  |  | 63 AMPS | 16 Amps 500 V fuse units | 100 Amps 500 V fuse units | 200 Amps 500 V fuse units
| 3 | No | 32 Amps 500 V fuse units P-120 6-b | 85.2 | Each | 255.6 | 570.6 | 144.15 | 1031.1 | 1665
| 1 | No | TW plank 200 x 150 x 20 mm | 62.568 | No | 62.568 | 62.568 | 62.568 | 62.568 | 62.568
|  |  | Labour charges |  |  | 500.625 | 500.625 | 500.625 | 500.625 | 500.625
|  |  | Sundries such as MS clamps screws etc., | LS |  | 6.2 | 6.2 | 6.2 | 6.2 | 6.2
|  |  | Rate for Each |  |  | 824.993 | 1139.993 | 713.543 | 1600.493 | 2234.393
0.007
|  |  | TW plank 200 x 150 x 20 mm | 104280 | 0.0006 | 62.568
Labour Charges
| 1 | No | Wiremen Grade I | 783 | No | 783
| 1 | No | Wiremen Grade II | 778 | No | 778
| 4 | No | Helper | 611 | No | 2444
|  |  | Total for 8 Nos |  |  | 4005
|  |  | Rate for 1 no |  |  | 500.625
DATA - 35
EB service connection Board for single phase
Supplying and fixing 1 No of 375 x 300 x 20 m thick TW plank well varnished with 1 No 15 amps 250 volts fuse unit and 1 No of copper earth plate of suitable size bolts and nuta on walls for EB service connections including cost of all materials, etc., all complete.
| 1 | No | 16 Amps 250 Volts fuse unit (P-120 6-a | 48.05 | No | 48.05
| 1 | No | TW plank 375 x 300 x 20 mm | 234.63 | No | 234.63
| 1 | No | Earth plate ( copper ) with bolts & nuts. | 25 | LR | 25
|  |  | Labour Charges |  |  | 501.25
|  |  | Sundries such as TW plugs screws, etc., |  |  | 9.82
|  |  | Rate for Each |  |  | 818.75 | 226.75
|  |  | TW plank 375 x 300 x 20 mm | 104280 | 0.00225 | 234.63
Labour charges
| 1 | No | Wiremen Grade I | 783 | No | 783
| 2 | No | Helper | 611 | No | 1222
|  |  | Total for 4 Nos |  |  | 2005
|  |  | Rate for 1 No |  |  | 501.25
DATA
Supplying and fixing of Single phase ELCB
| 1 | No | Single phase ELCB (ISI 25 Amps 30 MA)P-94 9-b | 1520 | No | 1520
| 3 | No | 3 No of 30 amps MCB ( Part -L, P-132 6-a havells) | 128 | No | 384
|  |  | Labour charges ( as per data No:28) |  |  | 789
|  |  | Sundries |  |  | 2
|  |  | Rate for Single phase ELCB |  |  | 2695
DATA
Supplying and fixing of Three phase ELCB
| 1 | No | Three phase ELCB P-94 10 a | 1876 | No | 1876
| 3 | No | 3 No of 30 amps MCB ( Part-L, P-93 6-a havells) | 128 | No | 384
|  |  | Labour charges ( as per data No:30) |  |  | 803.5
|  |  | Sundries |  |  | 5
|  |  | Rate for Three phase ELCB |  |  | 3068.5 | 373.5
DATA - 36
EB service connection Board for Three phase
Supplying and fixing 1 No of 450 x 375 x 20 m thick TW plank well varnished with 3 No 30 amps 500 volts fuse unit and 1 No of copper earth plate of suitable size bolts and nuta on walls for EB service connections including cost of all materials, etc., all complete.
| 3 | No | 32 Amps 500 Volts fuse unit | 85.2 | No | 255.6
| 1 | No | TW plank 450 x 375 x 20 mm | 351.945 | No | 351.945
| 1 | No | Earth plate ( copper ) with bolts & nuts. | 25 | LR | 25
|  |  | Labour Charges |  |  | 668.3333
|  |  | Sundries such as TW plugs screws, etc., |  |  | 8.12
|  |  | Rate for Each |  |  | 1308.9983 | 0.0016667
|  |  | TW plank 450 x 375 x 20 mm | 104280 | 0.003375 | 351.945
Labour charges
| 1 | No | Wiremen Grade I | 783 | No | 783
| 2 | No | Helper | 611 | No | 1222
|  |  | Total for 3 Nos |  |  | 2005
|  |  | Rate for 1 No |  |  | 668.3333
DATA - 37
|  |  | 2 x 4 Sqmm Copper PVC insulated unsheathed single core 1 KV grade cable for EB service single phase. | [6 empty] | 2 x 2.5 Sqmm Copper PVC insulated unsheathed single core 1 KV grade cable for EB service single phase.
| 180 | Rmt | 4 Sqmm copper PVC insulated unsheathed single core cableP-79 2 d | 40.95 | Rmt | 7371 |  | 180 | Rmt | 2.5 Sqmm copper PVC insulated unsheathed single core cableP-79 2 C | 25.75 | Rmt | 4635
| 4 | Kg | 7/20 GI stay wire [SD 64] | 101.5 | Kg | 406 |  | 4 | Kg | 7/20 GI stay wire | 101.5 | Kg | 406
| 180 | Each | PVC reel insulater [SD 64] [6.60/12] | 0.55 | Each | 99 |  | 180 | Each | PVC reel insulater | 0.55 | Each | 99
| 1 | Kg | GI wire for fixing reel insulater | 101.5 | Kg | 101.5 |  | 1 | Kg | GI wire for fixing reel insulater | 101.5 | Kg | 101.5
|  |  | Labour charges |  |  | 5853 |  |  |  | Labour charges |  |  | 5853
|  |  | Sundries for masonry works clamps bolts and nuts etc., |  |  | 74.5 |  |  |  | Sundries for masonry works clamps bolts and nuts etc., |  |  | 45.1
|  |  | Total for 90 Rmt |  |  | 13905 | 13905 |  |  | Total for 90 Rmt |  |  | 11139.6
|  |  | Rate for 1 Rmt |  |  | 154.5 | 0 |  |  | Rate for 1 Rmt |  |  | 123.7733 | 10278 | -861.6
|  |  | Labour charges | [6 empty] | Labour charges
| 1 | No | Electrician Maistry | 898 | No | 898 |  | 1 | No | Electrician Maistry | 898 | No | 898
| 2 | No | Wiremen Grade I | 783 | No | 1566 |  | 2 | No | Wiremen Grade I | 783 | No | 1566
| 2 | No | Wiremen Grade II | 778 | No | 1556 |  | 2 | No | Wiremen Grade II | 778 | No | 1556
| 3 | No | Helper | 611 | No | 1833 |  | 3 | No | Helper | 611 | No | 1833
[6 empty] | 5853 | [6 empty] | 5853
DATA - 38
SUPPLY OF GI PIPES FOR EB SERVICE ( SINGLE PHASE )
Supply of 25 mm dia GI pipe "B"class ( for the above Data ) for passing through from top of Houses to the MES Board to meet the EB requirement.P-44 118 V
| 1 | Rmt | GI pipe of 25 mm dia (P-45 154 V) | 128 | Rmt | 128
|  |  | Sundries |  |  | 2
|  |  | Rate Each Rmt |  |  | 130 |  | 7
DATA - 39
Supply of MS angle for EB service ( single phase )
Supply of MS angles 40 x 40 x 6 mm for above data to support the above GI pipe and fixing the GI stay wire service connection wires for above data
| 1 | Rmt | 40 x 40 x 6 mm MS angle (P-126 part -G) | 57.6 | KG | 187.2
| 3.25 | (3.25 Kg)
|  |  | Sundries |  |  | 2.7
|  |  | For 1 Rmt |  |  | 189.9 | 44.9
DATA - 40
4 x 4 Sq mm copper PVC insulated unsheathed single core cable for 3 phase EB service connection
Run of 4 wires of 4 Sqmm copper PVC insulated unsheathed single cosre/ 1.1 KV grade cable with one run of 7/20 GI stay wire suspended with porcelin reel insulater at 1.0 m C/C for support of phase and neautral cable from the top of street pole to the houses/blocks including all materials, etc., all complatet for EB service connections, including labour charges for fixing GI wires and MS angles
| 360 | Rmt | 4 Sqmm copper PVC insulated unsheathed single core cableP-79 2 d | 40.95 | Rmt | 14742
| 4 | Kg | 7/20 GI stay wire | 101.5 | Kg | 406
| 360 | Each | PVC reel insulater | 0.55 | Each | 198
| 1.5 | Kg | GI wire for fixing reel insulater | 101.5 | Kg | 152.25
|  |  | Labour charges 1.5 times dataNo 37 |  |  | 8779.5
|  |  | Sundries for masonry works clamps bolts and nuts etc., |  |  | 22.25
|  |  | Total for 90 Rmt |  |  | 24300
|  |  | Rate for 1 Rmt |  |  | 270 | 24300
0
DATA - 41
SUPPLY OF GI PIPES FOR EB SERVICE ( THREE PHASE )
Supply of 40 mm dia GI pipe "B"class ( for the above Data ) for passing through from top of Houses to the MES Board to meet the EB requirement.
| 1 | Rmt | GI pipe of 40 mm dia (P-45 154 -iii) | 163 | Rmt | 163
|  |  | Sundries |  |  | 2
|  |  | Rate Each Rmt |  |  | 165 |  | 11
DATA - 42
Supply of MS angle for EB service ( single phase )
Supply of MS angles 40 x 40 x 6 mm for above data to support the above GI pipe and fixing the GI stay wire service connection wires for above data
| 1 | Rmt | 40 x 40 x 6 mm MS angle (P-126 part -G) | 57.6 | KG | 187.2
| 3.25 | (3.25 Kg)
|  |  | Sundries |  |  | 2.8
|  |  | For 1 Rmt |  |  | 190 | 0 | -1
Laying of U.G. Cable below Ground Level
Charges for conveying and layind=g of U.G.Cable below ground level including earth work excavation and refilling and providing sand cushion, brick layer protection, etc., all complete for UG cable of sizes 4 to 25 mm and 2'/3/31/2/4 core
| 30.42 | Cum | Earth work excavation and refilling(96.6+96.6+(33.6/3) SR P.22,23 | 224.8167 | Cum | 6838.923 | 122.2 | 7.1333 | 146.2 | 153.3333
| 6.1 | Cum | SAND FOR MORTAR sl.100 p19 | 1312 | Cum | 8003.2 | 129.3333 |  | 8.5
| 750 | No | Bricks p16/ 5a | 5709 | 1000 Nos | 4281.75 |  |  | 154.7
|  |  | Labour charges |  |  | 4125
|  |  | Sundries |  |  | 61.03 | 51.17
|  |  | Total for 90 Rmt |  |  | 23309.903 | -0.097
|  |  | Rate for 1 Rmt |  |  | 258.9989 |  | 23310
0.097
Labour Charges
| 1 | No | Electrician Maistry | 898 | No | 898
| 1 | No | Wiremen Grade I | 783 | No | 783
| 4 | No | Helper | 611 | No | 2444
4125
DATA - 44
Fixing of UG cables on Walls / Ceiling
Charges for conveying and fixing of UG cables of sizes 4 to 25 Sqmm of 2, 3,3.5 and 4 core with necessary MS clamps, brass screws including cost of all materials redoing the dismantled portion, etc., all complete.
| 1 | Gross | M.S. Clamps/ Saddles 32mm (It- 3d p-132 ,part-L ) | 66.8 | Gross | 66.8
| 300 | No | Brass screws ( 40 mm x 6 no) P131 Part-L 1-c | 69.4 | Gross | 144.5833
| 300 | No | TW plugs 1 1/2" x 1"x2"( part-J 1-e P-130 ) | 287 | 1000 Nos | 86.1
|  |  | Sundries for redoing on dismantled portion,etc., |  |  | 60.52
|  |  | Labour charges |  |  | 14582
|  |  | Total for 90 Rmts |  |  | 14940.0033
|  |  | For 1 Rmt |  |  | 166 | 14940 | -0.0033333
Labour charges
| 1 | No | Mason Ist class | 947 | No | 947
| 2 | No | Wiremen Grade I | 783 | No | 1566
| 3 | No | Wiremen Grade II | 778 | No | 2334
| 4 | No | Helper | 611 | No | 2444
|  |  | Total for 1 day |  |  | 7291
|  |  | For 2 day |  |  | 14582
DATA - 46
Specification for MV/SV lamp street light fittings
Supply and delivery of integral HP sodium/Mercury of aluminium sheet deep drawn, treated, prewired stove enamelled painting and inside brightended and anodised for optimum reflection and die cast aluminium control gear near compartments complete with all accessories like copper wire, round ballast,capacitor, ignitor,connection box etc., and all pre wired upto terminal block porcelin lamp holder and acrylic cover with rubber gas for effective protection from water entry all complete suitable for 150/200 watts HP SV/ MV lamp.
Specification for Flurescent Tubular lamp street light fittings
Supply and delivery of Single/ twin flurescent tubular lamp street light fittings complete with heavy gauge aluminium sheet fabricated canopy, treated premered and painted with stove enamelled CRCA sheet steel control gear cum reflection tray duly finished glossy white for optimum reflection with clear ribbed acrylic bowl fixed aluminium frame with gasket lining secured to canopy by means of hinges on one side and toggle catches on the other side for effective pritection against dust and water entry, all prewired upto the terminal block complete with all accessories, such as copper wire round ballast capacitor, starter etc., with side entry mounting confirming to IS
|  |  | Fittings | 125 WMV | 250 WMV | 150 WSV | 250 WSV
|  |  | Fittings P-74 /6 b, c/92 c and a | 3110 | 2970 | 3012 | 3055
|  |  | MV/SV lamps P-112 /6 b | 175.4 | 428 | 577 | 674
|  |  | Total Rs | 3285.4 | 3398 | 3589 | 3729
DATA - 48
Fixing of Tube light street light fitting
|  |  | Charges for fixing flurescent tubular lamp street light fittings ( all types) in the existing street poles with a required GI pipes 'B' class and accessories ( street light fittings alone will be supplied departmentally at free of cost ). |  |  |  |  | Supply and Fixing of 25 W LED street light fitting
Charges for fixing 25 W LED lamp street light fittings ( all types) in the existing street pole/wall with required GI pipe 'B' class and accessories
| 2 | Rmt | GI pipe of 20 mm dia (P-45 142 -iv) | 98.6 | Rmt | 197.2
| 2 | pair | Back lamp with bolts & nuts | 35 | pair | 70 |  | 1.5 | Rmt | 25 mm dia GI 'B' class pipe p-46 it-118 -v | 128 | Rmt | 192
| 1 | No | 16 Amps 500 v fuse unit p-81 6a | 48.05 | Each | 48.05 |  | 2 | pair | Back lamp with bolts & nuts | 35 | pair | 70
| 1 | No | TW plank for fixing the fuse unit 150 x 100 x 20 mm | 31.284 | Each | 31.284
| 8 | Rmt | 2.5 Sqmm PVC insulated unsheathed copper cable | 25.75 | 90 Rmt | 206
| 1 | No | Labour charges for fixing the street light fitting with the required accessories in the E.B pole including connection etc., complete. |  |  | 1690 |  | 8 | Rmt | 2.5 Sqmm PVC insulated unsheathed copper cable | 25.75 | 90 Rmt | 206
|  |  | Sundries for painting the GI pipes, MS clamps, screws, etc., complete in all respects. | LS |  | 15.8 |  | 1 | No | Labour charges for fixing the street light fitting with the required accessories in the E.B pole including connection etc., complete. | 1690 | Each | 1690
|  |  | Rate for Each |  |  | 2258.334 | 642.334 |  |  | Sundries for painting the GI pipes, MS clamps, screws, etc., complete in all respects. | LS |  | 16
[10 empty] | Rate for Each |  |  | 2174
Labour charges for 3 Nos
| 1 | No | Electrician Maistry | 898 | No | 898 |  |  |  | Labour charges for 3 Nos
| 1 | No | Wiremen Grade I | 783 | No | 783 |  | 1 | No | Electrician Maistry | 898 | No | 898
| 2 | No | Wiremen Grade II | 778 | No | 1556 |  | 1 | No | Wiremen Grade I | 783 | No | 783
| 3 | No | Helper | 611 | No | 1833 |  | 2 | No | Wiremen Grade II | 778 | No | 1556
|  |  | Total for 3 Nos |  |  | 5070 |  | 3 | No | Helper | 611 | No | 1833
|  |  | Rate for 1 No |  |  | 1690 |  |  |  | Total for 3 Nos |  |  | 5070
|  |  | TW plank if 150 x 100 x 20 mm | 104280 | 0.0003 | 31.284 |  |  |  | Rate for 1 No |  |  | 1690
DATA
[10 empty] | DATA | [6 empty] | DATA
Street light Fittings (single)
[10 empty] | 25 W LED Street light Fittings | [6 empty] | 30 W LED Street light Fittings
| 1 | No | Tube light fittings P-113 ,11a-An-VII | 648 | No | 648
| 1 | No | Tubular lamp P-112 ,4b | 36.2 | No | 36.2 |  | 1 | No | 25 W LED Street light Fittings p-115 18A/ lower end | 1193 | No | 1193 |  | 1 | No | 30 W LED Street light Fittings p-115 18A/ lower end | 1856 | No | 1856
| 1 | No | Labour charges | 2258.334 | No | 2258.334 |  | 1 | No | Labour charges | 2174 | No | 2174 |  | 1 | No | Labour charges | 2174 | No | 2174
|  |  | Sundries |  |  | 3.47 |  |  |  | Sundries | [6 empty] | Sundries
|  |  | Rate for Each |  |  | 2946.004 | 0.004 |  |  | Rate for Each |  |  | 3367 | 1148 |  |  | Rate for Each |  |  | 4030 | 1811
DATA - 47
|  |  | Charges for fixing Mercury, Sodium Vapour lamp street light fittings ( all types ) in the existing pole with required GI pipes 'B' class and accessories ( Street light fittings alone will be supplied departmentally at free of cost ). |  |  |  |  | Charges for fixing of 250W metal halide light fitting | [8 empty] | DATA
[8 empty] | 1 | No | 250W metal halide light fitting | 7000 | 1 No | 7000
| 1.5 | Rmt | GI pipe B class of 50 mm dia (P-45 154 -ii) | 209 | Rmt | 313.5 |  | 2 | pair | Back lamp with bolts & nuts | 35 | pair | 70 |  |  |  | 80 W LED Street light Fittings
| 2 | Pair | Back clamps with bolts and nuts | 35 | Pair | 70 |  | 1 | No | Labour charges for fixing the street light fitting with the required accessories in the E.B pole including connection etc., complete. | 1690 | Each | 1690
| 1 | No | 15 Amps 500 V fuse unit p-74 6a | 48.05 | No | 48.05 |  |  |  | Sundries for painting the GI pipes, MS clamps, screws, etc., complete in all respects. | LS |  | 17.33 |  | 1 | No | 80 W LED Street light Fittings p-114 17A/ lower end | 11890 | No | 11890
| 1 | No | TW plank for fixing the fuse unit of 150 x 100 x 20 mm | 31.284 | No | 31.284 |  |  |  | Rate for 1 No |  |  | 8777.33 | 152.33 | 1 | No | Labour charges | 2174 | No | 2174
| 8 | Rmt | 2.5 Sqmm PVC insulated unsheathed copper cable | 25.75 | 90 Rmt | 206 |  |  |  | Labour charges for 3 Nos | [6 empty] | Sundries
|  |  | Labour charges for fixing the street light fitting with the required accessories in the E.B pole including connection etc., complete. |  |  | 1690 |  | 1 | No | Electrician Maistry | 898 | No | 898 |  |  |  | Rate for Each |  |  | 14064
|  |  | Sundries for painting the GI pipes, MS clamps, screws, etc., complete in all respects. |  | LS | 14.87 |  | 1 | No | Wiremen Grade I | 783 | No | 783
|  |  | Rate for Each |  |  | 2373.704 | -748.704 | 2 | No | Wiremen Grade II | 778 | No | 1556
[8 empty] | 3 | No | Helper | 611 | No | 1833
[10 empty] | Total for 3 Nos |  |  | 5070
[10 empty] | Rate for 1 No |  |  | 1690
DATA - 48
Street light service connection
|  |  | Supplying and fixing of 2 Nos ( two ) of MS box of size not less than 600 x 225, 16 g with door and lock and key arrangements for obtaining EB service connection for street lights with one box comprising off 1 No 30 Amps 500 V fuse units, 1 No copper earth plate with required brass bolts and nuts with washers on a suitable size TE plank of 20 mm thick for fixing EB meter and other box comprising of 1 No 32 Amps DPIC, 1 No 40 Amps, single pole MCB isolator with connections. MS sheet steel enclousures, for controlling the street lights on suitable size TW plank of 20 mm thick and including necessary bolts and nuts in the TNEB pole with washers and run of 4 wires of 4 Sqmm copper PVC insulated unsheathed single core / cable in 20 mm dia 'B' grade class GI pipes with ISI mark with necessary MS clamp with bolts and nuts with washers from the top of E.B street pole to the MS box and including painting of MS box and GI pipes, inter connections and including cost is all materials and labour, to meet the requirement of TNEB and as directed by the department officers. |  |  |  |  | Supply and fixing of triple pole and neutral 4 way 7 segment 3 tier compartmental type MCB distribution board complete with necessary incomings and outgoings etc.
|  |  | For TNEB Meter |  |  |  |  | 1 | No. | 4 way 7 segment 3 tier compartmental type MCB DB [SR P.138] | 5310 | No. | 5310
| 1 | No | MS box 300 x 200x100 mm with door and lock and key arrangements with necessary MS clamps to bolts & nuts with washers. P- 87 d part-F | 348 | No | 348 |  | 1 | No. | 63A TPN 10 KA MCB [SR P.133] | 1287 | No. | 1287
| 1 | No | TW plank 600 x 225 x 20 mm | 281.556 | No | 281.556 |  | 3 | No. | 40A DP 30MA ELCB [SR P.133] | 1591 | No. | 4773
| 1 | No | 32 Amps 500 v fuse units | 85.2 | No | 85.2 |  | 3 | No. | 40A DP 10KA MCB [SR P.132] | 581 | No. | 1743
| 1 | No | Earth plate with brass bolts & nuts with washers | 25 | No | 25 |  | 12 | No. | 20A SP MCB [SR P.132] | 127 | No. | 1524
| 5 | Rmt | 20 mm dia 'B' class GI pipe p- 50 it-142 iv | 98.6 | Rmt | 493 |  |  | LS | Wall cutting, flushing etc vide SD 167 |  | LS | 60.8
| 20 | Rmt | 4 Sqmm copper PVC insulated unsheathed single core cable | 40.95 | Rmt | 819 |  |  | LS | Earth connection vide SD 167 | LS
|  |  | For control Gear | [9 empty] | 14697.8
| 1 | No | M.S box 600 x 225 mm with door and lock and key arrangement and MS clamp with bolts & nuts with washers. | 348 | No | 348 |  |  |  | Add 1% sundries |  |  | 146.978
| 1 | No | 32 A DPIC switch p-119 2d, Part-C | 775 | No | 775 |  |  |  | Add Labour charges vide SD - 159 |  |  | 1898
| 1 | No | 40 A single pole MCb isolator | 93.5 | No | 93.5 |  |  |  | Rate for Each |  |  | 16742.778
| 1 | No | MS enclousure for MCB | 89.6 | No | 89.6 |  |  |  | Say |  |  | 16417
| 1 | No | TW plank 600 x 225 x 20 mm | 281.556 | No | 281.556
|  |  | Labour charges as per data no: 48 |  |  | 1690
0.0027 |  |  | Sundries such as MS clamps with bolts & nuts with washers for fixing GI pipe to EB pole painting etc., |  |  | 10.49
|  |  | Rate for Each |  |  | 5339.902 |  | 1 | No. | 4 way 7 segment 3 tier compartmental type MCB DB [SR P.138] | 5310 | No. | 5310
|  |  | TW plank 600 x 225 x 20 mm | 104280 | 0.0027 | 281.556 |  | 1 | No. | 100A TPN 10 KA MCB [SR P.133] | 6920 | No. | 6920
|  |  | DATA - 49 |  |  |  |  | 3 | No. | 63A DPN 10 KA MCB [SR P.133] | 496 | No. | 1488
[8 empty] | 3 | No. | 40A DP 10KA MCB [SR P.132] | 1591 | No. | 4773
|  |  | SUPPLYING AND FIXING OF 20MM DIA PVC PIPE FOR TV/TELEPHONE LINE |  |  |  |  | 12 | No. | 20A SP MCB [SR P.132] | 127 | No. | 1524
|  |  | ================================================ | [5 empty] | LS | Wall cutting, flushing etc vide SD 167 |  | LS | 0
| 90 | Mtr | PVC RIGID CONDUIT PIPE 19M/20MM HEAVY DUTY WITH ISI | 20 | Mtr | 1800 |  |  | LS | Earth connection vide SD 167 | LS |  | 14697.8
| 0.15 | MT | CEMENT | 6040 | MT | 906 | [6 empty] | 34712.8
| 1 | NO | WIREMAN GR-I | 783 | NO | 783 |  |  |  | Add 1% sundries |  |  | 347.128
| 2 | NO | MASON II | 884 | NO | 1768 |  |  |  | Add Labour charges vide SD - 159 |  |  | 1898
| 4 | NO | HELPER | 611 | NO | 2444 |  |  |  | Rate for Each |  |  | 36957.928
|  |  | SUNDRIES FOR PVC SPECIALS & FISH WIRE ETC., |  |  | 106 |  |  |  | Say |  |  | 37000
|  |  | TOTAL FOR 90RMT |  |  | 7807 |  | 2083
|  |  | RATE PER RMT |  |  | 86.7444 | 7263 | 5724
-544
25 mm dia PVC pipe Heavy duty with ISI mark
|  |  | Rate as per Above |  |  | 86.7444 |  |  |  | Supply and fixing of triple pole and neutral 4 way 7 segment 3 tier compartmental type MCB distribution board complete with necessary incomings and outgoings etc.
| 1 | Rmt | Deduct cost of 20 m dia PVC pipe | 20 | Rmt | 20 |  | 1 | No. | 4 way 7 segment 3 tier compartmental type MCB DB [SR P.138] | 5310 | No. | 5310
| 1 | Rmt | Add cost of 25 mm dia PVC pipe heavy dutyp-89 part -I c | 29.8 | Rmt | 29.8 |  | 1 | No. | 63A TPN 10 KA MCB [SR P.133] | 1617 | No. | 1617
[6 empty] | 96.5444 |  | 3 | No. | 63A double 4 pole 30MA ELCB [SR P.133] | 2157 | No. | 6471
|  |  | DATA - 50 |  |  |  |  | 3 | No. | 63A 10KA double pole MCB [SR P.132] | 829 | No. | 2487
[8 empty] | 12 | No. | 20A SP MCB [SR P.132] | 173 | No. | 2076
|  |  | TV/Telephone line junction | [5 empty] | LS | Wall cutting, flushing etc vide SD 167 |  | LS | 55.3
| 1 | No | TW board 8" x6" x3" (p-130, part-j/b) | 37.1 | No | 37.1 |  |  | LS | Earth connection vide SD 167 | LS |  | 24
| 0.015 | Sqm | Hylem sheet | 661 | Sqm | 9.915 | [6 empty] | 18040.3
|  |  | Labour charges for fixing including necessary materials |  | LS | 7.45 |  |  |  | Add 1% sundries |  |  | 180.403
|  |  | Rate for Each |  |  | 54.465 | 5.465 |  |  | Add Labour charges vide SD - 175 |  |  | 2252
[10 empty] | Rate for Each |  |  | 20472.703
|  |  | DATA - 51 | [6 empty] | Say |  |  | 20473
Supplying and concealing TV/Telephone socket with top pin with suitable TW box fully concealed and covered with 3 mm thick Hylem sheet etc., all complete.
| 1 | No | TW board 4" x4" x3" (p-130, part-j/d) | 13.8 | No | 13.8
| 0.01 | Sqmm | Hylem sheet | 661 | Sqm | 6.61
| 1 | No | TV/Telephone socket | 49.5 | No | 49.5
|  |  | Labour charges including fixing etc., all complete. | LS |  | 7.1
|  |  | Rate for each |  |  | 77.01 |  | 0.31
DATA - 52
Supply and erection of Tubular lamp, using 65 mm dia GI pipe 'B' class pipe with ISI mark of 6 mt length and 20 mm dia GI pipe 'B' class upto 2 mt with necessary reducer couplings and pipe firmly fixed with MS plate of 45 cm x 45 cm x 6 mm thick at the bottom and MS box with 8" x 6" with locking arrangements fixed with lamp post for providing looping in and loopin out connection to the street light fittings and supply and fixing of 15 Amps fuse unit and 15 Amps copper neautral link plate with brass bolts & nuts including concreting using C.C 1:2:4 using 20 mm HBSJ for 1.2 mt below Ground level and 0.3 mt above Ground level and a diameter of 45 cm with necessary earthing civil loop including labour charges for fixing the street light fittings. Earth work excavation, 2 coats of painting over 1 coat of Anti corrosion painting, welding inter connection using 1.5 sqmm copper cable etc., all complete and as directed by the departmental officers.
| 6 | Rmt | 65 mm dia GI pipe ' B' class p45,154-i | 244.4 | Rmt | 1466.4
| 2 | Rmt | 20 mm dia 'B' class GI pipe p- 50 it-142 iv | 98.6 | Rmt | 197.2
| 1 | No | Base plate 45 cm x45 cm x 6mm thick [SD 98] | 225.4 | No | 225.4
| 1 | No | MS box 8" x 6" with cover p-126 Fc | 115.1 | No | 115.1
| 0.238 | Cum | conrete 1:2:4 using 20 mm HBSJ ( 0.45 x 1.5 mt) Appx. | 6400 | Cum | 1523.2
|  | LS | Transportation charges welding GI reducer all incidential charges, painting etc., all complete. | LS |  | 250
| 1 | No | 1 No fuse unit 15 A 230 V and on suitable TW plank ( to house it is MS box 8" x 6") with 1 No copper neutral link with brass bolts & nuts with Washers (11+28+21) | LS |  | 97.7
| 8 | Rmt | 1.50 Sqmm copper PVC insulated unsheathed single core cable. | 16.55 |  | 132.4
|  |  | Labour charges |  |  | 3169.5
|  |  | Rate for Each |  |  | 7178 |  | 2018
Labour Charges
| 0.5 | No | Wiremen Grade I | 783 | No | 391.5
| 2 | No | Wiremen Grade II | 778 | No | 1556
| 2 | No | Helper | 611 | No | 1222
3169.5
DATA - 56
Exhaust fan of 300 mm dia ( 12 ") sweep [SD 114]
| 1 | No | Exhaust fan of 300 mm dia ( Part- B 2 b p-117 | 1447 | No | 1447
|  |  | Provision of hole in the wall and making good of the wall | 337.6 | No | 337.6
|  |  | Clamp fixing by cheche screws bolts and nuts including connections ( as per SD-114, Elec Data 2022-23) |  |  | 31.6 |  | 1816.2
|  |  | Add 1 % sundries |  | 1816.2 | 18.552
|  |  | Labour charges for fixing |  |  | 501.25
|  |  | Rate for each |  |  | 2336.002 | 0.002 | -453.002
Labour charges
| 1 | No | Wiremen Grade I | 783 | No | 783
| 2 | No | Helper | 611 | No | 1222
|  |  | For 4 Nos |  |  | 2005
|  |  | Rate for 1 No |  |  | 501.25
DATA - 57
Exhaust fan of 225 mm dia ( 9 ") sweep
|  |  | Exhaust fan of 225 mm dia ( Part- B 2 a p-117 | 1265 | No | 1265
|  |  | Provision of hole in the wall and making good of the wall | 337.6 | No | 337.6
|  |  | Clamp fixing by cheche screws bolts and nuts including connections ( as per SD-114, Elec Data 2022-23) |  |  | 31.6 | 1634.2
|  |  | Add 1 % sundries |  |  | 13.7
|  |  | Labour charges for fixing |  |  | 501.25
|  |  | Rate for each |  |  | 2149.15 | 4298.3
Supply of ceiling fan 1200mm
| 1 | No | 1200mm A.C ceiling fan (without regulator)( Part- B 1 a p-117 | 1366 | No | 1366
| 1 | No | Cost of electronic regulator( Part- B 1 d p-117 | 185.9 | No | 185.9
|  |  | Rate for each |  |  | 1552.7
Tube light - Box type
| 1 | No | 4' tube light fitting with \electronic ballast P- 113 7 A [SD 88] | 309 | No | 309
| 1 | No | slim tube light 36 w P-112 4 B | 36.2 | No | 36.2
|  |  | Labour charges (as per Data 22 ) |  |  | 260.75
|  |  | Sundries |  |  | 3.35
|  |  | Rate for each |  |  | 609.3 | -87.7
Tube light - Patty type
| 1 | No | 4' tube light fitting with \electronic ballast p-116 it-22 B [SD87] | 279.2 | No | 279.2
| 1 | No | slim tube light 36 w P-112 4 c | 35.4 | No | 35.4
|  |  | Labour charges (as per Data 22 ) |  |  | 260.75
|  |  | Sundries |  |  | 2.15
|  |  | Rate for each |  |  | 577.5 | 81.5
4' 18w crystal glass LED tube light
| 1 | No | 4' tube light fitting with \electronic ballast p-112 it-5 | 391 | No | 391
[5 empty] | No | 0
|  |  | Charges for fixing (as per Data 22 ) |  |  | 298.802
|  |  | Sundries |  |  | 0.2
|  |  | Rate for each |  |  | 690.002 | -0.002
OPEN WIRING IN PVC PIPE
Open wiring for Light point with ceiling rose for flats/ houses
Wirng with 1.5 sqmm copper PVC insulated unsheathed single core 1.1 KV grade cable with continuous earth by means of 1.5 sqmm copper PVC insulated unsheathed single core 1.1 KV grade cable confirming to IS 694 / 1980 with ISI mark in PVC rigid conduit pipe heavy duty with ISI mark with suitable size MS box of 16g thick concealed and covered with 3mm thick laminated hylem sheet for LIGHT POINT WITH CEILING ROSE controlled by 5 amps flush type switch including citcuit mains, cost of all materials, specials, etc., all complete,(Open wiring)
| 90 | Rmt | 1.5 sqmm copper PVC insulated unsheathed single core cable | 16.55 | Rmt | 1489.5
| 45 | Rmt | PVC rigid conduit pipe 19 mm / 20mm heavy duty with ISI mark | 20 | 1 Rmt | 900
| 20 | No | 19 mm PVC rigid bends | 3.15 | No | 63
| 150 | No | Tw Plugs (p 91 p J e) | 287 | 1000 nos | 43.05
| 10 | No | 19 mm PVC rigid tees | 1.3375 | No | 13.375
| 10 | No | PVC joint box ( Part- I ,p 129 6b) | 43.25 | Dozen | 36.0417
| 0.015 | Sqm | Hylem sheet 3 mm thick with lamination | 661 | Sqm | 9.915
| 10 | No | 5 amps flush type switch | 16.2083 | No | 162.0833
| 10 | No | Ceiling rose | 13.8 | No | 138
| 1 | Gross | Brass screws 40mm p 130 L 1c | 69.4 | Gross | 69.4
| 72 | No | 19 mm MS clamp | 47.7 | Gross | 23.85
| 0.16667 | Bag | Cement | 302 | Bag | 50.3333
| 10 | No | TW switch box 100 x 100 x 75 mm p 130 jd | 13.8 | No | 138
| 1 | No | TW junction box 150 x 100 x 75 mm p-130 j c | 16.5 | No | 16.5
| 0.1 | Sqm | 3 mm thick laminated Hylem sheet (10X0.1X0.1) | 661 | Sqm | 66.1
| 45 | Rmt | 1.5 sqmm copper PVC insulated unsheathed single core cable for continuous earth connection | 16.55 | 90 Rmt | 744.75
| 0.5 | Litre | Paint SEP p-44 it-117 | 227.6 | Litre | 113.8
| 10 | Points | Labour charges |  | LS | 4828
| LS |  | Sundries 1% on materials |  | LS | 44.26
|  |  | Total for 10 Points |  |  | 8949.9583
|  |  | Rate for 1 Point |  |  | 894.9958 | 8950 | 0.041667
Labour Charges for wirnig in PVC pipe concealed
Sub - data
| 1 | No | Maistry | 898 | No | 898
| 2 | No | Wiremen Grade - I | 783 | No | 1566
| 3 | No | Wiremen Grade - II | 778 | No | 2334
| 4 | No | Helper | 611 | No | 2444
7242
|  |  | LIGHT POINT WITH CEILING ROSE FOR ADMINISTRATIVE BLOCKS AND COMMUNITY CENTRE Open wiring |  |  | 4828
Light point with bakelite batern type holder for flats/ houses(Open wiring)
Wirng with 1.5 sqmm copper PVC insulated unsheathed single core 1.1 KV grade cable with continuous earth by means of 1.5 sqmm copper PVC insulated unsheathed single core 1.1 KV grade cable confirming to IS 694 / 1980 with ISI mark in PVC rigid conduit pipe heavy duty with ISI mark with suitable size MS box of 16g thick concealed and covered with 3mm thick laminated hylem sheet for LIGHT POINT WITH BAKELITE BATTERN TYPE HOLDER FOR FLATS/ HOUSES controlled by 5 amps flush type switch including citcuit mains, cost of all materials, specials, etc., all complete,
|  |  | Total for Data 1 excluding sundries |  |  | 8905.6983
|  |  | Deduct cost of ceiling rose 10 Nos |  |  | 138
|  |  | Add cost of Bakelite battern type holders 10 Nos @ Rs 16.65 / Each p-116, it-25 |  |  | 166.5
|  |  | Sundries |  |  | 35.76
|  |  | Total for 10 points |  |  | 8969.9583 | 0.041667
|  |  | Rate for 1 points |  |  | 896.9958 | 8970
0.041667
POINT WIRING FOR CALLING BELL / BUZZER WITH PUSH SWITCH FOR ALL TYPE OF BUILDING (OPEN WIRING)
Wirng with 1.5 sqmm copper PVC insulated unsheathed single core 1.1 KV grade cable with continuous earth by means of 1.5 sqmm copper PVC insulated unsheathed single core 1.1 KV grade cable confirming to IS 694 / 1980 with ISI mark in fully concealed PVC rigid conduit pipe heavy duty with ISI mark with suitable size MS box of 16g thick concealed and covered with 3mm thick laminated hylem sheet for POINT WIRING WITH CALLING BELL/BUZZER WITH PUSH TYPE SWITCH FOR ALL TYPE OF BUILDINGS including citcuit mains, cost of all materials, specials, etc., all complete,(OPEN WIRING)
|  |  | Total of Data 1 excluding sundries |  |  | 8905.6983
|  |  | Deduct cost of 10 Nos ceiling rose |  |  | 138
|  |  | Deduct cost of 10 Nos 19 mm PVC junction box |  |  | 36.0417
|  |  | Deduct 10 Nos 5 A switch |  |  | 162.0833
|  |  | Add the cost of 10 Nos Buzer/Bell @ 39.50/Each p77 28a |  |  | 417
|  |  | Add the cost of 10 nos 5A type push switch (192.60/12=16.05) @ Rs 16.05/ Each p79 C a |  |  | 166.5
|  |  | Add the cost of 10 nos 15 x 10 x 7.5 cm TW box @ Rs16.50/Each p- 130 J c |  |  | 165
|  |  | Sundries |  |  | 31.9
|  |  | Total for 10 points |  |  | 9349.9733
|  |  | Rate for 1 point |  |  | 934.9973 | 9350 | 0.026667
FAN POINT (open wiring)
Wirng with 1.5 sqmm copper PVC insulated unsheathed single core 1.1 KV grade cable with continuous earth by means of 1.5 sqmm copper PVC insulated unsheathed single core 1.1 KV grade cable confirming to IS 694 / 1980 with ISI mark in PVC rigid conduit pipe heavy duty with ISI mark with suitable size MS box of 16g thick concealed and covered with 3mm thick laminated hylem sheet for FAN POINT controlled by 5 amps flush type switch including citcuit mains, cost of all materials, specials, etc., all complete,(Open wiring)
|  |  | Total for Data 1 excluding sundries |  |  | 8905.6983
|  |  | Deduct cost of TW Box 10X10x7.5cm |  |  | 138
|  |  | Deduct cost of Hylem sheet |  |  | 66.1
|  |  | Add cost of TW box 12" x 8" x3" for switch and regulator 10 nos @ Rs 69.90 / Each p-130 ,part J a |  |  | 699
|  |  | Hylem sheet 0.60 Sq m@ 661/Sq m p-130 ,7 a |  |  | 396.6
|  |  | Add Sundries 1% |  |  | 22.76
|  |  | Total for 10 points |  |  | 9819.9583
|  |  | Rate for 1 points |  |  | 981.9958 | 9820
0.041667
5891.975
STAIRCASE LIGHT POINT (Open wiring)
Wirng with 1.5 sqmm copper PVC insulated unsheathed single core 1.1 KV grade cable with continuous earth by means of 1.5 sqmm copper PVC insulated unsheathed single core 1.1 KV grade cable confirming to IS 694 / 1980 with ISI mark in fully concealed PVC rigid conduit pipe heavy duty with ISI mark with suitable size MS box of 16g thick concealed and covered with 3mm thick laminated hylem sheet for STAIRCASE LIGHT POINT controlled by 5 amps flush type switch including citcuit mains, cost of all materials, specials, etc., all complete,(Open wiring)
| 90 | Rmt | 1.5 sqmm copper PVC insulated unsheathed single core cable | 16.55 | Rmt | 1489.5
| 30 | Rmt | PVC rigid conduit pipe 19 mm / 20mm heavy duty with ISI mark | 20 | Rmt | 600
| 10 | No | 19 mm PVC rigid bends | 3.15 | No | 31.5
| 5 | No | 19 mm PVC rigid tees | 1.3375 | No | 6.6875
| 10 | No | 5 A flush type two way switches ( Staircase switch ) | 20.1083 | No | 201.0833
| 5 | No | PVC/TW round block [SR P.129 | 5.58 | Each | 27.9
| 5 | No | Ceiling rose | 13.8 | No | 69
| 0.09 | Sqm | 3 mm thick laminated Hylem sheet | 661 | Sqm | 59.49
| 1 | Bag | Cement | 302 | Bag | 302
| 6 | No | TW switch Box 150X100X75mm | 16.5 | Each | 99
| 30 | Rmt | 1.5 sqmm copper PVC insulated unsheathed single core cable for continuous earth connection | 16.55 | Rmt | 496.5
|  |  | Labour charges |  |  | 7242
|  |  | Sundries |  |  | 12.8
|  |  | Total for 5 points |  |  | 10637.4608
|  |  | Rate for 1 point |  |  | 2127.4922 | 9820 | 2127.4922
-817.4608
5 AMPS 5 PIN PLUG SOCKET POINT AT CONVENIENT PLACES (OPEN WIRING)
Wirng with 1.5 sqmm copper PVC insulated unsheathed single core 1.1 KV grade cable with continuous earth by means of 1.5 sqmm copper PVC insulated unsheathed single core 1.1 KV grade cable confirming to IS 694 / 1980 with ISI mark in fully concealed PVC rigid conduit pipe heavy duty with ISI mark with suitable size MS box of 16g thick concealed and covered with 3mm thick laminated hylem sheet for 5 amps 5 pin PLUG SOCKET POINT AT CONVENIENT PLACES including citcuit mains, cost of all materials, specials, etc., all complete,
| 90 | Rmt | 1.5 sqmm copper PVC insulated unsheathed single core cable | 16.55 | Rmt | 1489.5
| 45 | Rmt | PVC rigid conduit pipe 19 mm / 20mm heavy duty with ISI mark | 20 | Rmt | 900
| 20 | No | 19 mm PVC rigid bends | 3.15 | Dozen | 63
| 10 | No | 19 mm PVC rigid tees | 1.3375 | Dozen | 13.375
| 1 | No | MS box 150x 100 x 75 mm | 70.7 | No | 70.7
| 0.015 | Sqm | 3 mm thick laminated Hylem sheet | 661 | Sqm | 9.915
| 15 | No | 5 A 5 pin non - inter locking switch and plug ( flush type ) | 40.3083 | No | 604.625
| 15 | No | MS box 150x 100 x 75 mm | 70.7 | No | 1060.5
| 0.225 | Sqm | 3 mm thick laminated Hylem sheet | 661 | SQqm | 148.725
| 1.25 | Bag | Cement | 302 | Bag | 377.5
| 45 | Sqm | 1.5 sqmm copper PVC insulated unsheathed single core cable for continuous earth connection | 16.55 | Rmt | 744.75
|  |  | Labour charges |  |  | 4828
|  |  | Sundries |  |  | 39.35
|  |  | Total for 15 points |  |  | 10349.94
|  |  | Rate for 1 point |  |  | 689.996 | 10350 | 0.06
|  |  | Labour charges |  |  |  | 0.06
| 1 | No | Maistry | 898 | No | 898
| 2 | No | Wiremen Grade - I | 783 | No | 1566
| 3 | No | Wiremen Grade - II | 778 | No | 2334
| 4 | No | Helper | 611 | No | 2444
7242
2 X1.5 Sqmm in fully concealed PVC conduit
Run off mains with 2 wires of 1.5 Sqmm copper PVC insulated unsheathed single core 1.1KV cable wire contuinuous earth by means of 1.5 Sqmm copper PVC insulated unsheathed single core 1.1 KV grade cable in fully concealed 19 mm / 20 mm dia rigid PVC open conduit pipe heavy duty with ISI mark including cost of all materials, specials, etc., all complete.
| 180 | Rmt | 1.5 sqmm copper PVC insulated unsheathed single core cable | 16.55 | Rmt | 2979
| 90 | Rmt | PVC rigid conduit pipe 19 mm / 20mm heavy duty with ISI mark | 20 | Rmt | 1800
| 1 | gross | MS saddles 19mm p- 131 part- L 3b | 39 | gross | 39
| 300 | Nos | TW plugs 1.5"X1"X2" SR P.129 | 287 | 1000Nos | 86.1
| 2 | Gross | Brass screws 38mm | 69.4 | gross | 138.8
| 0.33 | Bag | Cement | 302 | Bag | 99.66
| 90 | Rmt | 1.5 sqmm copper PVC insulated unsheathed single core cable for continuous earth connection | 16.55 | Rmt | 1489.5
| 2/3 |  | Labour charges | 7242 |  | 4828
11460.06
|  |  | Sundries |  |  | 77.94
|  |  | Total for 90 Metres |  |  | 11538 | 11538 | 0
|  |  | Rate for 1 Rmt |  |  | 128.2 | 10737
-801
2 X 2.5 Sq mm in fully concealed PVC conduit (open wiring)
Run off mains with 2 wires of 2.5 Sqmm copper PVC insulated unsheathed single core 1.1KV cable wire contuinuous earth by means of 1.5 Sqmm copper PVC insulated unsheathed single core 1.1 KV grade cable in fully concealed 19 mm / 20 mm dia rigid PVC conduit pipe heavy duty with ISI mark including cost of all materials, specials, etc., all complete.
|  |  | Total as per Data No. |  |  | 11538
| 180 | Rmt | Add 180 mt 2.5 Sqmm copper PVC insulated unsheathed S.C. cable | 25.75 | Rmt | 4635
| 180 | Rmt | Deduct 1.5 Sqmm copper PVC insulated unsheathed S.C. cable | 16.55 | Rmt | 2979
Sundries
|  |  | Total for 90 metres |  |  | 13194
|  |  | Rate for 1 Rmt |  |  | 146.6 | 4398
2 X 4 Sq mm in fully concealed PVC conduit (open wiring)
Run off mains with 2 wires of 2.5 Sqmm copper PVC insulated unsheathed single core 1.1KV cable wire contuinuous earth by means of 1.5 Sqmm copper PVC insulated unsheathed single core 1.1 KV grade cable in fully concealed 19 mm / 20 mm dia rigid PVC conduit pipe heavy duty with ISI mark including cost of all materials, specials, etc., all complete.
|  |  | Total as per Data No. |  |  | 11538
| 180 | Rmt | Add 180 mt 4 Sqmm copper PVC insulated unsheathed S.C. cable p-86 2c | 40.95 | Rmt | 7371
| 180 | Rmt | Deduct 1.5 Sqmm copper PVC insulated unsheathed S.C. cable | 16.55 | Rmt | 2979
Sundries
|  |  | Total for 90 metres |  |  | 15930
|  |  | Rate for 1 Rmt |  |  | 177
4 X 10 Sq mm in fully concealed PVC conduit (open wiring)
Run off mains with 2 wires of 2.5 Sqmm copper PVC insulated unsheathed single core 1.1KV cable wire contuinuous earth by means of 1.5 Sqmm copper PVC insulated unsheathed single core 1.1 KV grade cable in fully concealed 19 mm / 20 mm dia rigid PVC conduit pipe heavy duty with ISI mark including cost of all materials, specials, etc., all complete.
|  |  | Total as per Data No. |  |  | 11538
| 360 | Rmt | Add 180 mt 10 Sqmm copper PVC insulated unsheathed S.C. cable part E-2 -F | 85.3 | Rmt | 30708
| 180 | Rmt | Deduct 1.5 Sqmm copper PVC insulated unsheathed S.C. cable | 16.55 | Rmt | 2979
|  |  | Sundries |  |  | 45
|  |  | Total for 90 metres |  |  | 39312
|  |  | Rate for 1 Rmt |  |  | 436.8 | 6.8
38700
612
4 X 6 Sq mm in fully concealed PVC conduit (open wiring)
Run off mains with 2 wires of 2.5 Sqmm copper PVC insulated unsheathed single core 1.1KV cable wire contuinuous earth by means of 1.5 Sqmm copper PVC insulated unsheathed single core 1.1 KV grade cable in fully concealed 19 mm / 20 mm dia rigid PVC conduit pipe heavy duty with ISI mark including cost of all materials, specials, etc., all complete.
|  |  | Total as per Data No. |  |  | 11538
| 360 | Rmt | Add 180 mt 6 Sqmm copper PVC insulated unsheathed S.C. cable part E-2 -e | 56.7 | Rmt | 20412
| 180 | Rmt | Deduct 1.5 Sqmm copper PVC insulated unsheathed S.C. cable | 16.55 | Rmt | 2979
Sundries
|  |  | Total for 90 metres |  |  | 28971
|  |  | Rate for 1 Rmt |  |  | 321.9
4 X 4 Sq mm in fully concealed PVC conduit (open wiring)
Run off mains with 2 wires of 2.5 Sqmm copper PVC insulated unsheathed single core 1.1KV cable wire contuinuous earth by means of 1.5 Sqmm copper PVC insulated unsheathed single core 1.1 KV grade cable in fully concealed 19 mm / 20 mm dia rigid PVC conduit pipe heavy duty with ISI mark including cost of all materials, specials, etc., all complete.
|  |  | Total as per Data No. |  |  | 11538
| 360 | Rmt | Add 180 mt 4 Sqmm copper PVC insulated unsheathed S.C. cable part E-2 -e | 38.3 | Rmt | 13788
| 180 | Rmt | Deduct 1.5 Sqmm copper PVC insulated unsheathed S.C. cable | 16.55 | Rmt | 2979
Sundries
|  |  | Total for 90 metres |  |  | 22347
|  |  | Rate for 1 Rmt |  |  | 248.3
DATA - A Panel for 1 services Police station
Length = 3.3ft. Height =3.3 ft. Depth = 1.ft.
Requirement of 16 SWG MS sheet :
|  |  | Front and back 1x2x3.3x3.3 = 21.78sq.ft. |  | 41.58
Top and bottom 1x2x3.3x 1.0 = 6.6 sq.ft.
Between bus 1 x 2 x 3.3x 1.0 = 6.6 sq.ft.
Two sides 1x2x3.3x 1.0 = 6.6 sq.ft.
Total = 41.58 sqft
Wastage 10% = 4.158sqft
Total = 45.738 sqft
in kgm 45.738 x 1.17 = 53.513 kgm
| 53.513 | kg | Cost of MS sheet Part -G P-126 SR -2021-22 | 51.4 | kg | 2750.5682
Requirement of angle iron:
Channel size 75mm x 40mm
1.5' x 2 x1 = 3 kgm
Angle size - 40 x 40 x 6mm
1metre = 3.25kgm
Total angle iron required=(1x 3+6x0.3)= 4.80 mtr
4.8 x 3.25 = 15.60kgm
Total steel required = 15.60+ 3.0=18.60 kg
| 18.6 | kg | Cost of angle iron | 51.4 | kg | 956.04
Copper requirement:
Copper bus by 25mm x 3mm copper Flats for phases
and neutral
1x2' x 4x .22 =1.76 kgm
Inter connection between 300 A cut out and bus
2' x 4 x 0.22 =1.76 kgm
Inter connection between 63 A fuse units 3 phase and netural link and bus by no.8 SWG copper
2' x 3 x 8 = 48/20 = 2.4 kg
Between bus & 32 A DP by No.8 copper
between bus and fuse unit (single phase )
2'x 2=4/20=0.2 kgm
Total copper required: 1.76 + 1.76kgm+ 2.4kgm =5.92 kgm
| 5.92 | kg | Cost copper (P-127 ) | 526 | kg | 3113.92
| 5.92 | kg | Tin coating of copper | 10 | kg | 59.2
Requirment of GI Flats for earth bus
Sixe proposed 25mm x3mm GI flat
1.5' x 2+ 3' x 1 =22.2 ft =6.0 mtr
6.0 mtrs x 0.6 kg /mtr =3.60kg
| 3.6 | kg | 25mm x3mm GI flat p-125 it -3 c | 94.9 | kg | 341.64
Incomers & outgoings
| 3 | Nos. | 200 A fuse units (P-120 ,it-6e) | 550 | Each | 1650
| 1 | Nos. | 100 A fuse units (P-120 -6 d) | 340.3 | Each | 340.3
| 1 | Nos. | 100 A neutral link | 340.3 | Each | 340.3
| 800 | Amp | Interconnection charges | 1 | Amp | 800
6mm thick Hylam sheet for fixing energy metrs
0.45 x .60x 1.0= 0.270 sqm
| 0.27 | m2 | Cost of hylum sheet (P-130,it-7 a 630*2=1260) | 1260 | m2 | 340.2
| 9 | Nos | Insulators | 20 | each | 180
| 2 | set | LED pilot lamps | 280 | set | 560
| 5 | m | 1 sqmm PVC copper cable ( it-2a) | 9.8 | m | 49
| 53.513 | kg | MS sheet fabrication charges (P-29 it-127) | 47.8 | kg | 2557.9214
| 18.6 | kg | Angle Iron fabrication charges (P-29) | 47.8 | kg | 889.08
| 12 | Nos | MCB / Fuse units/ Pilot lamp fixing charges ( Ele SD-159 labour ) | 1898 | Each | 22776
| 83.16 | sq.ft. | Painting with primer & suitable colour | 10 | Sq.ft | 831.6
| 24 | Mtrs. | 6 Sq.mm. single core PVC copper cables for connection between fuse units and meter and between meter and 32A TPN MCB (P-125 it-2e) | 56.7 | Mtr. | 1360.8
|  |  | Lettering charges |  |  | 200
|  |  |  | Total |  | 40096.5696
|  |  | Sundries 2% such as bolts, nuts, washers, insulation tape, PVC sleeves etc. |  |  | 801.9314
40898.501
Add: VAT @ 14.5%
|  |  | Transport charges |  |  | 1500
|  |  | Erection charges |  |  | 4000
46398.501
(OR)
46398.501
[6 empty] | Supply and fixing ofTNEB Meter board suitable for 3 phase 63 A service connection made up of suitable angle ( electrical SD 129) | 4646

## Data 2022-23
| Tamil Nadu Police Housing Corparation Ltd. DATA | [5 empty] | TAMIL NADU POLICE HOUSING CORPORATION | [6 empty] | TAMIL NADU POLICE HOUSING CORPORATION | [5 empty] | Tamil Nadu Police Housing Corparation Ltd.
| = | [5 empty] | ====================================== | [6 empty] | ====================================== | [5 empty] | ==========================================================
PLACE:- | CHURCH HILL, OOTY | 2022-2023 |  |  | PLACE:- |  | CHURCH HILL, OOTY |  | 2022-2023 |  |  | PLACE:- |  | CHURCH HILL, OOTY |  | 2022-2023 |  |  | PLACE:- | CHURCH HILL, OOTY |  | 2022-2023
[5 empty] | - | - | - | - | - | - |  | - | - | - | - | - | -
- | - | - | - |  | QTY |  | COST OF MATERIALS | RATE | PER | AMOUNT |  | QTY |  | COST OF MATERIALS | RATE | PER | AMOUNT |  |  | - | - | - | - |  | - | - |  | - | - | - | - | -
SL.NO | COST OF MATERIALS | RATE | PER |  | - | - | - | - | - | - |  | - | - | - | - | - | - |  | SL.NO | DESCRIPTION OF MATERIALS | UNIT | SOURCE | Total Lead |  | COST OF | LEAD CHARGE |  | Add 10% | UN LO- | MATERIAL | LABOUR RATE
- | - | - | - |  |  | * | CEMENT MORTAR(1:1.5) | [6 empty] | LIME MORTAR(1:2) | [8 empty] | Plain | Hill | MATERIAL | Plain | Hill | for quarry at | ADING | COST @ SITE |  | 40%
| LABOUR CHARGES | [5 empty] | - | [6 empty] | - |  |  |  |  | - | - | - | - | - |  | - | - |  | Thuvakudi | - | - | - | - |  | 10% | 20% | 50% | 5% | 25% | 40%
| ------------- |  |  |  | 0.96 | M.T | CEMENT | 6040 | M.T | 5798.4 |  | 0.5 | M.T | LIME | 993 | M.T | 496.5 |  | 1. | ROUGH STONE sl.37 p15 | CUM. | Kurunthamalai | 10 | 51 | 449.4 | 114.5 | 865.22 |  | 0 | 1429.12 | MASON-I Brick / Stone work (p-10) | 1325.8 | 947 | 1041.7 | 1136.4 | 1420.5 | 994.35 | 1183.75 | 1325.8 | 378.8 | 1325.8
1 | MASON I * | 1325.8 | NO. |  | 1 | CUM | SAND | 2265.5 | CUM | 2265.5 |  | 1 | CUM | SAND | 2265.5 | CUM | 2265.5 |  | 2. | BOND STONE sl.44 p16 | CUM. | Kurunthamalai | 10 | 51 | 648.4 | 114.5 | 865.22 |  | 0 | 1628.12 | MASON-II Brick / Stone work (p-10) | 1237.6 | 884 | 972.4 | 1060.8 | 1326 | 928.2 | 1105 | 1237.6
2 | MASON II * | 1237.6 | 1325.8 |  | 1 | CUM | MIXING OF MORTAR | 154 | CUM | 154 |  | 1 | CUM | GRINDING OF MORTAR | 266 | CUM | 266 |  | 3. | HARD BROKEN STONE JELLY 3mm To 10mm p-16(53-55) | CUM. | Kurunthamalai | 10 | 51 | 762.33 | 114.5 | 865.22 |  | 0 | 1742.05 | MAZDOOR-I (p-11) | 865.2 | 618 | 679.8 | 741.6 | 927 | 648.9 | 772.5 | 865.2
3 | MAZDOOR I * | 865.2 | NO. |  |  | L.S | SUNDRIES |  | L.S | 0 |  |  | L.S | SUNDRIES |  | L.S | 0 |  | 4. | HARD BROKEN STONE JELLY 10mm | CUM. | Kurunthamalai | 10 | 51 | 1001 | 114.5 | 865.22 |  | 0 | 1980.72 | MAZDOOR-II (p-12) | 709.8 | 507 | 557.7 | 608.4 | 760.5 | 532.35 | 633.75 | 709.8
4 | MAZDOOR II* | 709.8 | NO. | [6 empty] | - | [6 empty] | - |  | 5. | HARD BROKEN STONE JELLY 12mm | CUM. | Kurunthamalai | 10 | 51 | 1362 | 114.5 | 865.22 |  | 0 | 2341.72 | PAINTER-I (p-10) | 1058.4 | 756 | 831.6 | 907.2 | 1134 | 793.8 | 945 | 1058.4
5 | PAINTER I/II* | 1058.4 | 1024.8 |  |  |  | TOTAL FOR 1 CUM |  |  | 8217.9 |  |  | 8217.9 | TOTAL FOR 1 CUM |  |  | 3028 |  | 6. | HARD BROKEN STONE JELLY 20mm | CUM. | Kurunthamalai | 10 | 51 | 1467 | 114.5 | 865.22 |  | 0 | 2446.72 | PAINTER-II (p-11) | 1024.8 | 732 | 805.2 | 878.4 | 1098 | 768.6 | 915 | 1024.8
6 | PLUMBER I* | 1149.4 | NO. | [6 empty] | - | [6 empty] | - |  | 7. | HARD BROKEN STONE JELLY 40mm | CUM. | Kurunthamalai | 10 | 51 | 1054 | 114.5 | 865.22 |  | 0 | 2033.72 | PLUMBER-I (p-10) | 1149.4 | 821 | 903.1 | 985.2 | 1231.5 | 862.05 | 1026.25 | 1149.4
7 | CARPENTER I/II* | 1296.4 | 1237.6 |  |  | * | CEMENT MORTAR(1:2) | [5 empty] | * | SUPPLYING MIXINNG AND LAYING |  |  |  |  | 8. | SAND FOR MORTAR sl.100 p20 | CUM. | Karamadai [Kannarpalayam] | 4 | 51 | 1312 | 45.8 | 907.7 |  | 0 | 2265.5 | PLUMBER-II (p-11) | 1114.4 | 796 | 875.6 | 955.2 | 1194 | 835.8 | 995 | 1114.4
8 | FITTER I/II* | 1170.4 | 1136.8 |  |  |  | - | [6 empty] | LIME SAND MIX 1:1 RATIO |  |  |  |  | 9. | SAND FOR FILLING (Ann IV) | CUM. | Karamadai [Kannarpalayam] | 4 | 51 | 1312 | 45.8 | 907.7 |  | 0 | 2265.5 | FITTER-I (p-9) | 1170.4 | 836 | 919.6 | 1003.2 | 1254 | 877.8 | 1045 | 1170.4
9 | MIXING OF MORTAR* it-165 | 154 | CUM* |  | 0.72 | M.T | CEMENT | 6040 | M.T | 4348.8 |  |  |  | INCLUDING COST OF |  |  |  |  | 10. | Kiln Burnt Country Bricks SIZE 22x11x7Cm p-14 it-5a | 1000nos. | Thadagam | 35 | 51 | 5709 | 285.8 | 628.72 |  | 0 | 6623.52 | FITTER-II (p-11) | 1136.8 | 812 | 893.2 | 974.4 | 1218 | 852.6 | 1015 | 1136.8
10 | LIFT CHARGES FOR B.W IN G.F * it-94 p-29 | 104.72 | CUM |  | 1 | CUM | SAND | 2265.5 | CUM | 2265.5 |  |  |  | SAND,LIME,LABOUR FOR MIXING |  |  |  |  | 11. | BRICK JELLY 40mmGAUGE p-14 it-10 a | CUM | Thadagam | 35 | 51 | 705 | 232.9 | 513.52 |  | 0 | 1451.42 | CARPENTER-I (p-10) | 1296.4 | 926 | 1018.6 | 1111.2 | 1389 | 972.3 | 1157.5 | 1296.4
11 | LIFT CHARGES FOR B.W IN F.F * | 211.26 | CUM |  | 1 | CUM | MIXING OF MORTAR | 154 | CUM | 154 |  |  |  | &LAYING ETC COMPLETE. |  |  |  |  | 12. | BRICK JELLY 20mmGAUGE | CUM | Thadagam | 35 | 51 | 786 | 232.9 | 513.52 |  | 0 | 1532.42 | CARPENTER-II (p-11) | 1237.6 | 884 | 972.4 | 1060.8 | 1326 | 928.2 | 1105 | 1237.6
12 | LIFT CHARGES FOR B.W IN S.F * | 211.26 | CUM |  |  | L.S | SUNDRIES |  | L.S | 0 |  |  |  | - |  |  |  |  | 13. | MACHINE PRESSED TILES 23x 23x 2 Cm p-15 It-20 | 1000nos. | Local | 0 |  | 16106 | 0 |  |  | 0 | 16106 | STONE CUTTER-I (p-9) | 1017.8 | 727 | 799.7 | 872.4 | 1090.5 | 763.35 | 908.75 | 1017.8
13 | LIFT CHARGES FOR CONCRETE IN G.F *it-92 p-29 | 159.04 | CUM | [6 empty] | - |  | 1 | CUM | COST OF SAND | 2265.5 | CUM | 2265.5 |  | 14. | SLACKED SHELL LIME sl.89 p17 | CUM. | Local | 0 |  | 1348 |  |  |  | 0 | 1348 | STONE CUTTER-II | 980 | 700 | 770 | 840 | 1050 | 735 | 875 | 980
14 | LIFT CHARGES FOR CONCRETE IN F.F * | 313.32 | CUM |  |  |  | TOTAL FOR 1 CUM |  |  | 6768.3 |  | 1 | CUM | COST OF LIME | 993 | CUM | 993 |  | 15. | SLACKED &SREENED LIME STONE sl107/67 | CUM. | Local | 0 |  | 993 | 0 |  |  | 0 | 993 | FLOOR POLISHER | 1020.6 | 729 | 801.9 | 874.8 | 1093.5 | 765.45 | 911.25 | 1020.6
15 | LIFT CHARGES FOR CONCRETE IN S.F * | 313.32 | CUM | [6 empty] | - |  | 1.5 | CUM | LABOUR CHARGES FOR MIXING | 154 | CUM | 231 |  | 16. | C.W SCANTLING UPTO 4M LONG p-21 it-127 | CUM. | local | 0 |  | 34300 | 0 |  |  | 0 | 34300 | Mortar mix charges manual sl.125(Ann3 N-29) | 154 | 110 | 121 | 132 | 165 | 115.5 | 137.5 | 154
16 | VIBRATER CHARGES * it-103 p-28 | 125.16 | CUM |  |  | * | CEMENT MORTAR(1:3) |  |  |  |  | 1.5 | CUM | LABOUR CHARGES FOR FILLING | 45.43 | CUM | 68.145 |  | 17. | C.W. PLANK UPTO 40mmTHICK UPTO 30 Cm WIDTH | CUM. | local | 0 |  | 39400 | 0 |  |  | 0 | 39400 | Vibrat-charges(R.C.C) sl.71/2 p25 | 125.16 | 89.4 | 98.34 | 107.28 | 134.1 | 93.87 | 111.75 | 125.16
17 | EARTH FILLING * it-76/85 | 51.73 | 1CUM |  |  |  | - | [5 empty] | L.S | SUNDRIES |  | L.S | 0 |  | 18. | T.W SCANTLING 2M TO 3M LONG 112/73 p-21 | CUM. | local | 0 |  | 111600 | 0 |  |  | 0 | 111600 | Vibrat-charges(P.C.C) sl.71/1 p25 | 92.68 | 66.2 | 72.82 | 79.44 | 99.3 | 69.51 | 82.75 | 92.68
18 | SAND FILLING * it-75/85 | 45.43 | 1CUM | 86.4 | 0.48 | M.T | CEMENT | 6040 | M.T | 2899.2 | [6 empty] | - |  | 19. | T.W.SCANTLING BELOW 2M LONG 113/74 p-21 | CUM. | local | 0 |  | 99400 | 0 |  |  | 0 | 99400 | Sand filling charges sl.46/84p23 | 45.43 | 32.45 | 35.695 | 38.94 | 48.675 | 34.0725 | 40.5625 | 45.43
19 | POLISHING STONE (average of rough, medium, fine) it-56 p-37 | 86.4 | L.S | 254.4 | 1 | CUM | SAND | 2265.5 | CUM | 2265.5 |  |  |  | TOTAL FOR 1.5 CUM |  |  | 3557.645 |  | 20. | T.W.PLANKS 15TO30cm WIDTH & 12to25mm Thick it-119 p-21 | CUM. | local | 0 |  | 95000 | 0 |  |  | 0 | 95000 | Earth filling charges sl.46/85 p23 | 51.73 | 36.95 | 40.645 | 44.34 | 55.425 | 38.7975 | 46.1875 | 51.73
20 | FLOOR POLISHER (MOSAIC) * p-11 it-17 | 1020.6 | NO | 84.8 | 1 | CUM | MIXING OF MORTAR | 154 | CUM | 154 | [6 empty] | - |  | 21. | Country BricksKiln Burnt of SIZE 22x11x5Cm (7c)p-14 | 1000nos. | Thadagam | 35 | 51 | 4299 | 285.8 | 628.72 |  | 0 | 5213.52 | E.W. 40/62 p-22 | 148.75 | 106.25 | 116.875 | 127.5 | 159.375 | 111.5625 | 132.8125 | 148.75
21 | LABOUR CHARGE FOR WROUGHT & PUTUP /V-SHUTTER *p-30 it-143 | 18172 | 1701 |  |  | L.S | SUNDRIES |  | L.S | 0 |  |  |  | RATE PER CUM |  |  | 2371.7633 |  | 22. | MOSAIC TILES GRAY 25X25X2cm.it-30 p-17 | 1000nos. | local |  |  | 11907 |  |  |  | 0 | 11907 | L.C.T.W.Door- 104/2 p-27 | 2039.8 | 1457 | 1602.7 | 1748.4 | 2185.5 | 1529.85 | 1821.25 | 2039.8
22 | LABOUR CHARGE FOR DOOR/WINDOW SHUTTER *p-30 it-144 | 2039.8 | 1906.8 | [6 empty] | - | [6 empty] | = |  | 23. | CEMENT (supply at site) | M.T | local | 0 |  | 6040 | 0 |  |  |  | 6040 | L.C.marine doors-105/3 p-27 | 1701 | 1215 | 1336.5 | 1458 | 1822.5 | 1275.75 | 1518.75 | 1701
23 | COST OF RUBBER ,LUBRICATION,PLUG,CLAMP | 2.5 | 1589 |  |  |  | TOTAL FOR 1 CUM |  |  | 5318.7 | [8 empty] | 24. | R.T.S. / M.S upto 16mm | M.T | Local | 0 |  | 58000 | 0 |  |  | 0 | 58000 | TW glazed window 109/8 p-27 | 1906.8 | 1362 | 1498.2 | 1634.4 | 2043 | 1430.1 | 1702.5 | 1906.8
24 | M.S. HOLD FAST WITH SCREWS * | 3.64 | 1423.8 | [6 empty] | - | [8 empty] | 25. | M.S./ R.T.S above 16mm | M.T | Local | 0 |  | 58000 | 0 |  |  | 0 | 58000 | Wrought&putup 103/1 p-27 | 18172 | 12980 | 14278 | 15576 | 19470 | 13629 | 16225 | 18172
25 | M.S. SHEET/ANGLE PER M.T p20 I-142/112 | 53000 | 53000 |  |  | * | CEMENT MORTAR(1:4) | [11 empty] | 26. | Country BricksKiln Burnt SIZE 22x11x5Cm | 1000nos. | Thadagam | 35 | 51 | 4299 | 285.8 | 628.72 |  | 0 | 5213.52 | Ventilator 113/14 p-28 | 1589 | 1135 | 1248.5 | 1362 | 1702.5 | 1191.75 | 1418.75 | 1589
26 | Gravel | 222.7 |  |  | 0.36 | M.T | CEMENT | 6040 | M.T | 2174.4 | [8 empty] | 27. | HBSJ 11.2mm IRC metal (SR 22-23,p16/48) | CUM. | Kurunthamalai | 10 | 51 | 947 | 114.5 | 865.22 |  |  | 1926.72 | Meter- Cupboard Weldmesh 118/23 p-28 | 1423.8 | 1017 | 1118.7 | 1220.4 | 1525.5 | 1067.85 | 1271.25 | 1423.8
| Earth work lift for addl 1M p-23 it-45/77 | 14.28 |  |  | 1 | CUM | SAND | 2265.5 | CUM | 2265.5 | [8 empty] | 28. | HBSJ 37.5mm to 26.5mm IRC metal | CUM. | Kurunthamalai | 10 | 51 | 1067 | 114.5 | 865.22 |  | 0 | 2046.72 | E.W (SDR) 41/67 p-23 | 221.48 | 158.2 | 174.02 | 189.84 | 237.3 | 166.11 | 197.75 | 221.48
| Labour for petty iron worksp-29 it-127/1 | 73.5 |  |  | 1 | CUM | MIXING OF MORTAR | 154 | CUM | 154 | [8 empty] | 29. | HBSJ 63mm to 45mm IRC metal | CUM. | Kurunthamalai | 10 | 51 | 902 | 114.5 | 865.22 |  | 0 | 1881.72 | FITTER-II (Pipe & Bar Bend) 57/20a p-11 | 1114.4 | 796 | 875.6 | 955.2 | 1194 | 835.8 | 995 | 1114.4
27 | TRANSPORTING & ERRECTION | 40 | NO. |  |  | L.S | SUNDRIES |  | L.S | 0 | [8 empty] | 30. | Gravel p17 75 | CUM. |  | 0 |  | 222.7 | 0 |  |  | 0 | 222.7 | FITTER-I (Pipe & Bar Bend) 16/20A p-9 | 1149.4 | 821 | 903.1 | 985.2 | 1231.5 | 862.05 | 1026.25 | 1149.4
28 | LABOUR COST OF CHANNELMOULD/PAINTING ANTCORROSIVE | 41 | 500 | [6 empty] | - | [8 empty] | 31 | Well Gravel p17 It76 | CUM. |  | 0 |  | 166.5 | 0 |  |  | 0 | 166.5 | E.W loose soil p-22 SS20B/38/50 | 99.33 | 70.95 | 78.045 | 85.14 | 106.425 | 74.4975 | 88.6875 | 99.33
29 | COST OF PLASTERXERS/COST OF ANTI-CORROSIVE | 28 | 116.2 |  |  |  | TOTAL FOR 1 CUM |  |  | 4593.9 | [11 empty] | - | [11 empty] | 0 | 0 | 0 | 0 | 0 | 0
30 | STONE CUTTER II * | 980 | NO | [6 empty] | - | [9 empty] | Chamber Burnt Bricks of size 23x11.2x7Cm p14/4b | 1000nos. | Thadagam | 35 | 51 | 6595 | 476.45 | 1048.86 | 0 | 0 | 8120.31 | LIFT CHARGES FOR B.W IN G.F * it-62/1 p-25 | 104.72 | 74.8 | 82.28 | 89.76 | 112.2 | 78.54 | 93.5 | 104.72
31 | CONVEYING,LOWERING& JOINTING LABOUR | 5 | RMT |  |  | * | CEMENT MORTAR(1:5) | [12 empty] | Chamber Burnt Bricks of size 23x11.4x7.5Cmp14 /3a | 1000nos. | Thadagam | 35 | 51 | 6795 | 476.45 | 1048.86 | 0 | 0 | 8320.31 | LIFT CHARGES FOR B.W IN F.F * | 211.26 | 150.9 | 165.99 | 181.08 | 226.35 | 158.445 | 188.625 | 211.26
32 | LABOUR FOR CUTTING 15mm DIA * p-26 it-85 pwd | 8.9 | NO |  |  |  | - | [12 empty] | Stone dust p17 item no-584 | Cum |  | 0 |  | 123.7 | 0 |  | 0 | 0 | 123.7 | LIFT CHARGES FOR B.W IN S.F * | 211.26 | 150.9 | 165.99 | 181.08 | 226.35 | 158.445 | 188.625 | 211.26
33 | LABOUR FOR CUTTING 20mm DIA * | 8.9 | NO |  | 0.288 | M.T | CEMENT | 6040 | M.T | 1739.52 | [9 empty] | 6mmto 10mm HBG metal p-19 it-83+84/2 | Cum | Thadagam | 10 | 51 | 839 | 114.5 | 865.22 | 0 | 0 | 1818.72 | LIFT CHARGES FOR CONCRETE IN G.F *it-60/1 p-24 | 159.04 | 113.6 | 124.96 | 136.32 | 170.4 | 119.28 | 142 | 159.04
34 | LABOUR FOR CUTTING 25mm DIA * | 10.65 | NO |  | 1 | CUM | SAND | 2265.5 | CUM | 2265.5 | [9 empty] | Fly Ash Bricks it-3A/8a p-14 |  | Thadagam | 35 | 51 | 6595 | 476.45 | 1048.86 |  |  | 8120.31 | LIFT CHARGES FOR CONCRETE IN F.F * | 313.32 | 223.8 | 246.18 | 268.56 | 335.7 | 234.99 | 279.75 | 313.32
35 | LABOUR FOR CUTTING 32mm DIA * | 12.85 | NO |  | 1 | CUM | MIXING OF MORTAR | 154 | CUM | 154 | [9 empty] | Crushed Stone SAND FOR MORTAR sl.98/58C p20 | CUM. | Karamadai [Kannarpalayam] | 4 | 51 | 1312 | 45.8 | 907.7 |  | 0 | 2265.5 | LIFT CHARGES FOR CONCRETE IN S.F * | 313.32 | 223.8 | 246.18 | 268.56 | 335.7 | 234.99 | 279.75 | 313.32
36 | LABOUR FOR CUTTING 40mm DIA * | 17.35 | NO |  |  | L.S | SUNDRIES |  | L.S | 0 |  |  | * | CEMENT CONCRETE(1:8:16) USING | [5 empty] | Crushed Stone SAND FOR FILLING | CUM. | Karamadai [Kannarpalayam] | 4 | 51 | 1312 | 45.8 | 907.7 |  | 0 | 2265.5 |  | 0 |  | 0 | 0 | 0 | 0 | 0 | 0
37 | LABOUR FOR CUTTING 50mm DIA/100mm Dia * | 22.3 | 44.9 | [6 empty] | - |  |  |  | 40mm BRICK JELLY | [5 empty] | - | - | - | - |  | - | - |  | - | - | - | - | 0 | - | 0 | 0 | 0 | 0 | 0 | 0
38 | LABOUR FOR CUTTING 65mm DIA/80mm Dia * | 24.2 | 31.5 |  |  |  | TOTAL FOR 1 CUM |  |  | 4159.02 |  |  |  | - | [16 empty] | SCRAPING THE OLD PLASTER SURFACE * p26/76/338 | 5.6 | 4 | 4.4 | 4.8 | 6 | 4.2 | 5 | 5.6
39 | LABOUR FOR THREADING 15mm DIA * it-126 | 12.65 | NO | [6 empty] | - |  | 9 | CUM | 40mm BRICK JELLY | 1451.42 | CUM | 13062.78 |  |  | CERTIFIED THAT THE LEAD PARTICULARS FURNISHED HERE ARE FOUND CORRECT UPTO BEST OF MY KNOWLEDGE | [11 empty] | 7 | 5 | 5.5 | 6 | 7.5 | 5.25 | 6.25 | 7
40 | LABOUR FOR THREADING 20mm DIA * | 12.85 | NO |  |  | * | CEMENT MORTAR(1:6) |  |  |  |  | 4.5 | CUM | CEMENT MORTAR(1:8) | 3506.7 | CUM | 15780.15 | [13 empty] | L.C Wrought and put up in Flush shutter | 0 |  | 0 | 0 | 0 | 0 | 0 | 0
41 | LABOUR FOR THREADING 25mm DIA * | 26.6 | NO |  |  |  | - |  |  |  |  | 1.8 | NO. | MASON II | 1237.6 | NO. | 2227.68 | [13 empty] | Single leave p-28/116a | 284.2 | 203 | 223.3 | 243.6 | 304.5 | 213.15 | 253.75 | 284.2
42 | LABOUR FOR THREADING 32mm DIA /100mm Dia * | 35.9 | 90.6 |  | 0.24 | M.T | CEMENT | 6040 | M.T | 1449.6 |  | 17.7 | NO. | MAZDOOR I | 865.2 | NO. | 15314.04 | [13 empty] | Double leaves p-28/116b | 438.2 | 313 | 344.3 | 375.6 | 469.5 | 328.65 | 391.25 | 438.2
43 | LABOUR FOR THREADING 40mm DIA /80mm Dia * | 40.45 | 68.4 |  | 1 | CUM | SAND | 2265.5 | CUM | 2265.5 |  | 14.1 | NO. | MAZDOOR II | 709.8 | NO. | 10008.18 | [13 empty] | Thorough scrapping -iron p-26/82/357d | 12.11 | 8.65 | 9.515 | 10.38 | 12.975 | 9.0825 | 10.8125 | 12.11
44 | LABOUR FOR THREADING 50mm DIA /65mm Dia * | 44.9 | 54.3 |  | 1 | CUM | MIXING OF MORTAR | 154 | CUM | 154 |  |  | L.S | SUNDRIES |  | L.S | 0 | [13 empty] | Thorough scrapping -wood p-26/80/357b | 13.09 | 9.35 | 10.285 | 11.22 | 14.025 | 9.8175 | 11.6875 | 13.09
45 | COST OF JOINTING MATERIALS | 12.1 | L.S |  |  | L.S | SUNDRIES |  | L.S | 0 | [6 empty] | - | [13 empty] | Clean removal of cement plaster from walls and racking out joints 20mm deep p-26/75/321 | 13.58 | 9.7 | 10.67 | 11.64 | 14.55 | 10.185 | 12.125 | 13.58
46 | HIRE CHARGES FOR POWER POLISHER -it238/p55 | 28.575 | L.S | [6 empty] | - |  |  |  | TOTAL FOR 10 CUM |  |  | 56392.83 | [13 empty] | L.C Wrought and put up T.W Window p-28/110/11 | 2053.8 | 1467 | 1613.7 | 1760.4 | 2200.5 | 1540.35 | 1833.75 | 2053.8
47 | ELC. CONSUMPTION CHARGES -it243/p56 | 11.9 | unit |  |  |  | TOTAL FOR 1 CUM |  |  | 3869.1 | [6 empty] | - | [13 empty] | TW glazed door /4 p-27 | 1906.8 | 1362 | 1498.2 | 1634.4 | 2043 | 1430.1 | 1702.5 | 1906.8
[31 empty] | Earth work lift for addl 1M p-23 it-45/77 | 14.28 | 10.2 | 11.22 | 12.24 | 15.3 | 10.71 | 12.75 | 14.28 |  |  |  | FLY ASH BRICKS DATA
48 | LABOUR FOR FIXING WINDOW BARS p-29 it-129 | 30.35 | Kg* | [6 empty] | - |  |  |  | RATE PER CUM |  |  | 5639.283 | [13 empty] | Labour for petty iron worksp-29 it-127/1 | 73.5 | 52.5 | 57.75 | 63 | 78.75 | 55.125 | 65.625 | 73.5 |  | 6.5 | * | B.W IN C.M(1:5) using fly ash bricks
49 | E.W.EXCAVATION SS 20B AS PER SR ITEM 61,62 * P-22 | 148.75 | 221.48 |  |  | * | CEMENT MORTAR(1:7) | [9 empty] | = | [14 empty] | 0 |  | 0 | 0 | 0 | 0 | 0 | 0 |  |  |  | Bricks of size 23x11x7 cm
50 | MIXER OPERATER * p-13 S.No.80/79 | 672 | NO. |  |  |  | - | [5 empty] | * | CEMENT CONCRETE(1:2:4) USING | [16 empty] | Dismantling of RCC works it-35/38 p-22 | 8932 | 6380 | 7018 | 7656 | 9570 | 6699 | 7975 | 8932 |  |  |  | -
51 | TESTING CHARGES FOR S.W. LINE | 42 | L.S |  | 0.206 | M.T | CEMENT | 6040 | M.T | 1244.24 |  |  |  | 20mm HBSTONE METEL | [16 empty] | Conveyance of dismantled materials p-31 | 16.03 | 11.45 | 12.595 | 13.74 | 17.175 | 12.0225 | 14.3125 | 16.03 |  | 1300 | NOS. | Bricks of size 23x11x7 cm | 8120.31 | 1000NO. | 10556.403
52 | GRINDING MORTAR * 124/2 p-28 | 266 | CUM |  | 1 | CUM | SAND | 2265.5 | CUM | 2265.5 |  |  |  | - | [16 empty] | Loading or unloading charges p-32 | 61.95 | 44.25 | 48.675 | 53.1 | 66.375 | 46.4625 | 55.3125 | 61.95 |  | 0.708 | CUM | CEMENT MORTAR(1:5) | 4159.02 | CUM | 2944.5862
53 | G.I. SHEET SR156 / 114 1.6mmT.K,30cmWIDE P-20 it-146/114 | 391.1 | SQM* |  | 1 | CUM | MIXING OF MORTAR | 154 | CUM | 154 |  | 9 | CUM | 20mm HBSTONE METEL | 2446.72 | CUM | 22020.48 |  |  | Providing single nosing to the edges of Granite slab [PWD SR] P-36/32 | [11 empty] | 0 |  | 0 | 0 | 0 | 0 | 0 | 0 |  | 1 | NO. | MASON I | 1325.8 | NO. | 1325.8
54 | FITTER II * | 1136.8 | NO. |  |  | L.S | SUNDRIES |  | L.S | 0 |  | 4.5 | CUM | CEMENT MORTAR(1:2) | 6768.3 | CUM | 30457.35 |  |  | Single Nosing | RM | 195.7 | [9 empty] | 0 |  | 0 | 0 | 0 | 0 | 0 | 0 |  | 3 | NO. | MASON II | 1237.6 | NO. | 3712.8
55 | CEMENT | 6040 | M.T | [6 empty] | - |  | 1.8 | NO. | MASON II | 1237.6 | NO. | 2227.68 |  |  | b Double Nosing | RM | 370.25 | [8 empty] | Forpower rolling as per TWAD SR it-15 b / P.286 | 51.73 | 36.95 | 40.645 | 44.34 | 55.425 | 38.7975 | 46.1875 | 51.73 |  | 2 | NO. | MAZDOOR I | 865.2 | NO. | 1730.4
56 | ROUGH STONE | 1429.12 | CUM |  |  |  | TOTAL FOR 1 CUM |  |  | 3663.74 |  | 17.7 | NO. | MAZDOOR I | 865.2 | NO. | 15314.04 |  |  | Stainless Steel Sink [PWD SR] P-50/192 | [20 empty] | 6 | NO. | MAZDOOR II | 709.8 | NO. | 4258.8
57 | BOND STONE | 1628.12 | CUM | [6 empty] | - |  | 14.1 | NO. | MAZDOOR II | 709.8 | NO. | 10008.18 |  |  | a 600mm x 600mm x 200mm | Each | 9180 | [19 empty] | L.S | SUNDRIES |  | L.S | 5
58 | HARD BROKEN STONE JELLY 3mmTo10mm SIZE | 1742.05 | CUM |  |  | * | CEMENT MORTAR(1:8) | [5 empty] | L.S | SUNDRIES |  | L.S | 0 |  |  | b 600mm x 450mm x 200mm | Each | 7140 | [23 empty] | -
59 | HARD BROKEN STONE JELLY 10mm SIZE | 1980.72 | CUM |  |  |  | - | [9 empty] | - |  |  | UPVC Ventilator [PWD SR] P-66/270 | sqm. | 8106 | [20 empty] | TOTAL FOR 2.83168 CUM |  |  | 24533.7892
60 | HARD BROKEN STONE JELLY 12mm SIZE | 2341.72 | CUM |  | 0.18 | M.T | CEMENT | 6040 | M.T | 1087.2 |  |  |  | TOTAL FOR 10 CUM |  |  | 80027.73 |  |  | UPVC Window (PWD SR] P-65/269 | sqm. | 7482 | [23 empty] | -
61 | HARD BROKEN STONE JELLY 20mm SIZE | 2446.72 | CUM |  | 1 | CUM | SAND | 2265.5 | CUM | 2265.5 | [6 empty] | - | [25 empty] | RATE PER CUM |  |  | 8664.0401
62 | HARD BROKEN STONE JELLY 40mm SIZE | 2033.72 | CUM |  | 1 | CUM | MIXING OF MORTAR | 154 | CUM | 154 |  |  |  | RATE PER CUM |  |  | 8002.773 |  |  | Supplying and Fixing of Rolling shutters of all sizes (Gear Operated)( from 8m2 to 12m2 )Annex-Vi-P-44 SR 22-23 item -132-A-b | sqm. | 2419 | [23 empty] | =
63 | TERRACOTTA JALLY 110mm/50mmT.K FIXING CHARGE | 175 | * |  |  | L.S | SUNDRIES |  | L.S | 0 | [6 empty] | = | [25 empty] | G.F |  |  | 8768.7601
64 | TERRACOTTA JALLY 110mmT.K/50mmT.K | 460 | 290 | Qtn | [5 empty] | - |  |  | * | B.W IN C.M(1:5) USING CHAMBER BURNT | [28 empty] | F.F |  |  | 8980.0201
65 | KILN BURNT COUNTRY G.M(2D) BRICK 8-3/4"X4-1/4"X2" | 5213.52 | CUM |  |  |  | TOTAL FOR 1 CUM |  |  | 3506.7 |  |  |  | Bricks of size 23X11.2X7Cm | [28 empty] | S.F |  |  | 9191.2801
66 | SAND FOR MARTER | 2265.5 | CUM | [6 empty] | - |  |  |  | - | [28 empty] | T.F |  |  | 9402.5401
67 | SAND FOR FILLING | 2265.5 | CUM |  | 1.1 |  | EARTH WORK EXCAVATION |  |  |  |  | 4600 | NOS. | Bricks of size 22X11X5Cm | 8120.31 | 1000NO. | 37353.426 | 1.1 |  | EARTH WORK EXCAVATION for loose soil | [22 empty] | Forth floor |  |  | 9613.8001
68 | STOCK BRICK-IISORT(2A)T.M OF SIZE 9"x4-1/2"X3" | 6623.52 | 1000 Nos |  |  |  | --------------------- |  |  |  |  | 2.5 | CUM | CEMENT MORTAR(1:5) | 4159.02 | CUM | 10397.55 |  |  | ---------------------
69 | BRICK JELLY 40mm GAUGE | 1451.42 | CUM |  | 10 | CUM | EARTH WORK EXCAVATION IN SS20B | 148.75 | CUM | 1487.5 |  | 3.5 | NO. | MASON I | 1325.8 | NO. | 4640.3 | 10 | CUM | EARTH WORK EXCAVATION IN SS20B | 99.33 | CUM | 993.3
70 | BRICK JELLY 20mm GAUGE | 1532.42 | CUM |  | 10 | CUM | ADD 100% FOR NARROW CUTTING | 148.75 | CUM | 1487.5 | 297.5 | 10.6 | NO. | MASON II | 1237.6 | NO. | 13118.56 | 10 | CUM | ADD 100% FOR NARROW CUTTING | 99.33 | CUM | 993.3
71 | PRESSED TILES 23X23X2cm | 16106 | 1000 Nos | 8710 | 10 | CUM | 1/3REFILLING CHARGES | 17.2433 | CUM | 172.4333 |  | 7.1 | NO. | MAZDOOR I | 865.2 | NO. | 6142.92 | 10 | CUM | 1/3REFILLING CHARGES | 15.1433 | CUM | 151.4333
72 | SLACKED LIME | 1348 | CUM |  |  | L.S | SUNDRIES |  | L.S | 0 |  | 21.2 | NO. | MAZDOOR II | 709.8 | NO. | 15047.76 |  | L.S | SUNDRIES |  | L.S | 0 | [17 empty] | 9 | * | B.W IN C.M(1:6) using fly ash bricks
73 | SLACKED SHELL LIME | 993 | CUM | [6 empty] | - |  |  | L.S | SUNDRIES |  | L.S | 0 | [5 empty] | - | [19 empty] | Bricks of size 23x11x7 cm
74 | C.W.SCANTLING UP TO 4M LONG P-20 -it-120/77i | 34300 | CUM |  |  |  | TOTAL FOR 10 CUM |  |  | 3147.4333 | [6 empty] | - |  |  | TOTAL FOR 10 CUM |  |  | 2138.0333 | [19 empty] | -
75 | C.W. PLANK 40mmT.K.UPTO30cm WIDTH | 39400 | CUM | [6 empty] | - |  |  |  | TOTAL FOR 10 CUM |  |  | 86700.516 | [5 empty] | - | [17 empty] | 1300 | NOS. | Bricks of size 23x11x7 cm | 8120.31 | 1000NO. | 10556.403
76 | T.W SANDLING OVER2M,BLOW3M | 111600 | CUM |  |  |  | RATE PER CUM INCLUDING REFILLING | 0 TO 2M |  | 314.7433 | [6 empty] | - |  |  | RATE PER CUM INCLUDING REFILLING | 0 TO 2M |  | 213.8033 | [17 empty] | 0.708 | CUM | CEMENT MORTAR(1:6) | 3869.1 | CUM | 2739.3228
77 | T.W.SCANDLING UPTO 2M | 99400 | CUM |  |  |  |  | 2 TO 3M |  | 329.02 | 343.3 | 357.58 |  | RATE PER CUM |  |  | 8670.0516 |  |  |  | 2 TO 3M |  | 228.08 | [17 empty] | 1 | NO. | MASON I | 1325.8 | NO. | 1325.8
78 | T.W. PLANK 12mm to 25mm T.K UPTO 30cmWIDTH | 95000 | CUM |  | 1.2 |  | RATE PER CUM EXCLUDING REFILLING | 0 TO 2M |  | 297.5 | [6 empty] | = | 1.2 |  | RATE PER CUM EXCLUDING REFILLING | 0 TO 2M |  | 198.66 | [17 empty] | 3 | NO. | MASON II | 1237.6 | NO. | 3712.8
79 | COUNTRY BRICK-ISORT(2B)T.M SIZE 9"x4-3/8"X2-3/4" | 5213.52 | 1000 Nos |  |  |  |  | 2 TO 3M |  | 311.78 | [10 empty] | 2 TO 3M |  | 212.94 | [17 empty] | 2 | NO. | MAZDOOR I | 865.2 | NO. | 1730.4
[5 empty] | 1.3 |  | EARTH WORK EXCAVATION for SDR | [33 empty] | 6 | NO. | MAZDOOR II | 709.8 | NO. | 4258.8
[7 empty] | - |  |  |  |  | Loose soil | [29 empty] | L.S | SUNDRIES |  | L.S | 5
[5 empty] | 10 | CUM | EARTH WORK EXCAVATION IN SDR | 221.48 | CUM | 2214.8 |  | 99.33 | [33 empty] | -
[5 empty] | 10 | CUM | ADD 100% FOR NARROW CUTTING | 221.48 | CUM | 2214.8 |  | 99.33 | [30 empty] | TOTAL FOR 10 CUM |  |  | 24328.5258
[5 empty] | 10 | CUM | 1/3REFILLING CHARGES | 17.2433 | CUM | 172.4333 |  | 17.2433 | [33 empty] | -
[6 empty] | L.S | SUNDRIES |  | L.S | 0 |  | 215.9033 | [30 empty] | RATE PER CUM |  |  | 8591.5519
[10 empty] | - | [35 empty] | =
[7 empty] | TOTAL FOR 10 CUM |  |  | 4602.0333 | [32 empty] | G.F |  |  | 8696.2719 |  | 1973.1841 | 6723.0878
[10 empty] | - | [32 empty] | F.F |  |  | 8907.5319 |  | 2021.119 | 6886.4129
[7 empty] | RATE PER CUM INCLUDING REFILLING | 0 TO 2M |  | 460.2033 |  | 198.66 | [30 empty] | S.F |  |  | 9118.7919 |  | 2069.0539 | 7049.738
[8 empty] | 2 TO 3M |  | 474.48 | [32 empty] | T.F |  |  | 9330.0519 |  | 2116.9888 | 7213.0632
[43 empty] | Forth floor |  |  | 9541.3119 |  | 2164.9237 | 7376.3883
[5 empty] | 1.7 |  | RATE PER CUM EXCLUDING REFILLING IN SDR | 0 TO 2M |  | 442.96 | [30 empty] | 27 | * | B.W IN C.M(1:4) using fly ash bricks |  |  | 9752.5719
[8 empty] | 2 TO 3M |  | 457.24 | [32 empty] | Bricks of size 23x11x7 cm
-
[41 empty] | 1300 | NOS. | Bricks of size 23x11x7 cm | 8120.31 | 1000NO. | 10556.403 |  | 2395.2478 | 8161.1552
[5 empty] | 1.4 |  | EARTH WORK EXCAVATION for open foundationEXCLUDING REFILLING | [10 empty] | 1.4 |  | EARTH WORK EXCAVATION for open foundationEXCLUDING REFILLING | [20 empty] | 0.708 | CUM | CEMENT MORTAR(1:4) | 4593.9 | CUM | 3252.4812 |  | 737.988 | 2514.4932
[41 empty] | 1 | NO. | MASON I | 1325.8 | NO. | 1325.8 |  | 300.824 | 1024.976
[5 empty] | 10 | CUM | EARTH WORK EXCAVATION IN SS20B | 148.75 | CUM | 1487.5 | [7 empty] | 10 | CUM | EARTH WORK EXCAVATION IN SS20B | 99.33 | CUM | 993.3 | [17 empty] | 3 | NO. | MASON II | 1237.6 | NO. | 3712.8 |  | 842.4343 | 2870.3657
[5 empty] | 10 | CUM | 1/3REFILLING CHARGES | 17.2433 | CUM | 172.4333 | [7 empty] | 10 | CUM | 1/3REFILLING CHARGES | 15.1433 | CUM | 151.4333 | [17 empty] | 2 | NO. | MAZDOOR I | 865.2 | NO. | 1730.4 |  | 392.6278 | 1337.7722
[6 empty] | L.S | SUNDRIES |  | L.S | 0 | [8 empty] | L.S | SUNDRIES |  | L.S | 0 | [17 empty] | 6 | NO. | MAZDOOR II | 709.8 | NO. | 4258.8 |  | 966.3217 | 3292.4783
[10 empty] | - | [12 empty] | - | [18 empty] | L.S | SUNDRIES |  | L.S | 5 |  | 1.1345 | 3.8655
[7 empty] | TOTAL FOR 10 CUM |  |  | 1659.9333 | [9 empty] | TOTAL FOR 10 CUM |  |  | 1144.7333 | [22 empty] | - |  | 0 | 0
[10 empty] | - | [12 empty] | - | [19 empty] | TOTAL FOR 10 CUM |  |  | 24841.6842 |  | 5636.5781 | 19205.1061
[10 empty] | 165.9933 | 180.2733 | 99.33 | [10 empty] | 114.4733 | [22 empty] | - |  | 0 | 0
[43 empty] | RATE PER CUM |  |  | 8772.7724 |  | 1990.5421 | 6782.2304
[5 empty] | 1.5 |  | RATE PER CUM EXCLUDING REFILLING | 0 TO 2M |  | 148.75 | [7 empty] | 1.5 |  | RATE PER CUM EXCLUDING REFILLING | 0 TO 2M |  | 99.33 | [22 empty] | = |  | 0 | 0
[8 empty] | 2 TO 3M |  | 163.03 | [10 empty] | 2 TO 3M |  | 99.33 | [19 empty] | G.F |  |  | 8877.4924 | 104.72 | 2014.303 | 6863.1894
[8 empty] | 3 to 4 |  | 177.31 | [32 empty] | F.F |  |  | 9088.7524 | 211.26 | 2062.2379 | 7026.5145
[8 empty] | 4 to 5 |  | 191.59 | [32 empty] | S.F |  |  | 9300.0124 |  | 2110.1728 | 7189.8396
[5 empty] | 1.8 |  | EARTH WORK EXCAVATION for open foundation IN SDR (EXCLUDING REFILLING) |  |  |  |  | 2.1 | * | FILLING IN FOUNDATION AND | [28 empty] | T.F |  |  | 9511.2724 |  | 2158.1077 | 7353.1647
[14 empty] | BASEMENT WITH FILLING WELL GRAVEL | [28 empty] | Forth floor |  |  | 9722.5324 |  | 2206.0426 | 7516.4898
[5 empty] | 10 | CUM | EARTH WORK EXCAVATION IN SDR | 221.48 | CUM | 2214.8 |  |  |  | - | [7 empty] | CUM | [20 empty] | Average rate for staircase steps |  |  | 9194.3824 |  | 2086.2054 | 7108.177
[6 empty] | LS |  |  | LS | 0 |  | 1 | CUM | COST OF FILLING GRAVEL | 166.5 | CUM | 166.5 |  |  |  |  | LS
[10 empty] | - |  | 1 | CUM | LABOUR CHARGES FOR FILLING | 51.73 | CUM | 51.73
[7 empty] | TOTAL FOR 10 CUM |  |  | 2214.8 |  |  | L.S | SUNDRIES |  | L.S | 0 | [25 empty] | PARTITION WALL
[10 empty] | - | [6 empty] | - | [25 empty] | -
[7 empty] | RATE PER CUM EXCLUDING REFILLING IN SDR (OPEN FOUNDATION) | 0 TO 2M |  | 221.48 |  |  |  | TOTAL FOR 1 CUM |  |  | 218.23 | [23 empty] | 10 | * | B.W IN C.M(1:4) using fly ash bricks of size 23x11.4x7.5Cm
[8 empty] | 2 TO 3M |  | 235.76 | [32 empty] | Bricks of size 23x11x7 cm
-
[5 empty] | 1.6 |  | EARTH WORK EXCAVATION FOR DRAINS | [10 empty] | 1.6 |  | EARTH WORK EXCAVATION FOR DRAINS | [20 empty] | 1300 | NOS. | Bricks of size 23x11x7 cm | 8120.31 | 1000NO. | 10556.403 |  | 2395.2478 | 8161.1552
[7 empty] | up to 1.25m width | 0 TO 2M |  | 223.125 |  | 148.995 | [7 empty] | up to 1.25m width | 0 TO 2M |  | 148.995 | [17 empty] | 0.708 | CUM | CEMENT MORTAR(1:4) | 4593.9 | CUM | 3252.4812 |  | 737.988 | 2514.4932
[7 empty] | 1.5 times E.W | 2 TO 3M |  | 237.41 | [9 empty] | 1.5 times E.W | 2 TO 3M |  | 163.28 | [17 empty] | 1 | NO. | MASON I | 1325.8 | NO. | 1325.8 |  | 300.824 | 1024.976
[10 empty] | = | [12 empty] | = | [17 empty] | 3 | NO. | MASON II | 1237.6 | NO. | 3712.8 |  | 842.4343 | 2870.3657
[7 empty] | From 1.25m to 2m width (1.25 times E.W) | 0 TO 2M |  | 185.9375 | [9 empty] | From 1.25m to 2m width | 0 TO 2M |  | 124.1625 | [17 empty] | 2 | NO. | MAZDOOR I | 865.2 | NO. | 1730.4 |  | 392.6278 | 1337.7722
80 | MOSIC TILES GREY 25X25X2cm | 11907 | 13.87 |  | 2.1 | * | FILLING IN FOUNDATION AND |  |  |  |  | 2.1 | * | FILLING IN FOUNDATION AND | [26 empty] | 6 | NO. | MAZDOOR II | 709.8 | NO. | 4258.8 |  | 966.3217 | 3292.4783
81 | RTS/MS above 16mm dia | 58000 | M.T |  |  |  | BASEMENT WITH FILLING SAND | [6 empty] | BASEMENT WITH FILLING GRAVEL | [27 empty] | L.S | SUNDRIES |  | L.S | 5 |  | 1.1345 | 3.8655
82 | RTS/MS upto 16mm dia | 58000 | M.T |  |  |  | - | [6 empty] | - | [31 empty] | - |  | 0 | 0
83 | M.S. WIRE 3mm | 58000 | M.T |  | 1 | CUM | COST OF FILLINGSAND | 2265.5 | CUM | 2265.5 |  | 1 | CUM | COST OF FILLING GRAVEL | 222.7 | CUM | 222.7 | [25 empty] | TOTAL FOR 10 CUM |  |  | 24841.6842 |  | 5636.5781 | 19205.1061
84 | GRAVEL | 222.7 | CUM |  | 1 | CUM | LABOUR CHARGES FOR FILLING | 45.43 | CUM | 45.43 |  | 1 | CUM | LABOUR CHARGES FOR FILLING | 51.73 | CUM | 51.73 | [28 empty] | - |  | 0 | 0
85 | BITUMEN | 43563.69 | M.T |  |  | L.S | SUNDRIES |  | L.S | 0 |  |  | L.S | SUNDRIES |  | L.S | 0 | [25 empty] | RATE PER CUM |  |  | 8772.7724 |  | 1990.5421 | 6782.2304
86 | BINDING WIRE p-20 it-144/113a | 56350 | M.T | 5 | [5 empty] | - | [6 empty] | - | [28 empty] | = |  | 0 | 0
[7 empty] | TOTAL FOR 1.0 CUM |  |  | 2310.93 |  |  |  | TOTAL FOR 1 CUM |  |  | 274.43 | [30 empty] | 0 | 0
87 | POLISHING STONE | 7.5 | L.S | [6 empty] | - | [6 empty] | - | [24 empty] | ** | PARTITION WALL OF 110 mm thick |  |  |  |  | 0 | 0
| LABOUR CHARGES FOR SPREADING bull dozer p27 / Item68/78a | 15.5 |  |  | 2.2 | * | PROVIDING SAND GRAVEL MIX | [35 empty] | - |  |  |  |  | 0 | 0
88 | CRUDE OIL | 15.25 | Kg |  |  |  | IN 1:1 RATIO INCLUDING |  |  |  |  | 2.1 | * | FILLING IN FOUNDATION AND | [26 empty] | 1.1 | CUM | PARATITION B.W IN C.M(1:4) | 8772.7724 | CUM | 9650.0497 |  | 2189.5963 | 7460.4534
89 | RED OXIDE P-37/ it-45 | 145.2 | Kg |  |  |  | COST OF SAND,GRAVEL,STACKING,LABOUR FOR | [6 empty] | BASEMENT WITH STONE DUST | [26 empty] | 1 | NO | MASON I | 1325.8 | NO. | 1325.8 |  | 300.824 | 1024.976
| Plasticizer / Super Plasticizer P-67/274 | 43.2 | Kg |  |  |  | MIXING &CONSOLIDATION ETC | [6 empty] | - | [27 empty] | L.S | SUNDRIES |  | L.S | 0 |  | 0 | 0
[7 empty] | COMPLETE. |  |  |  |  | 1 | CUM | COST OFSTONE DUST | 123.7 | CUM | 123.7 | [28 empty] | - |  | 0 | 0
[7 empty] | - |  |  |  |  | 1 | CUM | LABOUR CHARGES FOR FILLING | 51.73 | CUM | 51.73 | [25 empty] | TOTAL FOR 10 SQM |  |  | 10975.8497 |  | 2490.4203 | 8485.4294
[5 empty] | 0.7 | CUM | COST OF SAND | 2265.5 | CUM | 1585.85 |  |  | L.S | SUNDRIES |  | L.S | 0 | [28 empty] | - |  | 0 | 0
[5 empty] | 0.7 | CUM | STACKING CHARGES | 3.15 | CUM | 2.205 | [6 empty] | - | [25 empty] | RATE PER SQM |  |  | 1097.585 |  | 249.042 | 848.5429
[5 empty] | 0.72 | CUM | COST OF gravel | 222.7 | CUM | 160.344 |  |  |  | TOTAL FOR 1 CUM |  |  | 175.43 | [28 empty] | = |  | 0 | 0
[5 empty] | 0.72 | CUM | STACKING CHARGES | 3.15 | CUM | 2.268 | [6 empty] | - | [25 empty] | G.F |  | 11.5192 | 1109.1042 | -11.5192 | 251.6557 | 857.4484
[5 empty] | 1 | CUM | LABOUR CHARGES FOR MIXING | 154 | CUM | 154 | [32 empty] | F.F |  | 23.2386 | 1132.3428 | 23.2386 | 256.9286 | 875.4142
[5 empty] | 1 | CUM | LABOUR CHARGES FOR SPREADING | 15.5 | CUM | 15.5 | [32 empty] | S.F |  | 23.2386 | 1155.5814 |  | 262.2014 | 893.38
[7 empty] | WATERING&POWER ROLLING | [35 empty] | T.F |  | 23.2386 | 1178.82 |  | 267.4743 | 911.3457
[6 empty] | L.S | SUNDRIES |  | L.S | 0 | [32 empty] | Fourth Floor |  | 23.2386 | 1202.0586 |  | 272.7471 | 929.3115
[10 empty] | - |  | 3.1 | * | CEMENT CONCRETE(1:4:8) USING | [26 empty] | 11 | * | B.W IN C.M(1:4) USING 2-B Categery using fly ash bricks |  |  |  |  | 0 | 0
[7 empty] | TOTAL FOR 1.0 CUM |  |  | 1920.167 |  |  |  | 40mm HBSTONE METEL | [28 empty] | Bricks of size 23x11x7 cm |  |  |  |  | 0 | 0
[10 empty] | - |  |  |  | - | [28 empty] | - |  |  |  |  | 0 | 0
[12 empty] | 9 | CUM | H.B.STONEJELLY 40mm | 2033.72 | CUM | 18303.48 | [23 empty] | 1300 | NOS. | Bricks of size 23x11x7 cm | 8120.31 | 1000NO. | 10556.403 |  | 2395.2478 | 8161.1552
[12 empty] | 4.5 | CUM | CEMENT MORTAR(1:4) | 4593.9 | CUM | 20672.55 | [23 empty] | 0.708 | CUM | CEMENT MORTAR(1:4) | 4593.9 | CUM | 3252.4812 |  | 737.988 | 2514.4932
2.3 | SUPLLYING AND FILLING WITH 40MM Brick jelly | 1503.15 |  |  | 2.6 | * | SUPLLYING AND FILLING WITH 40MM HBSJ |  |  |  |  | 1.8 | NO. | MASON II | 1237.6 | NO. | 2227.68 | [23 empty] | 1 | NO. | MASON I | 1325.8 | NO. | 1325.8 |  | 300.824 | 1024.976
2.4 | SUPLLYING AND FILLING WITH 20MM Brick jelly | 1584.15 |  |  |  |  | - |  |  |  |  | 17.7 | NO. | MAZDOOR I | 865.2 | NO. | 15314.04 | [23 empty] | 3 | NO. | MASON II | 1237.6 | NO. | 3712.8 |  | 842.4343 | 2870.3657
[5 empty] | 1 | CUM | COST OF 40mm HBSJ | 2033.72 | CUM | 2033.72 |  | 14.1 | NO. | MAZDOOR II | 709.8 | NO. | 10008.18 | [23 empty] | 2 | NO. | MAZDOOR I | 865.2 | NO. | 1730.4 |  | 392.6278 | 1337.7722
[5 empty] | 1 | CUM | LABOUR CHARGES FOR FILLING | 51.73 | CUM | 51.73 |  |  | L.S | SUNDRIES |  | L.S | 0 | [23 empty] | 6 | NO. | MAZDOOR II | 709.8 | NO. | 4258.8 |  | 966.3217 | 3292.4783
[6 empty] | L.S | SUNDRIES |  | L.S | 0 | [6 empty] | - | [24 empty] | L.S | SUNDRIES |  | L.S | 5 |  | 1.1345 | 3.8655
[10 empty] | - | [6 empty] | 66525.93 | [28 empty] | - |  | 0 | 0
[7 empty] | TOTAL FOR 1.0 CUM |  |  | 2085.45 |  |  |  | TOTAL FOR 10 CUM |  |  | - | [25 empty] | TOTAL FOR 10 CUM |  |  | 24841.6842 |  | 5636.5781 | 19205.1061
[10 empty] | - | [6 empty] | 6652.593 | [28 empty] | - |  | 0 | 0
[5 empty] | 2.7 | * | SUPLLYING AND FILLING WITH 20MM HBSJ | [6 empty] | RATE PER CUM |  |  | = | [25 empty] | RATE PER CUM |  |  | 8772.7724 |  | 1990.5421 | 6782.2304
[7 empty] | - | [38 empty] | = |  | 0 | 0
[5 empty] | 1 | CUM | COST OF 20mm HBSJ | 2446.72 | CUM | 2446.72 | [37 empty] | 0 | 0
[5 empty] | 1 | CUM | LABOUR CHARGES FOR FILLING | 51.73 | CUM | 51.73 | [37 empty] | 0 | 0
[6 empty] | L.S | SUNDRIES |  | L.S | 0 | [31 empty] | *** | PARTITION WALL OF 70mm thick |  |  |  |  | 0 | 0
[10 empty] | - | [32 empty] | - |  |  |  |  | 0 | 0
[7 empty] | TOTAL FOR 1.0 CUM |  |  | 2498.45 | [30 empty] | 0.7 | CUM | PRATITION B.W IN C.M(1:4) | 8772.7724 | NO. | 6140.9407 |  | 1393.3794 | 4747.5612
[10 empty] | - |  | 2.5 | CUM | CEMENT MORTAR(1:6) | 3869.1 | CUM | 9672.75 | [23 empty] | 1 | NO | MASON I | 1325.8 | NO. | 1325.8 |  | 300.824 | 1024.976
[12 empty] | 3.5 | NO. | MASON I | 1325.8 | NO. | 4640.3 | [24 empty] | L.S | SUNDRIES |  | L.S | 0 |  | 0 | 0
[5 empty] | 2.5 |  | Providing GRAVEL SOLING of 150mm thick | [38 empty] | - |  | 0 | 0
[43 empty] | TOTAL FOR 10 SQM |  |  | 7466.7407 |  | 1694.2035 | 5772.5372
[5 empty] | 1 | CUM | COST OF Gravel | 222.7 | CUM | 222.7 | [35 empty] | - |  | 0 | 0
[5 empty] | 1 | CUM | STACKING CHARGES | 3.15 | CUM | 3.15 | [32 empty] | RATE PER SQM |  |  | 746.6741 |  | 169.4203 | 577.2537
[5 empty] | 1 | CUM | LABOUR CHARGES FOR SPREADING | 15.5 | CUM | 15.5 | [35 empty] | = |  | 0 | 0
[7 empty] | WATERING&POWER ROLLING | [35 empty] | G.F |  | 7.3304 | 754.0045 |  | 171.0836 | 582.9209
[10 empty] | - | [32 empty] | F.F |  | 14.7882 | 768.7927 |  | 174.4391 | 594.3536
[7 empty] | TOTAL FOR 1.0 CUM |  |  | 241.35 | [32 empty] | S.F |  | 14.7882 | 783.5809 |  | 177.7945 | 605.7864
[10 empty] | - | [32 empty] | T.F |  | 14.7882 | 798.3691 |  | 181.1499 | 617.2191
[43 empty] | Forth Floor |  | 14.7882 | 813.1573 |  | 184.5054 | 628.6519
90 | WINE VERNISH | 65 | LITTER |  | 3.1 | * | CEMENT CONCRETE(1:5:10) USING |  |  |  |  | 3.1 | * | CEMENT CONCRETE(1:3:6) USING |  |  |  | 3.1 | * | CEMENT CONCRETE(1:3:6) USING | [27 empty] | 0 | 0
91 | LINSEED OIL (BOILED) | 25 | LITTER |  |  |  | 40mm HBSTONE METEL | [6 empty] | 20mm HBSTONE METEL | [5 empty] | 40mm HBSTONE METEL | [21 empty] | *** | PARTITION WALL OF 70mm thick |  |  |  |  | 0 | 0
92 | BEST GOPALVARNISH REDY MIX (PWD LR) p37 It.52 | 271.2 | LITTER |  |  |  | - | [6 empty] | - | [5 empty] | - | [22 empty] | - |  |  |  |  | 0 | 0
93 | READY MIX PAINT II ND/ IST for wood p-45 sl.145 | 238.9 | 96.11 |  | 9 | CUM | H.B.STONEJELLY 40mm | 2033.72 | CUM | 18303.48 |  | 9 | CUM | H.B.STONEJELLY 20mm | 2446.72 | CUM | 22020.48 | 9 | CUM | H.B.STONEJELLY 40mm | 2033.72 | CUM | 18303.48 | [17 empty] | 0.7 | CUM | PRATITION B.W IN C.M(1:4) | 8120.31 | NO. | 5684.217 |  | 1289.7488 | 4394.4682
94 | READY MIX PRIMER PAINT sl.144/ p50 wood primer) | 147.5 | LITTER |  | 4.5 | CUM | CEMENT MORTAR(1:5) | 4159.02 | CUM | 18715.59 |  | 4.5 | CUM | CEMENT MORTAR(1:3) | 5318.7 | CUM | 23934.15 | 4.5 | CUM | CEMENT MORTAR(1:3) | 5318.7 | CUM | 23934.15 | [17 empty] | 1 | NO | MASON I | 1325.8 | NO. | 1325.8 |  | 300.824 | 1024.976
95 | M.S WASHER | 0.25 | NO. |  | 1.8 | NO. | MASON II | 1237.6 | NO. | 2227.68 |  | 1.8 | NO. | MASON II | 1237.6 | NO. | 2227.68 | 1.8 | NO. | MASON II | 1237.6 | NO. | 2227.68 | [18 empty] | L.S | SUNDRIES |  | L.S | 5 |  | 1.1345 | 3.8655
96 | CHICKEN MESH 10X10X10G it-150/129 P-20 | 40.65 | SQM |  | 17.7 | NO. | MAZDOOR I | 865.2 | NO. | 15314.04 |  | 17.7 | NO. | MAZDOOR I | 865.2 | NO. | 15314.04 | 17.7 | NO. | MAZDOOR I | 865.2 | NO. | 15314.04 | [22 empty] | - |  | 0 | 0
97 | WELD MESH 75X25X10G / Fly proof mesh Sl.no.151 p-20 | 379.9 | 116.55 | SQM | 14.1 | NO. | MAZDOOR II | 709.8 | NO. | 10008.18 |  | 14.1 | NO. | MAZDOOR II | 709.8 | NO. | 10008.18 | 14.1 | NO. | MAZDOOR II | 709.8 | NO. | 10008.18 | [19 empty] | TOTAL FOR 10 SQM |  |  | 7015.017 |  | 1591.7074 | 5423.3096
98 | WELD MESH 100X100X10G S.no.149 p-20 | 183.8 | NO |  |  | L.S | SUNDRIES |  | L.S | 0 |  |  | L.S | SUNDRIES |  | L.S | 0 |  | L.S | SUNDRIES |  | L.S | 0 | [22 empty] | - |  | 0 | 0
99 | IWC ORIYA PAN p49/180 ( white) | 1201 | NO | [6 empty] | - | [6 empty] | - | [5 empty] | - | [19 empty] | RATE PER SQM |  |  | 701.5017 |  | 159.1707 | 542.331
100 | S.W. SIGLE Y | 47.2 | NO | [6 empty] | 64568.97 | [6 empty] | 73504.53 | [5 empty] | 69787.53 | [22 empty] | = |  | 0 | 0
101 | S.W.TEE 100/150mm DIA WITH ISI MARK it-212/a p-53 | 128 | NO | 166.15 |  |  | TOTAL FOR 10 CUM |  |  | - |  |  |  | TOTAL FOR 10 CUM |  |  | - |  |  | TOTAL FOR 10 CUM |  |  | - | [19 empty] | G.F |  | 7.3304 | 717.0907 |  | 162.7079 | 554.3828
102 | S.W.PIPE 100mm DIAWITH ISI MARKit-211/a p-53 | 63.4 | NO | [6 empty] | 6456.897 | [6 empty] | 7350.453 | [5 empty] | 6978.753 | [19 empty] | F.F |  | 14.7882 | 718.0903 |  | 162.9347 | 555.1556
103 | S.W.PIPE 150mm DIAWITH ISI MARK | 102 | NO |  |  |  | RATE PER CUM |  |  | = |  |  |  | RATE PER CUM |  |  | = |  |  | RATE PER CUM |  |  | = | [19 empty] | S.F |  | 14.7882 | 723.2353 |  | 164.1021 | 559.1332
104 | S.W.BEND 100/150mm DIAWITH ISI MARK it-212/b p-53 | 101.6 | NO | 140.65 | [38 empty] | T.F |  | 14.7882 | 728.3803 |  | 165.2695 | 563.1108
105 | READY MIX PAINT II ND/ IST for iron it-147 p-45 | 227.6 | LTR |  | 3.2 | * | CEMENT CONCRETE PCC (1:2:4) USING | [35 empty] | Forth Floor |  | 14.7882 | 733.5253 |  | 166.4369 | 567.0884
106 | S.W.TEE 150mm DIA WITH ISI MARK it-212/a p-53 | 166.15 | NO |  |  |  | 20mm HBSTONE METEL | [5 empty] | A. | DOOR OF SIZE 70X210Cm | [33 empty] | 0 | 0
[7 empty] | - | [6 empty] | - | [33 empty] | 0 | 0
[5 empty] | 9 | CUM | H.B.STONEJELLY 20mm | 2446.72 | CUM | 22020.48 |  | 0.01153 | CUM | T.W.SCANTLING above 2M length | 111600 | CUM | 1286.748 | [30 empty] | 0 | 0
[5 empty] | 4.5 | CUM | CEMENT MORTAR(1:2) | 6768.3 | CUM | 30457.35 |  | 0.01013 | CUM | T.W.SCANTLING below 2M length | 99400 | CUM | 1006.922 | [30 empty] | 0 | 0
[5 empty] | 1.8 | NO. | MASON II | 1237.6 | NO. | 2227.68 |  | 0.7778 | SQM | Phenol bonded BWR Plywood 9mm | 387.4 | SQM | 301.3197 | [30 empty] | 0 | 0
[5 empty] | 17.7 | NO. | MAZDOOR I | 865.2 | NO. | 15314.04 |  | 1.23 | SQM | LABOUR CHARGE | 1701 | SQM | 2092.23 | [30 empty] | 0 | 0
[5 empty] | 14.1 | NO. | MAZDOOR II | 709.8 | NO. | 10008.18 |  | 2 | NO. | 6"X1/2"ALU.TOWER BOLT | 64.8 | NO. | 129.6 | [30 empty] | 0 | 0
[6 empty] | L.S | SUNDRIES |  | L.S | 0 |  | 3 | NO. | 5" ALU.BUTT HINGS | 89.6 | NO. | 268.8 | [30 empty] | 0 | 0
[10 empty] | - |  | 1 | NO. | 10"X5/8" ALU. ALDROP | 181 | NO. | 181 |  | 0 | [28 empty] | 0 | 0
[10 empty] | 80027.73 |  | 1 | NO. | NYLON BUSH | 7.3 | NO. | 7.3 | [30 empty] | 0 | 0
[7 empty] | TOTAL FOR 10 CUM |  |  | - |  | 1 | NO. | ALU.HANDLE WITH C.P.SCREWS150mm long | 57.65 | NO. | 57.65
[10 empty] | 8002.773 |  | 1 | NO. | DOOR STOPPER | 49.55 | NO. | 49.55
[7 empty] | RATE PER CUM |  |  | = | [6 empty] | -
[14 empty] | TOTAL FOR 1.23 SQM |  |  | 5381.1197
[5 empty] | 3.3 | * | CEMENT CONCRETE(1:8:16) USING | [9 empty] | -
20mm brick jelly
[7 empty] | - | [6 empty] | RATE PER SQM |  |  | 4374.8941
[5 empty] | 9 | CUM | 20mmbrick jelly | 1532.42 | CUM | 13791.78 |  | ¦::
[5 empty] | 4.5 | CUM | CEMENT MORTAR(1:8) | 3506.7 | CUM | 15780.15
[5 empty] | 1.8 | NO. | MASON II | 1237.6 | NO. | 2227.68
[5 empty] | 17.7 | NO. | MAZDOOR I | 865.2 | NO. | 15314.04 |  | 3.3 | * | CEMENT CONCRETE(1:4:8) USING
[5 empty] | 14.1 | NO. | MAZDOOR II | 709.8 | NO. | 10008.18 |  |  |  | 40mm brick jelly
[6 empty] | L.S | SUNDRIES |  | L.S | 0 |  |  |  | -
[10 empty] | - |  | 9 | CUM | 40mm HGJ jelly | 2033.72 | CUM | 18303.48
[10 empty] | 57121.83 |  | 4.5 | CUM | CEMENT MORTAR(1:4) | 4593.9 | CUM | 20672.55
[7 empty] | TOTAL FOR 10 CUM |  |  | - |  | 1.8 | NO. | MASON II | 1237.6 | NO. | 2227.68
[10 empty] | 5712.183 |  | 17.7 | NO. | MAZDOOR I | 865.2 | NO. | 15314.04
[7 empty] | RATE PER CUM |  |  | = |  | 14.1 | NO. | MAZDOOR II | 709.8 | NO. | 10008.18
[13 empty] | L.S | SUNDRIES |  | L.S | 0
-
[5 empty] | 3.6 |  | PROVIDING WBM 125mm CONSOLIDATED | [9 empty] | 66525.93
[7 empty] | THICK WITH GRAVEL BLINDAGE | [6 empty] | TOTAL FOR 10 CUM |  |  | -
[7 empty] | = | [9 empty] | 6652.593
[5 empty] | 1.25 | cum | Stacking charges | 3.15 | cum | 3.9375 |  |  |  | RATE PER CUM |  |  | =
[5 empty] | 0.75 | cum | 63mm to 45mm IRC metal | 1881.72 | cum | 1411.29
[5 empty] | 0.5 | cum | 37.5mm to 26.5mm IRC metal | 2046.72 | cum | 1023.36
[5 empty] | 0.45 | cum | Gravel blindage 2 layers | 222.7 | cum | 100.215
[5 empty] | 10 | sqm | Spreading charges for 2 layers | 17.82 | sqm | 178.2
[7 empty] | (10.1+7.72) |  |  | -
[7 empty] | Total for 10 m2 |  |  | 2717.0025
-
[7 empty] | for 1 m2 |  |  | 271.7002
=
[5 empty] | 3.7 |  | SURFACE DRESSING OVER WBM 25mm TK.
-
[5 empty] | 2.7 | cum | 11.2mm IRC metal | 1926.72 | cum | 5202.144
[5 empty] | 0.145 | cum | Filling sand | 2265.5 | cum | 328.4975
[5 empty] | 218.8 | kg | Bitumen | 43563.69 | MT | 9531.7354
[5 empty] | 100 | sqm | Labour charges | 14.3 | sqm | 1430
-
[7 empty] | Total for 100M2 |  |  | 16492.3769
-
[7 empty] | for 1 m2 |  |  | 164.9238
=
105 | S.W.BEND 150mm DIA p-53 it-208 b | 140.65 | NO |  | 4.1 |  | REINFORCED CEMENT CONCRETE | [5 empty] | ** | PARTITION WALL OF 114mmTHICK
106 | S.W.GULLY TRAP 150X100mm it-206 p-51 | 170.35 | NO |  |  |  | = | [6 empty] | -
107 | NAHANI TRAP 63mm/75mmPVC TYP,4 way/3way p-51 it-208 | 63 | 156 | 75mm |  | * | C.C(1:2:4)USING 20mm HBSTONE |  |  |  |  | 1.14 | CUM | PRATITION B.W IN C.M(1:4) | 7835.5437 | NO. | 8932.5198
108 | CENTERING C.W BOARDING 40mmT.K ( Silver oakplank 40mm thick) 121/78 b p-19 | 17600 | CUM |  |  |  | JELLY FOR ALL RCCWORK |  |  |  |  | 1 | NO | MASON I | 1325.8 | NO. | 1325.8
109 | CENTERING C.W. JOIST ( Silver oak scantling) it-115/77d p-19 | 15500 | CUM |  |  |  | - | [5 empty] | L.S | SUNDRIES |  | L.S | 0.05
110 | CASURINA POST 10cm TO 13cm DIA *p-19 /130b | 25.2 | NO |  | 9 | CUM | 20mm HB STONE JELLY | 2446.72 | CUM | 22020.48 | [6 empty] | -
111 | CEMENT PAINT / matt paint p45 s.139 / p37 sl.49 | 49.85 | Kg | 158 | 3.231 | M.T | CEMENT | 6040 | M.T | 19515.24 |  |  |  | TOTAL FOR 10 SQM |  |  | 10258.3698
112 | GLASS 4mmTHICK p44/136 | 306.9 | 452.09 | 250 | 4.5 | CUM | SAND | 2265.5 | CUM | 10194.75 | [6 empty] | -
113 | A.C. PIPE 100mm DIA p-38 / it 71 | 144.1 | RMT |  | 3.5 | NO. | MASON II | 1237.6 | NO. | 4331.6 |  |  |  | RATE PER SQM |  |  | 1025.837
114 | A.C.BEND100mm DIAp-38 /73 | 52.3 | NO |  | 21.2 | NO. | MAZDOOR I | 865.2 | NO. | 18342.24 | [6 empty] | =
115 | A.C. SHOE 100mm DIAp-38 /72 | 45.7 | NO |  | 35.3 | NO. | MAZDOOR II | 709.8 | NO. | 25055.94 |  |  | 20a | G.F |  |  | 1037.7751
116 | C.I EVERITE CLAMOE 100mm DIA | 16.44 | NO |  |  | L.S | SUNDRIES |  | L.S | 0 |  |  | 20b | F.F |  |  | 1061.8587
117 | CI GREATINGS 100mm DIA p38 sl.76 | 32.1 | 6.25 | [6 empty] | - |  |  | 20c | S.F |  |  | 1085.9423
118 | G.I.SHEET 22G p38 / 66 | 364.6 | SQM |  |  |  | TOTAL FOR 10CUM |  |  | 99460.25 |  |  | 20d | T.F |  |  | 1110.026
119 | ALU HINGS 5" (PWD LR) p-40 /101a | 89.6 | NO | [6 empty] | -
120 | ALU HINGS 4" (PWD LR)p-40 /101a | 71.9 | NO |  |  |  | RATE PER CUM |  |  | 9946.025
[13 empty] | ** | DADOING WALL WITH MASAIC
121 | ALU HINGS 3" (PWD LR)p-40 /101a | 49.35 | NO | [10 empty] | GRADED CHIPS
122 | ALU HINGS 2" (PWD LR)p-40 /101a | 39.85 | NO |  | 1 | CUM | VIBRATING CHARGES |  |  | 125.16 |  |  |  | -
123 | ALU TOWER BOLT 6"X1/2" (PWD LR) p40 p103e | 64.8 | NO | [6 empty] | - |  | 10 | SQM | MASIC TILES LAID IN CM 1:3 | 1544.4302 | SQM | 15444.302
124 | ALU TOWER BOLT 3"X5/10"/4"x5/10" p40 103g & f | 39.7 | NO | 57 |  |  | for foundation and basement |  |  | 10071.185 |  | 1.1 | NO. | MASON II | 1237.6 | NO. | 1361.36
125 | ALU ALDROP 10"X5.8" p41 105 | 181 | NO | [6 empty] | - |  | 1.1 | NO. | MAZDOOR I | 865.2 | NO. | 951.72
126 | ALU ALDROP 6"X1/2" p4 105d | 101.6 | NO |  |  |  | G.F |  |  | 10230.225 | 54 | 1.1 | NO. |  | 709.8 | NO. | 780.78
127 | NYLON BUSH FOR Door ( qtn) | 7.3 | NO |  |  |  | F.F |  |  | 10543.545 | 107 | [5 empty] | -
128 | NYLON BUSH FOR W&V | 7.3 | NO |  |  |  | S.F |  |  | 10856.865 |  |  |  | TOTAL FOR 10 SQM |  |  | 18538.162
129 | VENTILATER PIVET | 2.9 | PAIR |  |  |  | T.F |  |  | 11170.185 | [6 empty] | -
130 | ALU HOOKS & EYES8" | 11.8 | PAIR |  |  |  | Forth floor |  |  | 11483.505 |  |  |  | RATE PER SQM |  |  | 1853.8162
131 | ALU HOOKS & EYES6" | 8.9 | NO | [13 empty] | =
132 | ALU HOOKS & EYES3" | 6.1 | NO |  | 5. | * | RANDUM RABBLE MASONRY IN CM 1:5
133 | I.O. HINGES 4" | 5.75 | NO |  |  |  | = | [5 empty] | * | PLASTERING C.M(1:3) 12mmTHICK
134 | I.O. HINGES 5" | 8.5 | NO |  | 10 | CUM | ROUGH STONE | 1429.12 | CUM | 14291.2 |  |  |  | -
135 | I.O SPL HING 8"LONG | 10 | NO |  | 1 | CUM | BOND STONE | 1628.12 | CUM | 1628.12 |  | 0.14 | CUM | CEMENT MORTAR(1:3) | 5318.7 | CUM | 744.618
136 | I.O. HINGES 3" | 7 | NO |  | 3.4 | CUM | CEMENT MORTAR(1:5) | 4159.02 | CUM | 14140.668 |  | 1.1 | NO. | MASON I | 1325.8 | NO. | 1458.38
137 | I.O. HINGES 2" | 2.2 | NO |  | 7.1 | NO. | MASON I | 1325.8 | NO. | 9413.18 |  | 0.5 | NO. | MAZDOOR I | 865.2 | NO. | 432.6
138 | I.O. TOWER BOLT 6"X1/2" | 10.5 | NO |  | 10.6 | NO. | MASON II | 1237.6 | NO. | 13118.56 |  | 1.1 | NO. | MAZDOOR II | 709.8 | NO. | 780.78
139 | I.O. TOWER BOLT 2"X5/8" | 5.5 | NO |  | 14.1 | NO. | MAZDOOR I | 865.2 | NO. | 12199.32 |  |  | L.S | SUNDRIES |  | L.S | 0
140 | I.O. ALDROP 10"X5.8" | 21 | NO |  | 14.1 | NO. | MAZDOOR II | 709.8 | NO. | 10008.18 | [6 empty] | -
141 | I.O. ALDROP 6"X1/2" | 10 | NO |  |  | L.S | SUNDRIES |  | L.S | 0 | [6 empty] | 3416.378
142 | NYLON BUSH FOR D | 4 | NO | [6 empty] | - | [6 empty] | -
143 | NYLON BUSH FOR W&V | 8 | NO. |  |  |  | TOTAL FOR 10 CUM |  |  | 74799.228 |  |  |  | RATE PER SQM |  |  | 341.6378
144 | VENTILATER PIVET | 8.5 | NO | [6 empty] | - |  |  | * | PLASTERING C.M(1:2) 12mmTHICK |  |  | =
145 | I.O HOOKS & EYES8" | 2.8 | NO |  |  |  | RATE PER CUM |  |  | 7479.9228 |  |  |  | -
146 | I.O HOOKS & EYES6" | 1.8 | NO | [6 empty] | = |  | 0.14 | CUM | CEMENT MORTAR(1:2) | 6768.3 | CUM | 947.562
147 | I.O HOOKS & EYES3" Qtn | 3 | NO |  | 6.5 | * | B.W IN C.M(1:5) using kiln burnt country bricks |  |  |  |  | 1.1 | NO. | MASON I | 1325.8 | NO. | 1458.38 | 6.1 | * | B.W IN C.M(1:5) USING Chamber | [8 empty] | 6 | * | B.W IN C.M(1:5) using chamber burnt bricks
148 | C.I. SOIL PIPE | [5 empty] | Bricks of size 22x11x7 cm |  |  |  |  | 0.5 | NO. | MAZDOOR I | 865.2 | NO. | 432.6 |  |  | Bricks of size 23x11.2x7 cm | [10 empty] | Bricks of size 23x11.4x7.5 cm
149 | 50mm DIA | 66.44 | RMT |  |  |  | - |  |  |  |  | 1.1 | NO. | MAZDOOR II | 709.8 | NO. | 780.78 |  |  | - | [10 empty] | -
150 | 75mm DIA | 83.5 | RMT |  | 4800 | NOS. | Bricks of size 22x11x7 cm | 6623.52 | 1000NO. | 31792.896 |  |  | L.S | SUNDRIES |  | L.S | 0 | 4600 | NOS. | Bricks of size 23x11.2x7 cm | 8120.31 | 1000Nos. | 37353.426 | [5 empty] | 4240 | NOS. | Bricks of size 23x11.4x7.5 cm | 8320.31 | 1000NO. | 35278.1144
151 | 100mm DIA | 102.12 | RMT |  | 2.5 | CUM | CEMENT MORTAR(1:5) | 4159.02 | CUM | 10397.55 | [6 empty] | - | 2.5 | CUM | CEMENT MORTAR(1:5) | 4159.02 | CUM | 10397.55 | [5 empty] | 2 | CUM | CEMENT MORTAR(1:5) | 4159.02 | CUM | 8318.04
152 | 150mm DIA | 182.52 | RMT |  | 3.5 | NO. | MASON I | 1325.8 | NO. | 4640.3 |  |  |  | TOTAL FOR 10 SQM |  |  | 3619.322 | 3.5 | NO. | MASON I | 1325.8 | NO. | 4640.3 | [5 empty] | 3.5 | NO. | MASON I | 1325.8 | NO. | 4640.3
153 | C.I. SOIL BEND |  |  |  | 10.6 | NO. | MASON II | 1237.6 | NO. | 13118.56 | [6 empty] | - | 10.6 | NO. | MASON II | 1237.6 | NO. | 13118.56 | [5 empty] | 10.6 | NO. | MASON II | 1237.6 | NO. | 13118.56
154 | 50mm DIA | 26.62 | NO |  | 7.1 | NO. | MAZDOOR I | 865.2 | NO. | 6142.92 |  |  |  | RATE PER SQM |  |  | 361.9322 | 7.1 | NO. | MAZDOOR I | 865.2 | NO. | 6142.92 | [5 empty] | 7.1 | NO. | MAZDOOR I | 865.2 | NO. | 6142.92
155 | 75mm DIA | 34.87 | NO |  | 21.2 | NO. | MAZDOOR II | 709.8 | NO. | 15047.76 | [6 empty] | = | 21.2 | NO. | MAZDOOR II | 709.8 | NO. | 15047.76 | [5 empty] | 21.2 | NO. | MAZDOOR II | 709.8 | NO. | 15047.76
156 | 100mm DIA | 45 | NO |  |  | L.S | SUNDRIES |  | L.S | 5 |  |  | * | PLASTERING C.M(1:2) 10mmTHICK |  |  |  |  | L.S | SUNDRIES |  | L.S | 0 | [6 empty] | L.S | SUNDRIES |  | L.S | 5
157 | 150mm DIA | 99.75 | NO | [6 empty] | - |  |  |  | - | [8 empty] | - | [10 empty] | -
158 | C.I. SOIL BEND WITHDOOR | [5 empty] | TOTAL FOR 10 CUM |  |  | 81144.986 |  | 0.1 | CUM | CEMENT MORTAR(1:2) | 6768.3 | CUM | 676.83 |  |  | TOTAL FOR 10 CUM |  |  | 86700.516 | [7 empty] | TOTAL FOR 10 CUM |  |  | 82550.6944
159 | 50mm DIA | 43.47 | NO | [6 empty] | - |  | 1.1 | NO. | MASON I | 1325.8 | NO. | 1458.38 | [5 empty] | - | [10 empty] | -
160 | 75mm DIA | 50.34 | NO |  |  |  | RATE PER CUM |  |  | 8114.4986 |  | 1.1 | NO. | MAZDOOR I | 865.2 | NO. | 951.72 |  |  | RATE PER CUM |  |  | 8670.0516 | [7 empty] | RATE PER CUM |  |  | 8255.0694
161 | 100mm DIA | 65.21 | NO | [6 empty] | = |  | 1.1 | NO. | MAZDOOR II | 709.8 | NO. | 780.78 | [16 empty] | =
162 | 150mm DIA | 145.29 | NO |  |  |  | G.F |  |  | 8219.2186 | 104.72 |  | L.S | SUNDRIES |  | L.S | 0 |  |  | G.F |  |  | 8774.7716 |  | 104.72 | [5 empty] | G.F |  |  | 8359.7894 | 104.72
163 | A.C. SOIL PIPE | [5 empty] | F.F |  |  | 8430.4786 | 211.26 | [5 empty] | - |  |  | F.F |  |  | 8986.0316 |  | 211.26 | [5 empty] | F.F |  |  | 8571.0494 | 211.26
164 | 50mm DIA | 14.91 | RMT |  |  |  | S.F |  |  | 8641.7386 |  | 8536.1086 |  | TOTAL FOR 10 SQM |  |  | 3867.71 |  |  | S.F |  |  | 9197.2916 | [7 empty] | S.F |  |  | 8782.3094 | 211.26
165 | 75mm DIA | 19.41 | RMT |  |  |  | T.F |  |  | 8852.9986 | [6 empty] | - |  |  | T.F |  |  | 9408.5516 | [7 empty] | T.F |  |  | 8993.5694
166 | 100mm DIA | 22.22 | RMT |  |  |  | Forth floor |  |  | 9064.2586 |  |  |  | RATE PER SQM |  |  | 386.771 |  |  | Forth floor |  |  | 9619.8116 | [7 empty] | Forth floor |  |  | 9204.8294
[5 empty] | 7.2 |  | PROVIDING BITUMEN PAD FOR EXPANISION |  |  | 719 | /SQM
[7 empty] | JOINT it-252 b p-58 |  |  | =
167 | 150mm DIA | 46.42 | RMT |  | 9 | * | B.W IN C.M(1:6) using kiln burnt country bricks | [9 empty] | = | 9 | * | B.W IN C.M(1:6) USING Chamber | [8 empty] | 9 | * | B.W IN C.M(1:6) using chamber burnt
168 | A.C. SOIL BEND | [5 empty] | Bricks of size 22x11x7 cm | [12 empty] | Bricks of size 23x11.2x7 cm | [10 empty] | Bricks of size 23x11.4x7.5 cm
169 | 50mm DIA | 8.58 | NO |  |  |  | - | [5 empty] | * | PLASTERING C.M(1:5) 20mmTHICK | [5 empty] | - | [10 empty] | -
170 | 75mm DIA | 12.26 | NO |  | 4800 | NOS. | Bricks of size 22x11x7 cm | 6623.52 | 1000NO. | 31792.896 |  |  |  | - |  |  |  | 4600 | NOS. | Bricks of size 23x11.2x7 cm | 8120.31 | 1000NO. | 37353.426 | [5 empty] | 4240 | NOS. | Bricks of size 23x11.4x7.5 cm | 8320.31 | 1000NO. | 35278.1144
171 | 100mm DIA | 13.89 | NO |  | 2.5 | CUM | CEMENT MORTAR(1:6) | 3869.1 | CUM | 9672.75 |  | 0.22 | CUM | CEMENT MORTAR(1:5) | 4159.02 | CUM | 914.9844 | 2.5 | CUM | CEMENT MORTAR(1:6) | 3869.1 | CUM | 9672.75 | [5 empty] | 2 | CUM | CEMENT MORTAR(1:6) | 3869.1 | CUM | 7738.2
172 | 150mm DIA | 36.25 | NO |  | 3.5 | NO. | MASON I | 1325.8 | NO. | 4640.3 |  | 2.2 | NO. | MASON I | 1325.8 | NO. | 2916.76 | 3.5 | NO. | MASON I | 1325.8 | NO. | 4640.3 | [5 empty] | 3.5 | NO. | MASON I | 1325.8 | NO. | 4640.3
173 | A.C. SOIL BEND WITHDOOR |  |  |  | 10.6 | NO. | MASON II | 1237.6 | NO. | 13118.56 |  | 0.5 | NO. | MAZDOOR I | 865.2 | NO. | 432.6 | 10.6 | NO. | MASON II | 1237.6 | NO. | 13118.56 | [5 empty] | 10.6 | NO. | MASON II | 1237.6 | NO. | 13118.56
174 | 50mm DIA | 15.7 | NO |  | 7.1 | NO. | MAZDOOR I | 865.2 | NO. | 6142.92 |  | 3.2 | NO. | MAZDOOR II | 709.8 | NO. | 2271.36 | 7.1 | NO. | MAZDOOR I | 865.2 | NO. | 6142.92 | [5 empty] | 7.1 | NO. | MAZDOOR I | 865.2 | NO. | 6142.92
175 | 75mm DIA | 22.31 | NO |  | 21.2 | NO. | MAZDOOR II | 709.8 | NO. | 15047.76 |  |  | L.S | SUNDRIES |  | L.S | 0 | 21.2 | NO. | MAZDOOR II | 709.8 | NO. | 15047.76 | [5 empty] | 21.2 | NO. | MAZDOOR II | 709.8 | NO. | 15047.76
176 | 100mm DIA | 25.24 | NO |  |  | L.S | SUNDRIES |  | L.S | 0 | [6 empty] | - |  | L.S | SUNDRIES |  | L.S | 0 | [6 empty] | L.S | SUNDRIES |  | L.S | 5
177 | 150mm DIA | 52.34 | NO | [6 empty] | - |  |  |  | TOTAL FOR 10 SQM |  |  | 6535.7044 | [5 empty] | - | [10 empty] | -
178 | A.C. SOIL TEE | [5 empty] | TOTAL FOR 10 CUM |  |  | 80415.186 | [6 empty] | - |  |  | TOTAL FOR 10 CUM |  |  | 85975.716 | [7 empty] | TOTAL FOR 10 CUM |  |  | 81970.8544
179 | 50mm DIA | 13.73 | NO | [6 empty] | - |  |  |  | RATE PER SQM |  |  | 653.5704 | [5 empty] | - | [10 empty] | -
180 | 75mm DIA | 20.16 | NO |  |  |  | RATE PER CUM |  |  | 8041.5186 | [6 empty] | = |  |  | RATE PER CUM |  |  | 8597.5716 | [7 empty] | RATE PER CUM |  |  | 8197.0854
181 | 100mm DIA | 22.73 | NO | [6 empty] | = |  |  | * | PLASTERING C.M(1:3) 20mmTHICK | [8 empty] | ========== | [10 empty] | =
182 | 150mm DIA | 46.98 |  |  |  |  | G.F |  |  | 8146.2386 | 104.72 |  |  | - | [5 empty] | G.F |  |  | 8702.2916 | [7 empty] | G.F |  |  | 8301.8054
183 | A.C. SOIL TEE WITH DOOR | [5 empty] | F.F |  |  | 8357.4986 | 211.26 | 0.22 | CUM | CEMENT MORTAR(1:3) | 5318.7 | CUM | 1170.114 |  |  | F.F |  |  | 8913.5516 | [7 empty] | F.F |  |  | 8513.0654
184 | 50mm DIA | 19.3 | NO |  |  |  | S.F |  |  | 8568.7586 | 211.26 | 2.2 | NO. | MASON I | 1325.8 | NO. | 2916.76 |  |  | S.F |  |  | 9124.8116 | [7 empty] | S.F |  |  | 8724.3254
185 | 100mm DIA | 33.46 | NO |  |  |  | T.F |  |  | 8780.0186 |  | 0.5 | NO. | MAZDOOR I | 865.2 | NO. | 432.6 |  |  | T.F |  |  | 9336.0716 | [7 empty] | T.F |  |  | 8935.5854
186 | 150mm DIA | 53.62 | NO |  |  |  | Forth floor |  |  | 8991.2786 | 211.26 | 3.2 | NO. | MAZDOOR II | 709.8 | NO. | 2271.36 |  |  | Forth floor |  |  | 9547.3316 | [7 empty] | Forth floor |  |  | 9146.8454
187 | A.C. SOIL SINGLE YEE |  |  |  | 27 | * | B.W IN C.M(1:4) using kiln burnt country bricks |  |  |  | 9202.5386 |  | L.S | SUNDRIES |  | L.S | 0 | 27 | * | B.W IN C.M(1:4) USING Chamber | [10 empty] | 5 |  |  | 9358.1054
188 | 50mm DIA | 13.73 | NO |  |  |  | Bricks of size 22x11x7 cm |  |  |  | 9413.7986 | [5 empty] | - |  |  | Bricks of size 23x11.2x7 cm | [10 empty] | 6 |  |  | 9569.3654
189 | 75mm DIA | 20.16 | NO |  |  |  | - | [6 empty] | TOTAL FOR 10 SQM |  |  | 6790.834 |  |  | - | [10 empty] | 7 |  |  | 9780.6254
190 | 100mm DIA | 22.73 | NO |  | 4800 | NOS. | Bricks of size 22x11x7 cm | 6623.52 | 1000NO. | 31792.896 | [6 empty] | - | 4600 | NOS. | Bricks of size 23x11.2x7 cm | 8120.31 | 1000NO. | 37353.426 | [7 empty] | 8 |  |  | 9991.8854
191 | 150mm DIA | 46.98 | NO |  | 2.5 | CUM | CEMENT MORTAR(1:4) | 4593.9 | CUM | 11484.75 |  |  |  | RATE PER SQM |  |  | 679.0834 | 2.5 | CUM | CEMENT MORTAR(1:4) | 4593.9 | CUM | 11484.75 | [7 empty] | 9 |  |  | 10203.1454
192 | A.C. SOIL SINGLE YEE WITHDOOR |  |  |  | 3.5 | NO. | MASON I | 1325.8 | NO. | 4640.3 | [6 empty] | = | 3.5 | NO. | MASON I | 1325.8 | NO. | 4640.3 | [7 empty] | 10 |  |  | 10414.4054
193 | 50mm DIA | 19.3 | NO |  | 10.6 | NO. | MASON II | 1237.6 | NO. | 13118.56 |  |  | * | PLASTERING C.M(1:4) 20mmTHICK |  |  |  | 10.6 | NO. | MASON II | 1237.6 | NO. | 13118.56 | [7 empty] | 11 |  |  | 10625.6654
194 | 75mm DIA | 25.74 | NO |  | 7.1 | NO. | MAZDOOR I | 865.2 | NO. | 6142.92 |  |  |  | MIXEDWITH RED OXIDE @9.8 |  |  |  | 7.1 | NO. | MAZDOOR I | 865.2 | NO. | 6142.92 | [7 empty] | 12 |  |  | 10836.9254
195 | 100mm DIA | 33.46 | NO |  | 21.2 | NO. | MAZDOOR II | 709.8 | NO. | 15047.76 |  |  |  | Kg/10 SQM |  |  |  | 21.2 | NO. | MAZDOOR II | 709.8 | NO. | 15047.76 | [7 empty] | 13 |  |  | 11048.1854
196 | 150mm DIA | 53.62 |  |  |  | L.S | SUNDRIES |  | L.S | 0 |  |  |  | - |  |  |  |  | L.S | SUNDRIES |  | L.S | 0 | [5 empty] | 27 | * | B.W IN C.M(1:4) using using chamber burnt
197 | A.C. SOIL DOUBLE YEE WITHDOOR | [8 empty] | - |  | 0.22 | CUM | CEMENT MORTAR(1:4) | 4593.9 | CUM | 1010.658 | [5 empty] | - | [7 empty] | Bricks of size 23x11.4x7.5 cm
198 | 50mm DIA | 26.16 | NO |  |  |  | TOTAL FOR 10 CUM |  |  | 82227.186 |  | 2.2 | NO. | MASON I | 1325.8 | NO. | 2916.76 |  |  | TOTAL FOR 10 CUM |  |  | 87787.716 | [7 empty] | -
199 | 75mm DIA | 34.32 | NO | [6 empty] | - |  | 0.5 | NO. | MAZDOOR I | 865.2 | NO. | 432.6 | [5 empty] | - | [5 empty] | 4240 | NOS. | Bricks of size 23x11.4x7.5 cm | 8320.31 | 1000NO. | 35278.1144
200 | 100mm DIA | 40.33 | NO |  |  |  | RATE PER CUM |  |  | 8222.7186 |  | 1.1 | no. | mason for polishing | 1325.8 | NO. | 1458.38 |  |  | RATE PER CUM |  |  | 8778.7716 | [5 empty] | 2 | CUM | CEMENT MORTAR(1:4) | 4593.9 | CUM | 9187.8
201 | A.C. SOIL DOUBLE YEE | [8 empty] | = |  | 3.2 | NO. | MAZDOOR II | 709.8 | NO. | 2271.36 | [5 empty] | ========== | [5 empty] | 3.5 | NO. | MASON I | 1325.8 | NO. | 4640.3
202 | 50mm DIA | 20.33 | NO |  |  |  | G.F |  | 104.72 | 8327.4386 |  | 9.8 | Kg | RED OXIDE | 145.2 | Kg | 1422.96 |  |  | G.F |  |  | 8883.4916 |  | 55308.8296 | 9218.1383 |  |  | 10.6 | NO. | MASON II | 1237.6 | NO. | 13118.56
203 | 75mm DIA | 26.6 | NO |  |  |  | F.F |  | 211.26 | 8538.6986 | 8433.0686 |  | L.S | SUNDRIES |  | L.S | 0 |  |  | F.F |  |  | 9094.7516 |  | 8989.1216 |  |  |  | 7.1 | NO. | MAZDOOR I | 865.2 | NO. | 6142.92 | 8551.8954
204 | 100mm DIA | 33.89 | NO |  |  |  | S.F |  | 211.26 | 8749.9586 | 8538.6986 | [5 empty] | - |  |  | S.F |  |  | 9306.0116 |  | 9094.7516 |  |  |  | 21.2 | NO. | MAZDOOR II | 709.8 | NO. | 15047.76 | 8657.5254
205 | A.C. SOIL COWL | [5 empty] | T.F |  | 211.26 | 8961.2186 |  |  |  | TOTAL FOR 10 SQM |  |  | 9512.718 |  |  | T.F |  |  | 9517.2716 | [6 empty] | L.S | SUNDRIES |  | L.S | 0
206 | 50mm DIA | 13.29 | NO |  |  |  | Forth floor |  | 211.26 | 9172.4786 | [6 empty] | - |  |  | Forth floor |  |  | 9728.5316 | [10 empty] | -
207 | 75mm DIA | 18.02 | NO |  |  |  | Average rate for staircase steps |  | 8538.6986 | 8644.3286 |  |  |  | RATE PER SQM |  |  | 951.2718 |  |  | Average rate for staircase steps |  | 2171.31 | 9200.3816 | [7 empty] | TOTAL FOR 10 CUM |  |  | 83415.4544
208 | 100mm DIA | 23.17 | NO | [13 empty] | = | [16 empty] | -
209 | A.C. SOIL SHOE | [5 empty] | PARTITION WALL | [5 empty] | * | WHITE WASHING ONE COAT | [5 empty] | PARTITION WALL | [10 empty] | RATE PER CUM |  |  | 8341.5454
210 | 50mm DIA | 9 | NO |  |  |  | - | [6 empty] | - | [5 empty] | - | [13 empty] | =
211 | 75mm DIA | 11.58 | NO |  | 10 | * | B.W IN C.M(1:4) using Country BricksKiln Burnt SIZE 22x11x7Cm |  |  |  |  | 0.05 | CUM | SLACKED SHELL LIME | 1348 | CUM | 67.4 | 10 | * | B.W IN C.M(1:4) USING Country BricksKiln Burnt SIZE 22x11x7Cm | [10 empty] | G.F |  |  | 8446.2654
212 | 100mm DIA | 14.15 | NO |  |  |  | Bricks of size 22x11x7 cm |  |  |  |  | 1.1 | NO. | MASON II | 1237.6 | NO. | 1361.36 |  |  | Bricks of size 23x11.2x7 cm | [10 empty] | F.F |  |  | 8657.5254
213 | A.C. SOIL SOCKETS | [5 empty] | - |  |  |  |  | 0.3 | NO. | MAZDOOR I | 865.2 | NO. | 259.56 |  |  | - | [10 empty] | S.F |  |  | 8868.7854
214 | 50mm DIA | 4.29 | NO |  | 4800 | NOS. | Bricks of size 22x11x7 cm | 6623.52 | 1000NO. | 31792.896 |  | 1.9 | NO. | MAZDOOR II | 709.8 | NO. | 1348.62 | 4600 | NOS. | Bricks of size 23x11.2x7 cm | 8120.31 | 1000NO. | 37353.426 | [7 empty] | T.F |  |  | 9080.0454
215 | 75mm DIA | 6.01 | NO |  | 1.59 | CUM | CEMENT MORTAR(1:4) | 4593.9 | CUM | 7304.301 |  |  | L.S | SUNDRIES FOR BRUSH ETC |  | L.S | 1.46 | 1.59 | CUM | CEMENT MORTAR(1:4) | 4593.9 | CUM | 7304.301 | [7 empty] | Forth floor |  |  | 9291.3054
216 | 100mm DIA | 6.86 | NO |  | 7 | NO. | MASON I | 1325.8 | NO. | 9280.6 | [6 empty] | - | 7 | NO. | MASON I | 1325.8 | NO. | 9280.6 | [7 empty] | Average rate for staircase steps |  |  | 8763.1554
217 | A.C.DRAIN SPOUT 18" LONG |  |  |  | 7.1 | NO. | MASON II | 1237.6 | NO. | 8786.96 |  |  |  | TOTAL FOR 100 SQM |  |  | 3038.4 | 7.1 | NO. | MASON II | 1237.6 | NO. | 8786.96
218 | 50mm DIA | 14.91 | NO |  | 7.1 | NO. | MAZDOOR I | 865.2 | NO. | 6142.92 | [6 empty] | - | 7.1 | NO. | MAZDOOR I | 865.2 | NO. | 6142.92 | [7 empty] | PARTITION WALL
219 | 75mm DIA | 17.58 | NO |  | 21.2 | NO. | MAZDOOR II | 709.8 | NO. | 15047.76 |  |  |  | RATE PER SQM |  |  | 30.384 | 21.2 | NO. | MAZDOOR II | 709.8 | NO. | 15047.76 | [7 empty] | -
220 | 100mm DIA | 19.3 | NO |  |  | L.S | SUNDRIES |  | L.S | 0 | [6 empty] | = |  | L.S | SUNDRIES |  | L.S | 0 | [5 empty] | 10 | * | B.W IN C.M(1:4) using Chamber burnt Bricks of size 23x11.4x7.5Cm | [10 empty] | * | AAC BLOCK PARTITION WALL IN cm 1:4 of size 600 x 200x100mm
221 | A.C.DRAIN SPOUT 24" LONG | [8 empty] | - | [12 empty] | ------------------- | [7 empty] | Bricks of size 23x11.4x7.5 cm
222 | 50mm DIA | 15.87 | NO |  |  |  | TOTAL FOR 10 CUM |  |  | 78355.437 | [9 empty] | TOTAL FOR 10 CUM |  |  | 83915.967 | [7 empty] | - | [11 empty] | -
223 | 75mm DIA | 20.16 | NO | [6 empty] | - |  |  | ** | WHITE WASHING TWO COAT | [8 empty] | ------------------- | [5 empty] | 4240 | NOS. | Bricks of size 23x11.4x7.5 cm | 8320.31 | 1000NO. | 35278.1144 | [6 empty] | 91 | NOS. | AAC block 600x200x100 [SR P.71] | 45.35 | Each | 4126.85
224 | 100mm DIA | 22.31 | NO |  |  |  | RATE PER CUM |  |  | 7835.5437 |  |  |  | - | [5 empty] | RATE PER CUM |  |  | 8391.5967 | [5 empty] | 1.27 | CUM | CEMENT MORTAR(1:4) | 4593.9 | CUM | 5834.253 | [6 empty] | 0.11 | CUM | CEMENT MORTAR(1:4) | 4593.9 | CUM | 505.329
225 | G.I. PIPE B CLASS | [8 empty] | = |  | 0.07 | CUM | SLACKED SHELL LIME | 1348 | CUM | 94.36 | [5 empty] | =========== | [5 empty] | 7 | NO. | MASON I | 1325.8 | NO. | 9280.6 | [6 empty] | 1.25 | NO. | MASON I | 1325.8 | NO. | 1657.25
226 | 15mmDIA p-45 it-154 | 69.8 | RMT | [8 empty] | 1.6 | NO. | MASON II | 1237.6 | NO. | 1980.16 | [11 empty] | 7.1 | NO. | MASON II | 1237.6 | NO. | 8786.96
227 | 20mm DIA | 98.6 | RMT |  |  | ** | PARTITION WALL OF 110 mm thick |  |  |  |  | 0.5 | NO. | MAZDOOR I | 865.2 | NO. | 432.6 |  | ** | PARTITION WALL OF 112 mm thick | [8 empty] | 7.1 | NO. | MAZDOOR I | 865.2 | NO. | 6142.92 | [6 empty] | 0.88 | NO. | MAZDOOR I | 865.2 | NO. | 761.376
228 | 25mm DIA | 128 | RMT |  |  |  | - |  |  |  |  | 2.7 | NO. | MAZDOOR II | 709.8 | NO. | 1916.46 |  |  | - | [8 empty] | 21.2 | NO. | MAZDOOR II | 709.8 | NO. | 15047.76 | [6 empty] | 0.88 | NO. | MAZDOOR II | 709.8 | NO. | 624.624
229 | 32mm DIA | 151.4 | RMT |  | 1.1 | CUM | PARATITION B.W IN C.M(1:4) | 7835.5437 | CUM | 8619.0981 |  |  | L.S | SUNDRIES FOR BRUSH ETC |  | L.S | 2.09 | 1.12 | CUM | PARATITION B.W IN C.M(1:4) | 8391.5967 | CUM | 9398.5883 | [6 empty] | L.S | SUNDRIES |  | L.S | 5 | [7 empty] | L.S | SUNDRIES |  | L.S | 0
230 | 40mm DIA | 163 | RMT |  | 1 | NO | MASON I | 1325.8 | NO. | 1325.8 | [6 empty] | - | 1 | NO | MASON I | 1325.8 | NO. | 1325.8 | [10 empty] | - | [11 empty] | -
231 | 50mm DIA | 209 | RMT |  |  | L.S | SUNDRIES |  | L.S | 0 |  |  |  | TOTAL FOR 100 SQM |  |  | 4425.67 |  | L.S | SUNDRIES |  | L.S | 0 | [7 empty] | TOTAL FOR 10 CUM |  |  | 80375.6074 | [8 empty] | TOTAL FOR 10.71 Sqm |  |  | 7675.429
232 | 65mm DIA pWD | 244.4 | RMT | [6 empty] | - | [6 empty] | - | [5 empty] | ------------------- | [10 empty] | - | [11 empty] | -
233 | G.I. BEND p-46 S.No-155 it-c | [5 empty] | TOTAL FOR 10 SQM |  |  | 9944.8981 |  |  |  | RATE PER SQM |  |  | 44.2567 |  |  | TOTAL FOR 10 SQM |  |  | 10724.3883 | [7 empty] | RATE PER CUM |  |  | 8037.5607 | [8 empty] | RATE PER SQM |  |  | 716.66
234 | 15mmDIA | 13.6 | NO. | [6 empty] | - | [6 empty] | = | [5 empty] | ------------------- | [10 empty] | = | [11 empty] | =
235 | 20mm DIA | 23.2 | NO. |  |  |  | RATE PER SQM |  |  | 994.4898 |  |  | ** | COLOUR WASHING TWO COATS | [5 empty] | RATE PER SQM |  |  | 1072.4388 | [19 empty] | G.F |  | 11.9381 | 728.5981
236 | 25mm DIA | 52 | NO. | [6 empty] | = |  |  |  | - | [8 empty] | =========== | [6 empty] | ** | PARTITION WALL OF 114 mm thick | [11 empty] | F.F |  | 24.0836 | 752.6818
237 | 32mm DIA | 69.8 | NO. |  |  |  | G.F |  | 11.5192 | 1006.009 |  | 10 | SQM | WHITE WASHING TWO COAT | 44.2567 | SQM | 442.567 |  |  | G.F |  | 11.7286 | 1084.1675 | [7 empty] | - | [11 empty] | S.F |  | 24.0836 | 776.7654
238 | 40mm DIA | 87 | NO. |  |  |  | F.F |  | 23.2386 | 1029.2476 |  | 10 | SQM | ADD 50% EXYRA FOR COLOURING | 22.1284 | SQM | 221.2835 |  |  | F.F |  | 23.6611 | 1107.8286 | [5 empty] | 1.14 | CUM | PARATITION B.W IN C.M(1:4) | 8037.5607 | CUM | 9162.8192 | [8 empty] | T.F |  | 24.0836 | 800.849
239 | 50mm DIA | 116.3 | NO. |  |  |  | S.F |  |  | 1052.4862 |  |  |  | MAATERIAL |  |  | - |  |  | S.F |  | 23.6611 | 1131.4897 | [5 empty] | 1 | NO | MASON I | 1325.8 | NO. | 1325.8 | [8 empty] | Fourth Floor |  | 24.0836 | 824.9327
240 | 65mm DIA TWAD 2022-2023 p44 | 278.3 | NO. |  |  |  | T.F |  |  | 1075.7248 | [6 empty] | 663.8505 |  |  | T.F |  | 23.6611 | 1155.1508 | [6 empty] | L.S | SUNDRIES |  | L.S | 0 | [8 empty] | 5th |  | 24.0836 | 849.0163
241 | G.I.COUPLERp-47 it-e | [5 empty] | Fourth Floor |  |  | 1098.9634 | 23.2386 |  |  | TOTAL FOR 10 SQM |  |  | - |  |  | Fourth Floor |  | 23.6611 | 1178.812 | [10 empty] | - | [8 empty] | 6th |  | 24.0836 | 873.1
242 | 15mmDIA | 13.6 | NO. |  | 11 | * | B.W IN C.M(1:4) USING 2-B Categery |  |  |  | 1122.202 | [5 empty] | 66.3851 | 11 | * | B.W IN C.M(1:4) USING 2-B Categery | [10 empty] | TOTAL FOR 10 SQM |  |  | 10488.6192
243 | 20mm DIA | 15.9 | NO. |  |  |  | Bricks of size 22x11x7 cm | [6 empty] | RATE PER SQM |  |  | = |  |  | Bricks of size 23x11.2x7 cm | [13 empty] | -
244 | 25mm DIA | 28.6 | NO. |  |  |  | - | [12 empty] | - | [10 empty] | RATE PER SQM |  |  | 1048.8619
245 | 32mm DIA | 46.5 | NO. |  | 4800 | NOS. | Bricks of size 22x11x7 cm | 6623.52 | 1000NO. | 31792.896 |  |  | * | COLOUR WASHING TWO COATS OVER |  |  |  | 4600 | NOS. | Bricks of size 23x11.2x7 cm | 8120.31 | 1000NO. | 37353.426 | [10 empty] | =
246 | 40mm DIA | 58.1 | NO. |  | 1.59 | CUM | CEMENT MORTAR(1:4) | 4593.9 | CUM | 7304.301 |  |  |  | ONE COAT OF WHITE WASHING. |  |  |  | 1.59 | CUM | CEMENT MORTAR(1:4) | 4593.9 | CUM | 7304.301 | [7 empty] | G.F |  | 11.9381 | 1060.8
247 | 50mm DIA | 69.8 | NO. |  | 7 | NO. | MASON I | 1325.8 | NO. | 9280.6 |  |  |  | - |  |  |  | 7 | NO. | MASON I | 1325.8 | NO. | 9280.6 | [7 empty] | F.F |  | 24.0836 | 1084.8836
248 | 65mm DIA TWAD p 43 | 239 | NO. |  | 7.1 | NO. | MASON II | 1237.6 | NO. | 8786.96 |  | 10 | SQM | WHITE WASHING ONE COAT | 30.384 | SQM | 303.84 | 7.1 | NO. | MASON II | 1237.6 | NO. | 8786.96 | [7 empty] | S.F |  | 24.0836 | 1108.9673
249 | G.I. ELBOWp-51 S.No.119/ it-b |  |  |  | 7.1 | NO. | MAZDOOR I | 865.2 | NO. | 6142.92 |  | 10 | SQM | COLOUR WASHING TWO COATS | 66.3851 | SQM | 663.8505 | 7.1 | NO. | MAZDOOR I | 865.2 | NO. | 6142.92 | [7 empty] | T.F |  | 24.0836 | 1133.0509
250 | 15mmDIA | 15.9 | NO. |  | 21.2 | NO. | MAZDOOR II | 709.8 | NO. | 15047.76 | [6 empty] | - | 21.2 | NO. | MAZDOOR II | 709.8 | NO. | 15047.76 | [7 empty] | Fourth Floor |  | 24.0836 | 1157.1346
251 | 20mm DIA | 25.4 | NO. |  |  | L.S | SUNDRIES |  | L.S | 0 | [6 empty] | 967.6905 |  | L.S | SUNDRIES |  | L.S | 0 | [7 empty] | 5th |  | 24.0836 | 1181.2182
252 | 25mm DIA | 58.1 | NO. | [6 empty] | - |  |  |  | TOTAL FOR 10 SQM |  |  | - | [5 empty] | ------------------- | [7 empty] | 6th |  | 24.0836 | 1205.3018
253 | 32mm DIA | 87 | NO. |  |  |  | TOTAL FOR 10 CUM |  |  | 78355.437 | [6 empty] | 96.769 |  |  | TOTAL FOR 10 CUM |  |  | 83915.967 | [7 empty] | 7th |  | 24.0836 | 1229.3855
254 | 40mm DIA | 98.6 | NO. | [6 empty] | - |  |  |  | RATE PER SQM |  |  | = | [5 empty] | ------------------- | [7 empty] | 8th |  | 24.0836 | 1253.4691
255 | 50mm DIA | 128 | NO. |  |  |  | RATE PER CUM |  |  | 7835.5437 | [9 empty] | RATE PER CUM |  |  | 8391.5967 | [7 empty] | 9th |  | 24.0836 | 1277.5528
256 | 65mm DIA TWAD p 25 | 345.2 | NO. | [6 empty] | = | [12 empty] | =========== | [5 empty] | 11 | * | B.W IN C.M(1:4) USING 2-B Categery |  | 24.0836 | 1301.6364
[31 empty] | 0 |  | 24.0836 | 1325.72 | 12th | 1349.8037
257 | G.I. UNIONp-51 it-A | [12 empty] | WATER SUPPLY | [16 empty] | - |  |  |  | 13th | 1373.8873
258 | 15mmDIA | 58.1 | NO. |  |  | *** | PARTITION WALL OF 70mm thick | [6 empty] | - |  |  |  |  | *** | PARTITION WALL OF 70mm thick | [8 empty] | 4240 | NOS. | Bricks of size 23x11.4x7.5 cm | 8320.31 | 1000NO. | 35278.1144
259 | 20mm DIA | 69.8 | NO. |  |  |  | - | [5 empty] | * | LABOUR CHARGE FOR LAYING | [5 empty] | - | [8 empty] | 1.27 | CUM | CEMENT MORTAR(1:4) | 4593.9 | CUM | 5834.253
260 | 25mm DIA | 98.6 | NO. |  | 0.7 | CUM | PRATITION B.W IN C.M(1:4) | 7835.5437 | NO. | 5484.8806 |  |  |  | JOINTING GI PIPE AND SPECIALS |  |  |  | 0.7 | CUM | PRATITION B.W IN C.M(1:4) | 8391.5967 | NO. | 5874.1177 | [5 empty] | 7 | NO. | MASON I | 1325.8 | NO. | 9280.6
261 | 32mm DIA | 127.5 | NO. |  | 1 | NO | MASON I | 1325.8 | NO. | 1325.8 |  |  |  | BELOW G.L |  |  |  | 1 | NO | MASON I | 1325.8 | NO. | 1325.8 | [5 empty] | 7.1 | NO. | MASON II | 1237.6 | NO. | 8786.96
262 | 40mm DIA | 197.5 | NO. |  |  | L.S | SUNDRIES |  | L.S | 0 |  |  |  | - |  |  |  |  | L.S | SUNDRIES |  | L.S | 0 | [5 empty] | 7.1 | NO. | MAZDOOR I | 865.2 | NO. | 6142.92
263 | 50mm DIA | 266.3 | NO. | [6 empty] | - |  |  | A | 15mm DIA GI PIPE BELOW G.L | [8 empty] | ------------------- | [5 empty] | 21.2 | NO. | MAZDOOR II | 709.8 | NO. | 15047.76
264 | 65mm DIA | 551 | NO. |  |  |  | TOTAL FOR 10 SQM |  |  | 6810.6806 |  |  |  | - | [5 empty] | TOTAL FOR 10 SQM |  |  | 7199.9177 | [5 empty] | 0 | L.S | SUNDRIES |  | L.S | 5
265 | G.I. PLUG | [8 empty] | - |  | 8.1 | CUM | E.W EXCLUDING REFILLING | 297.5 | CUM | 2409.75 | [5 empty] | ------------------- | [5 empty] | 0 |  |  |  |  | -
266 | 15mmDIA | 1.8 | NO. |  |  |  | RATE PER SQM |  |  | 681.0681 |  | 8.1 | CUM | REFILLING CHARGE | 51.73 | CUM | 419.013 |  |  | RATE PER SQM |  |  | 719.9918 | [5 empty] | 0 |  | TOTAL FOR 10 CUM |  |  | 80375.6074
267 | 20mm DIA | 2.9 | NO. | [6 empty] | = |  | 30 | RMT | CONVEYING,LOWERING ANDLAYING | 5 | RMT | 150 | [5 empty] | =========== | [10 empty] | -
268 | 25mm DIA | 4 | NO. |  |  |  | G.F |  |  | 688.3985 |  |  |  | TO PROPER GRADEAND | [5 empty] | G.F |  | 7.3304 | 727.3222 | [7 empty] | RATE PER CUM |  |  | 8037.5607
269 | 32mm DIA | 6.86 | NO. |  |  |  | F.F |  |  | 703.1867 |  |  |  | ALIGNMENT,JOINTING | [5 empty] | F.F |  | 14.7882 | 742.1104 | [10 empty] | =
270 | 40mm DIA | 9.15 | NO. |  |  |  | S.F |  |  | 717.9749 |  |  |  | ETC BUT EXCLUDING COST OF | [5 empty] | S.F |  | 14.7882 | 756.8986
271 | 50mm DIA | 14.59 | NO. |  |  |  | T.F |  |  | 732.7631 |  |  |  | JOINTING MATERIALS. | [5 empty] | T.F |  | 14.7882 | 771.6868
[7 empty] | Forth Floor |  |  | 747.5513 | [9 empty] | Forth Floor |  | 14.7882 | 786.475 | [6 empty] | *** | PARTITION WALL OF 75mm thick
272 | 65mm DIA | 21.74 | NO. |  |  |  | PARTITION WALL |  |  |  |  | 8 | NO | CUTTING CHARGES | 8.9 | NO | 71.2 | [13 empty] | -
273 | G.I. TEE p-51 it-D | [5 empty] | ============== |  |  |  |  | 8 | NO | THREADING CHARGES | 12.65 | NO | 101.2 | [11 empty] | 0.75 | CUM | PRATITION B.W IN C.M(1:4) | 8037.5607 | NO. | 6028.1706
274 | 15mmDIA | 28.6 | NO. |  | 12 | * | B.W IN C.M(1:4) USING 4-A Categery |  |  |  |  | 1 | L.S | COST OF JOINTING MATERIALS | 12.1 | L.S | 12.1 | [11 empty] | 1 | NO | MASON I | 1325.8 | NO. | 1325.8
275 | 20mm DIA | 34.7 | NO. |  |  |  | Bricks of size 22X11X5Cm |  |  |  |  | 1 | L.S | SUNDRIES |  | L.S | 0 | [12 empty] | L.S | SUNDRIES |  | L.S | 0
276 | 25mm DIA | 81.4 | NO. |  |  |  | - | [9 empty] | - | [16 empty] | -
277 | 32mm DIA | 98.6 | NO. |  | 6570 | NOS. | Bricks of size 22X11X5 cm | 5213.52 | 1000NO. | 34252.8264 |  |  |  | TOTAL FOR 30M |  |  | 3163.263 | [13 empty] | TOTAL FOR 10 SQM |  |  | 7353.9706
278 | 40mm DIA | 110.2 | NO. |  | 1.91 | CUM | CEMENT MORTAR(1:4) | 4593.9 | CUM | 8774.349 | [6 empty] | - | [16 empty] | -
279 | 50mm DIA | 139.8 | NO. |  | 7 | NO. | MASON I | 1325.8 | NO. | 9280.6 |  |  |  | RATE PER RMT |  |  | 105.4421 | [13 empty] | RATE PER SQM |  |  | 735.3971
280 | 65mm DIA twad p25 | 363 | NO. |  | 3.6 | NO. | MASON II | 1237.6 | NO. | 4455.36 | [6 empty] | - | [16 empty] | =
281 | G.I.HEX NIPPLEp-53 it-I |  |  |  | 7.1 | NO. | MAZDOOR I | 865.2 | NO. | 6142.92 |  |  | B | 20mm DIA GI PIPE BELOW G.L | [16 empty] | G.F |  | 7.854 | 743.2511
282 | 15mmDIA | 23.2 | NO. |  | 14.1 | NO. | MAZDOOR II | 709.8 | NO. | 10008.18 |  |  |  | - | [16 empty] | F.F |  | 15.8445 | 759.0956
283 | 20mm DIA | 34.7 | NO. |  |  | L.S | SUNDRIES |  | L.S | 0 |  | 8.1 | CUM | E.W EXCLUDING REFILLING | 297.5 | CUM | 2409.75 | [13 empty] | S.F |  | 15.8445 | 774.9401
284 | 25mm DIA | 43.7 | NO. | [6 empty] | - |  | 8.1 | CUM | REFILLING CHARGE | 51.73 | CUM | 419.013 | [13 empty] | T.F |  | 15.8445 | 790.7846
285 | 32mm DIA | 58.1 | NO. |  |  |  | TOTAL FOR 10 CUM |  |  | 72914.2354 |  | 30 | RMT | CONVEYING,LOWERING ANDLAYING | 5 | RMT | 150 | [13 empty] | Forth Floor |  | 15.8445 | 806.6291 |  |  | 3.0608
286 | 40mm DIA | 69.8 | NO. | [6 empty] | - |  |  |  | TO PROPER GRADEAND | [16 empty] | 5th | 822.4736 | 15.8445 | 822.4736
287 | 50mm DIA | 87 | NO. |  |  |  | RATE PER CUM |  |  | 7291.4235 |  |  |  | ALIGNMENT,JOINTING | [16 empty] | 6th | 838.3181 | 15.8445 | 838.3181
288 | 65mm DIA twad p25 | 18.6 | NO. | [6 empty] | = |  |  |  | ETC BUT EXCLUDING COST OF | [16 empty] | 7th | 854.1626 | 15.8445 | 854.1626
289 | G.M. FERRULE | [12 empty] | JOINTING MATERIALS. | [16 empty] | 8th | 870.0071 | 15.8445 | 870.0071
290 | 15mmDIA | 355.95 | NO. |  |  | * | PARTITION WALL OF 50mmTHICK |  |  |  |  | 8 | NO | CUTTING CHARGES | 8.9 | NO | 71.2 | [13 empty] | 9th | 885.8516 | 15.8445 | 885.8516
291 | 20mm DIA | 536.55 | NO. |  |  |  | - |  |  |  |  | 8 | NO | THREADING CHARGES | 12.85 | NO | 102.8 | [14 empty] | 901.6961 | 15.8445 | 901.6961
292 | 25mm DIA | 789.6 |  |  | 0.5 | CUM | PRATITION B.W IN C.M(1:4) | 7291.4235 | NO. | 3645.7118 |  | 1 | L.S | COST OF JOINTING MATERIALS | 12.1 | L.S | 12.1 |  |  | Standardised concrete mix M20 | [7 empty] | Standardised concrete mix M30 |  |  |  | 917.5406 | 15.8445 | 917.5406
293 | SCRAPING THE OLD PLASTER SURFACE * p30/108/338 | 5.6 | NO. |  | 1 | NO | MASON I | 1325.8 | NO. | 1325.8 |  | 1 | L.S | SUNDRIES |  | L.S | 0 | 16.1 | * | CEMENT CONCRETE(1:2:4) FOR |  |  |  |  | 16.1 | * |  | CEMENT CONCRETE(1:2:4) FOR |  |  |  | 933.3851 | 15.8445 | 933.3851
294 | WASHING PLASTERED AREA WITH SOAP&SODA WATER *p30/109/339 | 7 | NO. |  |  | L.S | SUNDRIES |  | L.S | 0 | [6 empty] | - |  |  | PETTY WORKS EXCLUDING COST | [7 empty] | PETTY WORKS EXCLUDING COST |  |  |  | 949.2296 | 15.8445 | 949.2296
295 | PILE DRIVING CHARGES FOR 330mmDIA/375mm DIA | 350 | 375 | [6 empty] | - |  |  |  | TOTAL FOR 30M |  |  | 3164.863 |  |  | OF STEEL M 2 | [7 empty] | OF STEEL M 2 |  |  |  | 965.0741 | 15.8445 | 965.0741
296 | PILE DRIVING CHARGES FOR 400mmDIA/450mm DIA | 400 | 425 |  |  |  | TOTAL FOR 10 SQM |  |  | 4971.5118 | [6 empty] | - |  |  | - | [7 empty] | - |  |  |  | 980.9186 | 15.8445 | 980.9186
297 | PILE DRIVING CHARGES FOR 500mmDIA/600mm DIA | 450 | 500 | [6 empty] | - |  |  |  | RATE PER RMT |  |  | 105.4954 | 0.01 | CUM | Standardised concrete mix M20 using 20mmHB JELLY ( witt out vibrating charges) | 9891.1649 | CUM | 98.9116 |  | 0.01 | CUM |  | Standardised concrete mix M30 using 20mmHB JELLY ( witt out vibrating charges) | 10435.4327 | CUM | 104.3543 | ¦ |  | ¦
298 | 15mmDIA G.M.CHEKVALUE | 77.82 | NO. |  |  |  | RATE PER SQM |  |  | 497.1512 | [6 empty] | - | 0.01 | CUM | SUNDRIES FOR MOULDING |  | L.S | 1.15 |  | 0.01 | CUM |  | SUNDRIES FOR MOULDING |  | L.S | 1.15 | ¦ |  | ¦
299 | 20mm DIA G.M.CHEKVALUE | 99.74 | NO. | [6 empty] | = |  |  | C | 25mm DIA GI PIPE BELOW G.L | [5 empty] | FINISHING,OIL ETC | [7 empty] | FINISHING,OIL ETC |  |  |  | ¦ |  | ¦
300 | 25mm DIA | 165 | NO. |  |  |  | G.F |  |  | 502.3872 |  |  |  | - | [8 empty] | - | [7 empty] | - | ¦ |  | ¦
301 | 32mm DIA | 258 | NO. |  |  |  | F.F |  |  | 512.9502 |  | 8.1 | CUM | E.W EXCLUDING REFILLING | 297.5 | CUM | 2409.75 |  |  | TOTAL FOR .01 CUM |  |  | 100.0616 |  |  |  |  | TOTAL FOR .01 CUM |  |  | 105.5043 | ¦ |  | ¦
302 | 40mm DIA | 298 | NO. |  |  |  | S.F |  |  | 523.5132 |  | 8.1 | CUM | REFILLING CHARGE | 51.73 | CUM | 419.013 | [5 empty] | - | [7 empty] | - | ¦ |  | ¦
303 | 50mm DIA | 398 | NO. |  |  |  | T.F |  |  | 534.0762 | 10.563 | 30 | RMT | CONVEYING,LOWERING ANDLAYING | 5 | RMT | 150 |  |  | RATE PER CUM |  |  | 10006 |  |  |  |  | RATE PER CUM |  |  | 10550 | ¦ |  | ¦
304 | 65mm DIA |  | NO. |  |  |  | Fourth Floor |  |  | 544.6392 | 10.563 |  |  | TO PROPER GRADEAND | [17 empty] | ¦ |  | ¦
[7 empty] | 5 |  |  | 555.2022 | 10.563 | [11 empty] | = | [7 empty] | =
[7 empty] | 6 |  |  | 565.7652 | 10.563 | [7 empty] | ** | CC(1:2:4) USING 20mmHB | [5 empty] | ** |  | CC(1:2:4) USING 20mmHB
[7 empty] | 7 |  |  | 576.3282 | 10.563 | [8 empty] | JALLY-50mm THICK | [7 empty] | JALLY-50mm THICK
[7 empty] | 8 |  |  | 586.8912 | 10.563 | [8 empty] | - | [7 empty] | -
[7 empty] | 9 |  |  | 597.4542 | 10.563 | [6 empty] | 0.014 | CUM | C.C(1:2:4)USING 20mmJELLY | 10006 | CUM | 140.084 |  | 0.014 | CUM |  | C.C(1:2:4)USING 20mmJELLY | 10550 | CUM | 147.7
[7 empty] | 10 |  |  | 608.0172 | 10.563 | [8 empty] | FOR PETTY WORKS | [7 empty] | FOR PETTY WORKS
[10 empty] | 618.5802 | 10.563 | [6 empty] | 0.5 | NO | MASON I | 1325.8 | NO | 662.9 |  | 0.5 | NO |  | MASON I | 1325.8 | NO | 662.9
305 | G.M.GATE VALUE (Heavy Duty)p-48it-144 |  | NO. |  | 13.1 | * | FILLING IN BASEMENT WITH |  |  | 629.1432 | 10.563 |  |  | ALIGNMENT,JOINTING |  |  |  | 0.75 | NO | MAZDOOR I | 865.2 | NO | 648.9 |  | 0.75 | NO |  | MAZDOOR I | 865.2 | NO | 648.9 | ¦ |  | ¦
306 | 15mmDIA | 168 | NO. |  |  |  | EXCAVATED EARTH | [6 empty] | ETC BUT EXCLUDING COST OF |  |  |  |  | L.S | SUNDRIES |  | L.S | 0 |  |  | L.S |  | SUNDRIES | 0 | L.S | 0 | ¦ |  | ¦
307 | 20mm DIA | 350 | NO. |  |  |  | - | [6 empty] | JOINTING MATERIALS. | [8 empty] | - | [7 empty] | - | ¦ |  | ¦
308 | 25mm DIA | 592 | NO. |  | 1 | CUM | AS PER SR(85) 2022-23(p-23 | 51.73 | CUM | 51.73 |  | 8 | NO | CUTTING CHARGES | 10.65 | NO | 85.2 |  |  | TOTAL FOR0.372 SQM |  |  | 1451.884 |  |  |  |  | TOTAL FOR0.372 SQM |  |  | 1459.5 | ¦ |  | ¦
309 | 32mm DIA | 760 | NO. | [6 empty] | = |  | 8 | NO | THREADING CHARGES | 26.6 | NO | 212.8 | [5 empty] | - | [7 empty] | - | ¦ |  | ¦
310 | 40mm DIA | 977 | NO. |  | 7.3 | * | DAMP PROOF COURSE IN C.M(1:4),12mm thick |  |  |  |  | 1 | L.S | COST OF JOINTING MATERIALS | 12.1 | L.S | 12.1 |  |  | RATE PER SQM |  |  | 3902.914 |  |  |  |  | RATE PER SQM |  |  | 3923.3871 | ¦ |  | ¦
311 | 50mm DIA | 1241 | NO. |  |  |  | mixed with Water Proof Compound at 1KG per Bag of Cement |  |  |  |  | 1 | L.S | SUNDRIES |  | L.S | 0 | [5 empty] | = | [7 empty] | = | ¦ |  | ¦
312 | 65mm DIA | 1523 | NO. | [13 empty] | - |  |  | G.F | 3902.914 | 5.9854 | 3908.8994 |  |  |  |  | G.F | 3923.3871 | 5.9854 | 3929.3725 | ¦ |  | ¦
313 | G.M.WHEELVALUE (Heavy Duty)p-48it-145 |  |  |  | 0.13 | CUM | CEMENT MORTAR(1:4) | 4593.9 | CUM | 597.207 |  |  |  | TOTAL FOR 30M |  |  | 3288.863 |  |  | F.F | 3908.8994 | 11.7916 | 3920.691 |  |  |  |  | F.F | 3929.3725 | 11.7916 | 3941.1641 | ¦ |  | ¦
314 | 15mmDIA | 169 | NO. |  | 0.7 | NO | MASON I | 1325.8 | NO | 928.06 | [6 empty] | - |  |  | S.F | 3920.691 | 11.7916 | 3932.4826 |  |  |  |  | S.F | 3941.1641 | 11.7916 | 3952.9557 | ¦ |  | ¦
315 | 20mm DIA | 241 | NO. |  | 0.7 | NO | MASON II | 1237.6 | NO | 866.32 |  |  |  | RATE PER RMT |  |  | 109.6288 |  |  | T.F | 3932.4826 | 11.7916 | 3944.2742 |  |  |  |  | T.F | 3952.9557 | 11.7916 | 3964.7473 | ¦ |  | ¦
316 | 25mm DIA | 351 | NO. |  | 1.5 | NO | MAZDOOR I | 865.2 | NO | 1297.8 | [6 empty] | - |  |  | FOURTH FLOOR | 3944.2742 | 11.7916 | 3956.0658 |  |  |  |  | FOURTH FLOOR | 3964.7473 | 11.7916 | 3976.5389 | ¦ |  | ¦
317 | 32mm DIA | 513 | NO. |  | 0.5 | NO | MAZDOOR II | 709.8 | NO | 354.9 | [17 empty] | 5th |  | 11.7916 | 3988.3305 | ¦ |  | ¦
318 | 40mm DIA | 652 | NO. |  | 0.94 | Kg | Water Proof Compound | 42.7 | Kg | 40.138 |  |  | * | LABOUR CHARGE FOR LAYING | [13 empty] | 6th |  | 11.7916 | 4000.1222 | ¦ |  | ¦
319 | 50mm DIA | 584 | NO. |  |  |  | SUNDRIES |  | L.S | 0 |  |  |  | JOINTING GI PIPE AND SPECIALS | [13 empty] | 7th |  | 11.7916 | 4011.9138 | ¦ |  | ¦
320 | 65mm DIA |  | NO. | [6 empty] | - |  |  |  | ABOVE G.L | [13 empty] | 8th |  | 11.7916 | 4023.7054 | ¦ |  | ¦
321 | G.I.REDUCER p-47 it-155F |  | NO. |  |  |  | TOTAL FOR 10 SQM |  |  | 4084.425 |  |  |  | - | [13 empty] | 9th |  | 11.7916 | 4035.497 | ¦ |  | ¦
322 | 15mmDIAX20mmDIA (v) | 20.3 | NO. | [6 empty] | - |  |  | A | 15mm DIA G.I PIPE ABOVE G.L | [13 empty] | 10th |  | 11.7916 | 4047.2886 | ¦ |  | ¦
323 | 15mmDIAX25mmDIA | 11.5 | NO. |  |  |  | RATE PER SQM |  |  | 408.4425 |  |  |  | - | [13 empty] | 11th |  | 11.7916 | 4059.0802 | ¦ |  | ¦
[31 empty] | 4070.8718 | ¦ |  | ¦
324 | 25mmDIAX20mmDIA (iv) | 28.6 | NO. | [6 empty] | = |  | 30 | RMT | LAYING JOINTING INCLUDING | 5 | RMT | 150 | [14 empty] | ¦ |  | ¦
325 | 50mmDIAX25mmDIA | 56.74 | NO. |  |  | * | C.C(1:2:4)USING 3mm-10mm HBSTONE | [6 empty] | ALIGNING | [17 empty] | ¦ |  | ¦
326 | 50mmDIAX32mmDIA | 56.74 | NO. |  |  |  | JELLY FOR ALL RCCWORK |  |  |  |  | 8 | NO. | CUTTING CHARGES | 8.9 | NO. | 71.2 | [14 empty] | ¦ |  | ¦
327 | G.I.REDUCER TEEp-47 it-155H | [5 empty] | - |  |  |  |  | 8 | NO. | THREADING CHARGES | 12.65 | NO. | 101.2 | [14 empty] | ¦ |  | ¦
328 | 15mmDIAX20mmDIA | 69.8 | NO. |  | 9 | CUM | 3mm-10mm HB STONE JELLY | 1742.05 | CUM | 15678.45 |  | 3 | NO. | STONE CUTTER II | 980 | NO. | 2940 | [14 empty] | ¦ |  | ¦
329 | 15mmDIAX25mmDIA | 15.6 | NO. |  | 3.231 | M.T | CEMENT | 6040 | M.T | 19515.24 |  | 1 | NO. | MADON I | 1325.8 | NO. | 1325.8 | [14 empty] | ¦ |  | ¦
330 | 25mmDIAX20mmDIA | 75.3 | NO. |  | 4.5 | CUM | SAND | 2265.5 | CUM | 10194.75 |  | 2 | NO. | MAZDOOR I | 865.2 | NO. | 1730.4 | [14 empty] | ¦ |  | ¦
331 | 50mmDIAX25mmDIA | 100.3 | NO. |  | 3.5 | NO. | MASON II | 1237.6 | NO. | 4331.6 |  | 1 | NO. | MAZDOOR II | 709.8 | NO. | 709.8 | [14 empty] | ¦ |  | ¦
332 | 50mmDIAX32mmDIA | 100.3 | NO. |  | 21.2 | NO. | MAZDOOR I | 865.2 | NO. | 18342.24 |  |  | L.S | COST OF CLAMPS PLUGS PAINTING |  | L.S | 12.1 | [14 empty] | ¦ |  | ¦
333 | G.I.REDUCER ELBOW p47 it-G |  |  |  | 35.3 | NO. | MAZDOOR II | 709.8 | NO. | 25055.94 |  |  |  | REDOING WORKS ETC | [17 empty] | ¦ |  | ¦
334 | 15mmDIAX20mmDIA | 40.4 | NO. |  |  | L.S | SUNDRIES |  | L.S | 0 |  |  | L.S | SUNDRIES |  | L.S | 0 | [14 empty] | ¦ |  | ¦
335 | 15mmDIAX25mmDIA | 47 | NO. | [6 empty] | - | [6 empty] | - | [14 empty] | ¦ |  | ¦
336 | 25mmDIAX20mmDIA | 52 | NO. |  |  |  | TOTAL FOR 10CUM |  |  | 93118.22 |  |  |  | TOTAL FOR 30 M |  |  | 7040.5 | [14 empty] | ¦ |  | ¦
337 | 32mmX15mmDIA | 36.61 | NO. | [6 empty] | - | [6 empty] | - | [14 empty] | ¦ |  | ¦
338 | 50mmDIAX25mmDIA | 78.71 | NO. |  |  |  | RATE PER CUM |  |  | 9311.832 |  |  |  | RATE PER RMT |  |  | 234.6833 | [14 empty] | ¦ |  | ¦
339 | 50mmDIAX32mmDIA | 78.71 | NO. | [13 empty] | - | [14 empty] | 0
340 | P.V.C.PIPE |  | 4KG/SQ.CM |  | 1 | CUM | VIBRATING CHARGES |  |  | 125.16 |  |  | B | 20mm DIA G.I PIPE ABOVE G.L | [17 empty] | ¦ |  | ¦
341 | 15mmDIA OF WALL THICK 2.8mm A.S.T.M (Qtn) | 20.55 | RMT | [6 empty] | - |  |  |  | - | [17 empty] | ¦ |  | ¦
342 | 20mm DIA----DO----2.9mm / 20 mm G.I. pipe | 26 | RMT | 98.6 |  |  | RATE PER CUM with vibrating |  |  | 9436.992 |  | 30 | RMT | LAYING JOINTING INCLUDING | 5 | RMT | 150 | [14 empty] | ¦ |  | ¦
343 | 25mm DIA----DO-----3.4mm | 35 | RMT | [6 empty] | - |  |  |  | ALIGNING | [17 empty] | ¦ |  | ¦
344 | 32mm DIA-----DO----3.6mm | 52 | RMT |  |  | 25a | G.F |  |  | 9596.032 | 159.04 | 8 | NO. | CUTTING CHARGES | 8.9 | NO. | 71.2 | [14 empty] | ¦ |  | ¦
345 | 40mm DIA----DO----3.7mm | 65 | 21 |  |  | 25b | F.F |  |  | 9909.352 |  | 8 | NO. | THREADING CHARGES | 12.85 | NO. | 102.8 | [14 empty] | ¦ |  | ¦
346 | 50mm DIA----DO----3.9mm | 82 | 37.15 |  |  | 25c | S.F |  |  | 10222.672 |  | 3 | NO. | STONE CUTTER II | 980 | NO. | 2940 | [14 empty] | ¦ |  | ¦
347 | P.V.C.SOCKET |  |  |  |  | 25d | T.F |  |  | 10535.992 |  | 1 | NO. | MADON I | 1325.8 | NO. | 1325.8 | [14 empty] | ¦:: |  | ¦::
348 | 15mmDIA | 4.19 | NO. | [8 empty] | 2 | NO. | MAZDOOR I | 865.2 | NO. | 1730.4 | [14 empty] | 0
349 | 20mm DIA | 5 | NO. |  | 14.I | * | P.C.C,R.C.C SLAB OF20mm THICK |  |  |  |  | 1 | NO. | MAZDOOR II | 709.8 | NO. | 709.8 | [14 empty] | 0
350 | 25mm DIA | 8.06 | NO. |  |  |  | - | [5 empty] | L.S | COST OF CLAMPS PLUGS PAINTING |  | L.S | 12.1 |  |  | Standardised concrete mix M20 | [7 empty] | Standardised concrete mix M30 |  |  |  | 0 |  |  | Standardised concrete mix M25
351 | 32mm DIA | 11.86 | NO. |  | 0.015 | CUM | C.C(1:2:4)USING3mm-10mm HBG | 9311.832 | CUM | 139.6775 |  |  |  | REDOING WORKS ETC |  |  |  | 14.I | * | P.C.C,R.C.C SLAB OF20mm THICK using standardised concrete mix M20 |  |  |  |  | 14.I | * |  | P.C.C,R.C.C SLAB OF20mm THICK using standardised concrete mix M30 |  |  |  | * | 14.I | * | P.C.C,R.C.C SLAB OF20mm THICK using standardised concrete mix M25
352 | 40mm DIA | 18.88 | NO. |  | 0.5 | NO | MASON I | 1325.8 | NO | 662.9 |  |  | L.S | SUNDRIES |  | L.S | 0 |  |  | - | [7 empty] | - |  |  |  | 0 |  |  | -
353 | 50mm DIA | 26 | NO. |  | 0.75 | NO | MAZDOOR I | 865.2 | NO | 648.9 | [6 empty] | - | 0.015 | CUM | C.C(1:2:4)USING3mm-10mm HBG | 9398.0505 | CUM | 140.9708 |  | 0.015 | CUM |  | C.C(1:2:4)USING3mm-10mm HBG | 9942.3183 | CUM | 149.1348 | CUM | 0.015 | CUM | C.C(1:2:4)USING3mm-10mm HBG | 10079.8235 | CUM | 151.1974
354 | P.V.C.ELBOW |  |  |  |  | L.S | SUNDRIES |  | L.S | 0 |  |  |  | TOTAL FOR 30 M |  |  | 7042.1 | 0.5 | NO | MASON I | 1325.8 | NO | 662.9 |  | 0.5 | NO |  | MASON I | 1325.8 | NO | 662.9 | NO | 0.5 | NO | MASON I | 1325.8 | NO | 662.9
355 | 15mmDIA | 4.62 | NO. | [6 empty] | - | [6 empty] | - | 0.75 | NO | MAZDOOR I | 865.2 | NO | 648.9 |  | 0.75 | NO |  | MAZDOOR I | 865.2 | NO | 648.9 | NO | 0.75 | NO | MAZDOOR I | 865.2 | NO | 648.9
356 | 20mm DIA | 7.83 | NO. |  |  |  | TOTAL FOR 0.743 SQM |  |  | 1451.4775 |  |  |  | RATE PER RMT |  |  | 234.7367 |  | L.S | SUNDRIES |  | L.S | 0 |  |  | L.S |  | SUNDRIES | 0 | L.S | 0 | L.S |  | L.S | SUNDRIES | 0 | L.S | 0
357 | 25mm DIA | 11.38 | NO. | [6 empty] | - | [6 empty] | - | [5 empty] | - | [7 empty] | - | 0 | [5 empty] | -
358 | 32mm DIA | 18.75 | NO. |  |  |  | RATE PER SQM |  |  | 1953.5363 | [9 empty] | TOTAL FOR 0.743 SQM |  |  | 1452.7708 |  |  |  |  | TOTAL FOR 0.743 SQM |  |  | 1460.9348 | 0 |  |  | TOTAL FOR 0.743 SQM |  |  | 1462.9974
359 | 40mm DIA | 35.1 | NO. | [6 empty] | = | [12 empty] | - | [7 empty] | - | 0 | [5 empty] | -
360 | 50mm DIA | 45.57 | NO. |  |  |  | G.F | 1953.5363 | 3.2108 | 1956.7471 |  |  | C | 25mm DIA G.I PIPE ABOVE G.L | [5 empty] | RATE PER SQM |  |  | 1955.2769 |  |  |  |  | RATE PER SQM |  |  | 1966.2648 | 0 |  |  | RATE PER SQM |  |  | 1969.0409
361 | P.V.C.TEE | [5 empty] | F.F | 1956.7471 | 6.3254 | 1963.0725 |  |  |  | - | [8 empty] | = | [7 empty] | = | 0 | [5 empty] | =
362 | 15mmDIA | 7.8 | NO. |  |  |  | S.F | 1963.0725 | 6.3254 | 1969.398 |  | 30 | RMT | LAYING JOINTING INCLUDING | 5 | RMT | 150 |  |  | G.F | 1955.2769 | 3.2108 | 1958.4877 |  |  |  |  | G.F | 1966.2648 | 3.2108 | 1969.4756 | 0 |  |  | G.F | 1969.0409 | 3.2108 | 1972.2516
363 | 20mm DIA | 9.49 | NO. |  |  |  | T.F | 1969.398 | 6.3254 | 1975.7234 |  |  |  | ALIGNING | [5 empty] | F.F | 1958.4877 | 6.3254 | 1964.8131 |  |  |  |  | F.F | 1969.4756 | 6.3254 | 1975.801 | 0 |  |  | F.F | 1972.2516 | 6.3254 | 1978.5771
364 | 25mm DIA | 13.91 | NO. |  |  |  | F.F | 1975.7234 | 6.3254 | 1982.0488 |  | 8 | NO. | CUTTING CHARGES | 10.65 | NO. | 85.2 |  |  | S.F | 1964.8131 | 6.3254 | 1971.1386 |  |  |  |  | S.F | 1975.801 | 6.3254 | 1982.1265 | 0 |  |  | S.F | 1978.5771 | 6.3254 | 1984.9025
[7 empty] | 5 | 1982.0488 | 6.3254 | 1988.3743 | [9 empty] | T.F | 1971.1386 | 6.3254 | 1977.464 |  |  |  |  | T.F | 1982.1265 | 6.3254 | 1988.4519 |  |  |  | T.F | 1984.9025 | 6.3254 | 1991.2279
[7 empty] | 6 | 1988.3743 | 6.3254 | 1994.6997 | [9 empty] | F.F | 1977.464 | 6.3254 | 1983.7894 |  |  |  |  | F.F | 1988.4519 | 6.3254 | 1994.7774 |  |  |  | F.F | 1991.2279 | 6.3254 | 1997.5534
[7 empty] | 7 | 1994.6997 | 6.3254 | 2001.0251 | [9 empty] | 5 | 1983.7894 | 6.3254 | 1990.1149 |  |  |  |  | 5 | 1994.7774 | 6.3254 | 2001.1028 |  |  |  | 5 | 1997.5534 | 6.3254 | 2003.8788
[7 empty] | 8 | 2001.0251 | 6.3254 | 2007.3506 | [9 empty] | 6 | 1990.1149 | 6.3254 | 1996.4403 |  |  |  |  | 6 | 2001.1028 | 6.3254 | 2007.4282 |  |  |  | 6 | 2003.8788 | 6.3254 | 2010.2042
[7 empty] | 9 | 2007.3506 | 6.3254 | 2013.676 | [9 empty] | 7 | 1996.4403 | 6.3254 | 2002.7658 |  |  |  |  | 7 | 2007.4282 | 6.3254 | 2013.7537 |  |  |  | 7 | 2010.2042 | 6.3254 | 2016.5297
[7 empty] | 10 | 2013.676 | 6.3254 | 2020.0015 | [9 empty] | 8 | 2002.7658 | 6.3254 | 2009.0912 |  |  |  |  | 8 | 2013.7537 | 6.3254 | 2020.0791 |  |  |  | 8 | 2016.5297 | 6.3254 | 2022.8551
[7 empty] | 11 | 2020.0015 | 6.3254 | 2026.3269 | [9 empty] | 9 | 2009.0912 | 6.3254 | 2015.4166 |  |  |  |  | 9 | 2020.0791 | 6.3254 | 2026.4045 |  |  |  | 9 | 2022.8551 | 6.3254 | 2029.1806
[7 empty] | 12 | 2026.3269 | 6.3254 | 2032.6523 | [9 empty] | 10 | 2015.4166 | 6.3254 | 2021.7421 |  |  |  |  | 10 | 2026.4045 | 6.3254 | 2032.73 |  |  |  | 10 | 2029.1806 | 6.3254 | 2035.506
365 | 32mm DIA | 26.59 | NO. |  | 14.II | * | P.C.C,R.C.C SLAB OF40mm THICK |  |  |  |  | 8 | NO. | THREADING CHARGES | 26.6 | NO. | 212.8 |  |  | 11 | 2021.7421 | 0 | 2021.7421 |  |  |  |  | 11 | 2032.73 | 0 | 2032.73 | 0 |  |  | 11 | 2035.506 | 0 | 2035.506
366 | 40mm DIA | 39.91 | NO. |  |  |  | - |  |  |  |  | 3 | NO. | STONE CUTTER II | 980 | NO. | 2940 |  |  | 12 | 2021.7421 | 0 | 2021.7421 |  |  |  |  | 12 | 2032.73 | 0 | 2032.73 | 0 |  |  | 12 | 2035.506 | 2032.73 | 4068.236
367 | 50mm DIA | 66 | NO. |  | 0.03 | CUM | C.C(1:2:4)USING3mm-10mm HBG | 9311.832 | CUM | 279.355 |  | 1 | NO. | MADON I | 1325.8 | NO. | 1325.8 | 14.II | * | P.C.C,R.C.C SLAB OF40mm THICK using standardised concrete mix of M20 grade |  |  |  |  | 14.II | * |  | P.C.C,R.C.C SLAB OF40mm THICK using standardised concrete mix of M30 grade |  |  |  | * | 14.II | * | P.C.C,R.C.C SLAB OF40mm THICK using standardised concrete mix of M25 grade
368 | P.V.C.REDUCER SOCKET |  |  |  | 0.5 | NO | MASON I | 1325.8 | NO | 662.9 |  | 2 | NO. | MAZDOOR I | 865.2 | NO. | 1730.4 |  |  | - | [7 empty] | - |  |  |  | 0 |  |  | -
369 | 15mmDIAX20mmDIA | 4.75 | NO. |  | 0.75 | NO | MAZDOOR I | 865.2 | NO | 648.9 |  | 1 | NO. | MAZDOOR II | 709.8 | NO. | 709.8 | 0.03 | CUM | standardised concrete mix M20 | 9398.0505 | CUM | 281.9415 |  | 0.03 | CUM |  | standardised concrete mix M20 | 9942.3183 | CUM | 298.2695 | CUM | 0.03 | CUM | standardised concrete mix M20 | 10079.8235 | CUM | 302.3947
370 | 15mmDIAX25mmDIA | 6.89 | NO. | 0.05625 |  | L.S | SUNDRIES |  | L.S | 0 |  |  | L.S | COST OF CLAMPS PLUGS PAINTING |  | L.S | 12.1 | 0.5 | NO | MASON I | 1325.8 | NO | 662.9 |  | 0.5 | NO |  | MASON I | 1325.8 | NO | 662.9 | NO | 0.5 | NO | MASON I | 1325.8 | NO | 662.9
371 | 25mmDIAX20mmDIA | 6.18 | NO. | [6 empty] | - |  |  |  | REDOING WORKS ETC |  |  |  | 0.75 | NO | MAZDOOR I | 865.2 | NO | 648.9 |  | 0.75 | NO |  | MAZDOOR I | 865.2 | NO | 648.9 | NO | 0.75 | NO | MAZDOOR I | 865.2 | NO | 648.9
372 | 12mmDIAX25mmDIA | 13.29 | NO. |  |  |  | TOTAL FOR 0.743 SQM |  |  | 1591.155 |  |  | L.S | SUNDRIES |  | L.S | 0 |  | L.S | SUNDRIES | 0 | L.S | 0 |  |  | L.S |  | SUNDRIES | 0 | L.S | 0 | L.S |  | L.S | SUNDRIES | 0 | L.S | 0
373 | 40mmDIAX25mmDIA | 14.11 | NO. | [6 empty] | - | [6 empty] | - | [5 empty] | - | [7 empty] | - | 0 | [5 empty] | -
374 | 32mmDIAX40mmDIA | 14.69 | NO. |  |  |  | RATE PER SQM |  |  | 2141.5275 |  |  |  | TOTAL FOR 30 M |  |  | 7166.1 |  |  | TOTAL FOR 0.743 SQM |  |  | 1593.7415 |  |  |  |  | TOTAL FOR 0.743 SQM |  |  | 1610.0695 | 0 |  |  | TOTAL FOR 0.743 SQM |  |  | 1614.1947
375 | P.V.C.REDUCER TEE | [8 empty] | = | [6 empty] | - | [5 empty] | - | [7 empty] | - | 0 | [5 empty] | -
376 | 15mmDIAX20mmDIA | 10.3 | NO. |  |  |  | G.F | 2141.5275 | 6.4215 | 2147.9491 |  | 18.095 |  | RATE PER RMT |  |  | 238.87 |  |  | RATE PER SQM (Foundation and basement) |  |  | 2145.0088 |  |  |  |  | RATE PER SQM (Foundation and basement) |  |  | 2166.9846 | 0 |  |  | RATE PER SQM (Foundation and basement) |  |  | 2172.5366
377 | 15mmDIAX25mmDIA | 19.05 | NO. |  |  |  | F.F | 2147.9491 | 12.6509 | 2160.5999 |  | 131.04 |  |  |  |  | - | [5 empty] | = | [7 empty] | = | 0 | [5 empty] | =
378 | 25mmDIAX20mmDIA | 15.34 | NO. |  |  |  | S.F | 2160.5999 | 12.6509 | 2173.2508 |  | 34.464 | * | LABOUR CHARGE FOR LAYING | [5 empty] | G.F | 2145.0088 | 6.4215 | 2151.4303 |  |  |  |  | G.F | 2166.9846 | 6.4215 | 2173.4061 | 0 |  |  | G.F | 2172.5366 | 6.4215 | 2178.9581
379 | 32mmDIAX25mmDIA | 29.41 | NO. |  |  |  | T.F | 2173.2508 | 12.6509 | 2185.9017 |  | 259.831 |  | JOINTING P.V.C PIPE AND SPECIALS | [5 empty] | F.F | 2151.4303 | 12.6509 | 2164.0812 |  |  |  |  | F.F | 2173.4061 | 12.6509 | 2186.057 | 0 |  |  | F.F | 2178.9581 | 12.6509 | 2191.609
[7 empty] | F.F | 2185.9017 | 12.6509 | 2198.5526 |  | 443.43 | [7 empty] | S.F | 2164.0812 | 12.6509 | 2176.7321 |  |  |  |  | S.F | 2186.057 | 12.6509 | 2198.7079 | 0 |  |  | S.F | 2191.609 | 12.6509 | 2204.2599
380 | 40mmDIAX25mmDIA | 38.35 | NO. |  |  |  | 5 | 2198.5526 | 12.6509 | 2211.2034 |  |  |  | BELOW G.L | [5 empty] | T.F | 2176.7321 | 12.6509 | 2189.3829 |  |  |  |  | T.F | 2198.7079 | 12.6509 | 2211.3587 | 0 |  |  | T.F | 2204.2599 | 12.6509 | 2216.9108
[7 empty] | 6 | 2211.2034 | 12.6509 | 2223.8543 | [9 empty] | Fourth .floor | 2189.3829 | 12.6509 | 2202.0338 |  |  |  |  | F.F | 2211.3587 | 12.6509 | 2224.0096 |  |  |  | F.F | 2216.9108 | 12.6509 | 2229.5616
[7 empty] | 7 | 2223.8543 | 12.6509 | 2236.5052 | [17 empty] | S.F | 2224.0096 | 0 | 2224.0096 |  |  |  | S.F | 2229.5616 | 0 | 2229.5616
[7 empty] | 8 | 2236.5052 | 12.6509 | 2249.1561
[7 empty] | 9 | 2249.1561 | 12.6509 | 2261.8069
[7 empty] | 10 | 2261.8069 | 12.6509 | 2274.4578
[7 empty] | 11 | 2274.4578 | 12.6509 | 2287.1087
[7 empty] | 12 | 2287.1087 | 12.6509 | 2299.7596
381 | 32mmDIAX40mmDIA | 37.96 | NO. |  |  |  | Providing CUDDAPPAH SLAB for cupboard | [6 empty] | - | [5 empty] | Providing CUDDAPPAH SLAB for cupboard | [7 empty] | T.F | 0 | 0 | 0 | ¦ |  | ¦
382 | P.V.C.REDUCER ELBOW | [5 empty] | wardrobe, shelves, kitchen sinks, | [12 empty] | wardrobe, shelves, kitchen sinks, | [11 empty] | ¦ |  | ¦
383 | 15mmDIAX20mmDIA | 6.68 | NO. |  |  |  | hearth slab and sunshade etc., for the | [5 empty] | A | UP 40MM PVC PIPE | [5 empty] | hearth slab and sunshade etc., for the | [11 empty] | ¦ |  | ¦
384 | 15mmDIAX25mmDIA | 9.45 | NO. |  |  |  | following thickness including cost of | [6 empty] | - | [5 empty] | following thickness including cost of | [11 empty] | ¦ |  | ¦
385 | 25mmDIAX20mmDIA | 33.04 | NO. |  |  |  | Cuddappah slab and labour charges for |  |  |  |  | 8.1 | CUM | E.W EXCLUDING REFILLING | 297.5 | CUM | 2409.75 |  |  | Cuddappah slab and labour charges for | [11 empty] | ¦ |  | ¦
386 | 32mmDIAX25mmDIA | 33.04 | NO. |  |  |  | fixing in position etc., all complete |  |  |  |  | 8.1 | CUM | REFILLING CHARGE | 51.73 | CUM | 419.013 |  |  | fixing in position etc., all complete | [11 empty] | ¦ |  | ¦
387 | 40mmDIAX32mmDIA | 33.04 | NO. |  |  |  | (Both sides polished) |  |  |  |  | 30 | RMT | CONVEYING,LOWERING ANDLAYING | 11.2 | RMT | 336 |  |  | (Both sides polished) | [11 empty] | ¦ |  | ¦
388 | 50mmDIAX40mmDIA | 33.04 | NO. |  |  |  | - | - | [5 empty] | TO PROPER GRADE AND | [5 empty] | - | - | [10 empty] | ¦ |  | ¦
389 | C.I.COVER SLAB 18"X18"X56LBS(25Kg) | 538 | NO. |  |  | A. | 20mm Thick slab:- | [6 empty] | ALIGNMENT,JOINTING |  |  |  |  | A. | 40mm Thick slab:- | [11 empty] | ¦ |  | ¦
390 | C.I.COVER SLAB 18"X18"X36LBS(16Kg) | 340 | NO. |  |  |  | ================== | [6 empty] | ETC BUT EXCLUDING COST OF | [5 empty] | ================== | [11 empty] | ¦ |  | ¦
391 | C.I.COVER SLAB 24"X24"X112LBS(50Kg) | 1039 | NO. |  | 10 | Sqm | Cuddappah slab | 376.7 | Sqm | 3767 |  |  |  | JOINTING MATERIALS. |  |  |  | 10 | Sqm | Cuddappah slab | 408 | Sqm | 4080 | [8 empty] | ¦ |  | ¦
392 | C.I.STEEPS(5Kg)p57 | 230.2 | NO. |  | 1 | No. | Mason Ist | 1325.8 | Each | 1325.8 |  | 8 | NO | CUTTING CHARGES | 10.2 | NO | 81.6 | 1 | No. | Mason Ist | 1325.8 | Each | 1325.8 | [8 empty] | ¦ |  | ¦
393 | C.I..BRACKET FOR W.B. | 31 | PAIR |  | 1 | No. | Mazdoor Ist | 865.2 | Each | 865.2 |  | 8 | NO | THREADING CHARGES | 28.5 | NO | 228 | 1 | No. | Mazdoor Ist | 865.2 | Each | 865.2 | [8 empty] | ¦ |  | ¦
394 | BRASS TAP 15mm / 12 mm dia (HEAVY) p - 48 it-158 | 204 | NO. |  |  | L.S | Packing with C.M., Scaffolding |  | L.S | 120 |  | 1 | L.S | COST OF JOINTING MATERIALS | 4 | L.S | 4 |  | L.S | Packing with C.M., Scaffolding | 0 | L.S | 120 | [8 empty] | ¦ |  | ¦
395 | C.P.TAP15mm DIA p - 48 it-160 | 93.4 | NO. |  |  |  | and Polishing etc., |  |  | - |  | 1 | L.S | SUNDRIES |  | L.S | 0 |  |  | and Polishing etc., |  |  | - | [8 empty] | 0
396 | C.P.WASTE PLUGE WITH ALU CHAIN 32mm DIA | 57.51 | NO. |  |  |  | Total for Ten sqm |  |  | 6078 | [6 empty] | - |  |  | Total for Ten sqm |  |  | 6391 | [8 empty] | ¦ |  | ¦
397 | P.V.C. WASTE PIPE32mmDIA 2.5'LONG | 30 | NO. | [6 empty] | - |  |  |  | TOTAL FOR 30M |  |  | 3478.363 | [5 empty] | - | [8 empty] | ¦ |  | ¦
398 | P.V.C.FLUSHING PIPE 32mm DIA 6'LONG | 57.51 | NO. |  |  |  | Rate for one SQM |  |  | 607.8 | [6 empty] | - |  |  | Rate for one SQM |  |  | 639.1 | [8 empty] | ¦ |  | ¦
399 | P.V.C. CONECTION 1/2"X15" | 20 | NO. |  |  |  | G.F | 607.8 | 3.1808 | 610.9808 |  |  |  | RATE PER RMT |  |  | 115.9454 |  |  | G.F | 6.3616 | 45.31 | 645.4616 |  | 720.6584 | [6 empty] | ¦ |  | ¦
400 | ALU TOWEL RAIL 12mm ,2'LONG | 21.92 | NO. |  |  |  | F.F | 610.9808 | 6.2664 | 617.2472 |  |  | * | CONSTRN. OF INSPECTION | [5 empty] | F.F | 12.5328 | 19.86 | 657.9944 |  | 733.1912 | [6 empty] | ¦ |  | ¦
401 | ALU TOWEL RAIL 20mm ,2'LONG p - 51 it-203 | 72.575 | NO. |  |  |  | S.F | 617.2472 | 6.2664 | 623.5136 |  |  |  | CHAMBER OF SIZE 60X60X60cm | [5 empty] | S.F | 12.5328 | 19.86 | 670.5272 |  | 745.724 | [6 empty] | ¦ |  | ¦
402 | P.V.C. LOW LEVEL CISTERN 10 LITCAPACITY p-49 183a | 995 | NO. |  |  |  | T.F | 623.5136 | 6.2664 | 629.78 |  |  |  | - | [5 empty] | T.F | 12.5328 | 19.86 | 683.06 |  | 758.2568 | [6 empty] | ¦ |  | ¦
[7 empty] | FOURTH FLOOR | 629.78 | 6.2664 | 636.0464 | [9 empty] | FOURTH FLOOR | 12.5328 | 19.86 | 695.5928 |  | 770.7896 | [6 empty] | ¦:: |  | ¦::
403 | P.V.C. S.D TAP 15mm DIA | 21 | NO. |  |  |  | 5th | 636.0464 | 6.2664 | 642.3128 |  | 1.08 | CUM | E.W AND REFILLING | 314.7433 | CUM | 339.9228 | 15.2 | A. | 40mm Thick slab:- for sun shade only |  |  | 708.1256 | [8 empty] | 0
404 | E.W.C./SEAT COVER BLACK(H) | 150 | NO. |  |  |  | 6th | 642.3128 | 6.2664 | 648.5792 |  | 0.216 | CUM | C.C(1:8:16)USING 40mmB.J METEL | 5639.283 | CUM | 1218.0851 | [14 empty] | 0
405 | EVERITE CLAMP IRON CLAMP P-59 (Sl.No.212) (Special clamp) | 21.6 | NO. |  |  |  | 7th | 648.5792 | 6.2664 | 654.8456 |  | 0.487 | CUM | B.W IN C.M(1:5) | 8255.0694 | CUM | 4020.2188 | [14 empty] | ¦ |  | ¦
406 | 150mm AL.HANDLE WITH CP SCREWS/DOOR STOPPER (PWD LR) p-41 it-107b | 57.65 | 49.55 | it-110 p-41 |  |  | 8th | 654.8456 | 6.2664 | 661.112 |  | 5.36 | SQM | PLASTERING IN C.M(1:3) 12 mmT.K | 341.6378 | SQM | 1831.1786 | [14 empty] | ¦ |  | ¦
407 | C.P.STOPCOCK 20mM DIA 500 gm | 208.5 | NO. |  |  |  | 9 | 661.112 | 6.2664 | 667.3784 |  | 0.032 | CUM | R.C.C(1:2:4) PETTY WORKS | 10061 | CUM | 321.952 | [14 empty] | ¦ |  | ¦
408 | C.P.STOPCOCK 15mM DIA 300gm | 172 | NO. | [10 empty] | (50mmT.K PCC SLAB) | [17 empty] | ¦ |  | ¦
409 | CERAMIC-FLOOR TILES WHITE/PLAINCOLOUR-6MM tk (PWD LR) p34 it 5i (33.8/0.093025) | 377.86 | SQM | [9 empty] | L.S | SUNDRIES FOR MOULDIN ETC |  | L.S | 2.66 | [14 empty] | ¦ |  | ¦
410 | Glazed-WALL TILES PLAINCOLOUR-6MM T.K (PWD LR) 100x200x6mm item no. 11(ii) | 415 | SQM | 362.5 | 15.2 | A. | 40mm Thick slab:- for sun shade only |  |  | 642.3128 | [6 empty] | - | [14 empty] | ¦ |  | ¦
411 | G.M.VALUE WITH POLYTHENE BALL OF 15mmDIA | 75 | NO. |  |  |  | ================== | [6 empty] | TOTAL FOR ONE NUMBER |  |  | 7734.0174 | [14 empty] | ¦ |  | ¦
412 | G.M.VALUE WITH POLYTHENE BALL OF 20mmDIA | 125 | NO. |  | 1 | Sqm | Cuddappah slab | 408 | Sqm | 408 | [6 empty] | - | [14 empty] | ¦ |  | ¦
413 | G.M.VALUE WITH POLYTHENE BALL OF 25mmDIA | 190 | NO. |  | 0.75 | No. | Mason Ist | 1325.8 | Each | 994.35 |  |  | * | CONSTRN. OF INSPECTION | [17 empty] | ¦ |  | ¦
414 | C.P. SHOWER ROSE 1/2"X4" | 16 | NO. |  | 0.75 | No. | Mazdoor Ist | 865.2 | Each | 648.9 |  |  |  | CHAMBER OF SIZE 60X60X75cm | [17 empty] | ¦ |  | ¦
415 | TARRED HEMP YARN p- 53 /214 | 11.8 | Kg |  | 0.5 | No. | StonecutterII | 980 | Each | 490 |  |  |  | - | [17 empty] | ¦ |  | ¦
416 | WHITE / Colour CEMENT (PWD LR) average p-35 it24+25/2 | 24.925 | Kg |  |  | L.S | Packing with C.M., Scaffolding |  | L.S | 53.5 |  | 1.3 | CUM | E.W AND REFILLING | 314.7433 | CUM | 409.1663 | [14 empty] | ¦ |  | ¦
| WHITE CEMENT (PWD LR) p-35 /24 | 22.6 | Kg |  |  |  | and Polishing etc., |  |  | - | [21 empty] | ¦ |  | ¦
417 | COLOUR CEMENT (PWD LR)p-35/25 | 27.25 | Kg |  |  |  | Total for one sqm |  |  | 2594.75 |  | 0.216 | CUM | C.C(1:8:16)USING 40mmB.J METEL | 5639.283 | CUM | 1218.0851 | [14 empty] | 0
418 | BRASS HEX NIPPLE15mm DIA | 7.5 | NO | [6 empty] | - |  | 0.601 | CUM | B.W IN C.M(1:5) | 8255.0694 | CUM | 4961.2967 | [14 empty] | ¦ |  | ¦
419 | BRASS HEX NIPPLE 20mm DIA | 16 | NO | COLOUR |  |  | G.F | 2594.75 | 6.3616 | 2601.1116 |  | 6.35 | SQM | PLASTERING IN C.M(1:3) 12 mmT.K | 341.6378 | SQM | 2169.4 | [14 empty] | ¦ |  | ¦
420 | E.W.C. WITH S TRAP it-181( 1)p-49 | 3090 | SET | 3484 |  |  | F.F | 2601.1116 | 12.5328 | 2613.6444 |  | 0.032 | CUM | R.C.C(1:2:4) PETTY WORKS | 10061 | CUM | 321.952 | [14 empty] | ¦ |  | ¦
421 | ANGLO INDIAN WATER CLOSET WITH P OR S TRAP | 805 | SET |  |  |  | S.F | 2613.6444 | 12.5328 | 2626.1772 |  |  |  | (50mmT.K PCC SLAB) | [17 empty] | ¦ |  | ¦
422 | I.W.C. 18" WITH P OR S TRAP WITH FOOT REST | 257 | SET |  |  |  | T.F | 2626.1772 | 12.5328 | 2638.71 |  |  | L.S | SUNDRIES FOR MOULDIN ETC |  | L.S | 2 | [14 empty] | ¦ |  | ¦
423 | PORCELIN FOOT REST | 53 | NO |  |  |  | FOURTH FLOOR | 2638.71 | 12.5328 | 2651.2428 | [6 empty] | - | [14 empty] | ¦ |  | ¦
424 | WASH BASIN 480x400mm without pedastal it-188 p-50 | 1672 | NO |  | 15.1 | C. | 20mm Thick slab:- For kitchen arrangements only | [6 empty] | TOTAL FOR ONE NUMBER |  |  | 9081.9002 | [14 empty] | ¦ |  | ¦
425 | FLATE BACK URINAL FOR MEN | 196 | NO |  |  |  | ================== | [9 empty] | - | [14 empty] | ¦ |  | ¦
426 | FLATE BACK URINAL FOR WOMEN it-189 I -p-50 | 940 | NO |  | 10 | Sqm | Cuddappah slab (One side polised).it-100 p-19 | 376.7 | Sqm | 3767 |  |  | * | CONSTRUCTION OF LEACH PIT AS | [17 empty] | ¦ |  | ¦
427 | P.V.C. SOIL PIPE 110mm DIA | 193.05 | 120.54 |  | 0.12 | CUM | C.M 1:3 | 5318.7 | CUM | 638.244 |  |  |  | PER SD NO 49/77 | [17 empty] | ¦ |  | ¦
428 | P.V.C. SOIL PIPE 75mm DIA | 115.85 | RMT |  | 1 | No. | Mason Ist | 1325.8 | Each | 1325.8 |  |  |  | - | [17 empty] | ¦ |  | ¦
429 | P.V.C. SOIL PIPE 50mm DIA |  | RMT |  | 1 | No. | Mazdoor Ist | 865.2 | Each | 865.2 |  | 10.37 | CUM | E.W ONLY | 297.5 | CUM | 3085.075 | [14 empty] | ¦ |  | ¦
430 | P.V.C. SOIL BENDWITH DOOR 110mm DIA Qtn | 76 | NO. |  |  | L.S | Packing with C.M., Scaffolding |  | L.S | 0.33 |  | 0.65 | CUM | C.C(1:8:16)USING 40mm HBS | 5639.283 | CUM | 3665.534 | [14 empty] | ¦ |  | ¦
431 | P.V.C. SOIL BENDWITH DOOR 75mm DIA | 45 | NO. |  |  |  | and Polishing etc., |  |  | - |  | 1.14 | CUM | B.W. IN C.M(1:6) USING COUNTRY BRICK | 8114.4986 | CUM | 9250.5284 | [14 empty] | ¦ |  | ¦
432 | P.V.C. SOIL BENDWITH DOOR 50mm DIA | 34.3 | NO. |  |  |  | Total for TEN sqm |  |  | 6596.574 |  | 0.85 | CUM | DRY BRICK WORK | 7074.7436 | CUM | 6013.5321 | [14 empty] | 0
433 | P.V.C. SOIL SHOE 110mm DIA p-104 it -m | 83.4 | NO. | [6 empty] | - |  | 0.98 | CUM | 40mm HBS JELLY | 2446.72 | CUM | 2397.7856 | [14 empty] | ¦ |  | ¦
434 | P.V.C. SOIL SHOE 75mm DIA | 36.52 | NO. |  |  |  | RATE for one sqm |  |  | 659.6574 |  | 2.68 | CUM | SAND FOR FILLING | 2265.5 | CUM | 6071.54 | [14 empty] | ¦ |  | ¦
435 | P.V.C. SOIL SHOE 50mm DIA |  | NO. |  |  |  | G.F | 659.6574 | 3.1808 | 662.8382 |  | 7.24 | SQM | PLASTERING IN C.M(1:5)12mm T.K | 325.9023 | SQM | 2359.5325 | [14 empty] | ¦ |  | ¦
436 | P.V.C. SOIL BEND W.O.D 110mm DIA p-102 it F by pasting | 104.1 | 93.72 |  |  |  | F.F | 662.8382 | 6.2664 | 669.1046 |  | 1 | NO. | SUPPLY OF 100mmS.W TEE | 128 | NO. | 128 | [14 empty] | ¦ |  | ¦
437 | P.V.C. SOIL BEND 75mm DIA | 69.6 | NO. |  |  |  | S.F | 669.1046 | 6.2664 | 675.371 |  | 0.136 | CUM | R.C.C.(1:2:4) FOR PETTY WORK | 10061 | CUM | 1368.296 | [14 empty] | ¦ |  | ¦
438 | P.V.C. SOIL BEND 50mm DIA | 30.25 | NO. |  |  |  | T.F | 675.371 | 6.2664 | 681.6374 |  |  |  | PCC-75MM T.K SLAB | [17 empty] | ¦ |  | ¦
439 | P.V.C. SOIL YEE 110mm DIA it-G p-103 by pasting | 167.1 | NO. |  |  |  | FOURTH FLOOR | 681.6374 | 6.2664 | 687.9038 |  |  | L.S | SUNDRIES FOR MOULDIN ETC |  | L.S | 2.24 | [14 empty] | ¦ |  | ¦
440 | P.V.C. SOIL YEE 75mm DIA | 104.1 | NO. |  | 16.1 | * | CEMENT CONCRETE(1:2:4) FOR | [9 empty] | - | [14 empty] | ¦ |  | ¦
441 | P.V.C. SOIL YEE 50mm DIA |  | NO. |  |  |  | PETTY WORKS EXCLUDING COST | [6 empty] | TOTAL FOR ONE NUMBER |  |  | 34342.0635 | [14 empty] | ¦ |  | ¦
442 | P.V.C. SOIL YEEWITH DOOR 110mm DIA it-H p-103 single | 195.2 | NO. |  |  |  | OF STEEL | [9 empty] | - | [14 empty] | ¦ |  | ¦
443 | P.V.C. SOIL YEEWITH DOOR 75mm DIA | 125.2 | NO. |  |  |  | - | [5 empty] | * | CONSTRUCTION OF DISPERSION | [17 empty] | ¦ |  | ¦
[5 empty] | 0.01 | CUM | C.C(1:2:4)USING 20mmHB JELLY | 9946.025 | CUM | 99.4603 | [21 empty] | ¦ |  | ¦
444 | P.V.C. SOIL YEEWITH DOOR 50mm DIA |  | NO. |  | 0.01 | CUM | SUNDRIES FOR MOULDING |  | L.S | 1.15 |  |  |  | TRENCH OF SIZE 3MX1MX1M |  |  |  | 4.2 | * | Standardised concrete mix M20 | [7 empty] | 4.2 | * | Standardised concrete mix M30
445 | P.V.C. SOIL DOUBLE YEE WITH DOOR 110mm ( double) it-K | 298.6 | NO. |  |  |  | FINISHING,OIL ETC | [6 empty] | - | [5 empty] | JELLY FOR ALL WATER RETAINING | [9 empty] | JELLY FOR ALL WATER RETAINING
446 | P.V.C. SOIL DOUBLE YEE WITH DOOR 75mm | 208.1 | NO. | [6 empty] | - |  | 3 | CUM | E.W EXCAVATION | 297.5 | CUM | 892.5 |  |  | STRUCTURES AND R.C.C DOOR FRAMES | [9 empty] | STRUCTURES AND R.C.C DOOR FRAMES
447 | P.V.C. SOIL DOUBLE YEE WITH DOOR 50mm |  | NO. |  |  |  | TOTAL FOR .01 CUM |  |  | 100.6103 |  | 2.4 | CUM | SUPPLY OF 40mmB.J. METEL | 1451.42 | CUM | 3483.408 |  |  | - | [9 empty] | -
448 | P.V.C. SOIL TEE 110mm DIA it C P-102 | 159.9 | NO. | [6 empty] | - |  | 5 | NO. | 100mm DIA S.W.PIPE | 63.4 | NO. | 317 | 8.3 | CUM | 3-10mmH.B.JELLY | 1742.05 | CUM | 14459.015 |  |  |  |  | 8.3 | CUM | 3-10mmH.B.JELLY | 1742.05 | CUM | 14459.015
449 | P.V.C. SOIL TEE 75mm DIA | 97.3 | NO. |  |  |  | RATE PER CUM |  |  | 10061 |  |  |  | SUNDRIES |  | L.S | 0.08 | 3.25 | M.T | CEMENT | 6040 | M.T | 19630 |  |  |  |  | 4 | M.T | CEMENT | 6040 | M.T | 24160
450 | P.V.C. SOIL TEE 50mm DIA |  | NO. | [13 empty] | - | 4.79 | CUM | SAND | 2265.5 | CUM | 10851.745 |  |  |  |  | 4.79 | CUM | SAND | 2265.5 | CUM | 10851.745
451 | P.V.C. SOIL TEE WITH DOOR 110mm DIA (single) it-D P-102 | 187.8 | NO. | [6 empty] | = |  |  |  | TOTAL FOR ONE NUMBER |  |  | 4692.988 | 3.5 | NO. | MASON II | 1237.6 | NO. | 4331.6 |  |  |  |  | 3.5 | NO. | MASON II | 1237.6 | NO. | 4331.6
452 | P.V.C. SOIL TEE WITH DOOR 75mm DIA | 125.2 | NO. |  |  | ** | CC(1:2:4) USING 20mmHB | [9 empty] | - | 21.2 | NO. | MAZDOOR I | 865.2 | NO. | 18342.24 |  |  |  |  | 21.2 | NO. | MAZDOOR I | 865.2 | NO. | 18342.24
453 | P.V.C. SOIL TEE WITH DOOR 50mm DIA |  | NO. |  |  |  | JALLY-50mm THICK | [10 empty] | 35.3 | NO. | MAZDOOR II | 709.8 | NO. | 25055.94 |  |  |  |  | 35.3 | NO. | MAZDOOR II | 709.8 | NO. | 25055.94
454 | P.V.C. SOIL SLOTTED COWL 110mm DIA it-N P-104 | 82.3 | NO. |  |  |  | - | [5 empty] | * | CONSTRUCTION OF SEPTIC TANK |  |  |  | 19.5 |  | Plasticiser | 43.2 | L.S | 842.4 |  |  |  |  | 40 |  | Plasticiser | 43.2 | L.S | 1728
455 | P.V.C. SOIL SLOTTED COWL PIPE 75mm DIA | 55.5 | NO. |  | 0.014 | CUM | C.C(1:2:4)USING 20mmJELLY | 10061 | CUM | 140.854 |  |  |  | OF SIZE 150X75X100cm( BER NO | [8 empty] | - | [9 empty] | -
456 | P.V.C. SOIL SLOTTEDCOWL 50mm DIA | 34.4 | NO. |  |  |  | FOR PETTY WORKS | [6 empty] | 6/91-92) | [5 empty] | TOTAL FOR 10 CUM |  |  | 93512.94 | [6 empty] | TOTAL FOR 10 CUM |  |  | 98928.54
457 | P.V.C. SOIL DOUBLE YEEE 110mm DIA | 155.32 | NO. |  | 0.5 | NO | MASON I | 1325.8 | NO | 662.9 |  |  |  | - | [8 empty] | = | [9 empty] | =
458 | P.V.C. SOIL DOUBLE YEE 75mm DIA | 91.08 | NO. |  | 0.75 | NO | MAZDOOR I | 865.2 | NO | 648.9 |  | 9.5 | CUM | E.W EXCAVATION | 297.5 | CUM | 2826.25 |  |  | RATE PER CUM |  |  | 9351.294 | [6 empty] | RATE PER CUM |  |  | 9892.854
459 | WATER PROOF COMPOUND ( PWD LR)p34 it-1 An-vi | 42.7 | Kg |  |  | L.S | SUNDRIES |  | L.S | 0 |  | 0.47 | CUM | CC(1:2:4)IN20mmmHBS(PLAIN) | 8002.773 | CUM | 3761.3033 | 1 | CUM | VIBRATING CHARGES | [7 empty] | 1 | CUM | VIBRATING CHARGES
460 | ROUND RING | 0.3 | NO. | [6 empty] | - |  | 1.62 | CUM | B.W IN C.M(1:5) | 8670.0516 | CUM | 14045.4836 | [5 empty] | 9351.294 | [9 empty] | 9892.854
461 | A.C. SHEETFULLY CORRUGATED 6mmT.K (PWD LR -it-77 p-38) | 189.65 | SQM |  |  |  | TOTAL FOR0.372 SQM |  |  | 1452.654 |  | 15.22 | SQM | PLASTERING IN C.M(1:3)12mmT.K | 341.6378 | SQM | 5199.7273 |  |  | Add watering charges & other (0.5%of sub-total) |  |  | 46.7565 | [6 empty] | Add watering charges & other (0.5%of sub-total) |  |  | 49.4643
462 | A.C. SHEET SEMI CORRUGATED 6mmT.K | 97.31 | SQM | [6 empty] | - |  | 0.18 | CUM | R.C.C(1:2:4)USING 20mmHBS | 9946.025 | CUM | 1790.2845
463 | A.C. RIDGE FOR FULLYCORRUGATED AC SHEET (PWD Lrit-80 p-38) | 196.45 | PAIR |  |  |  | RATE PER SQM |  |  | 3904.9839 |  | 0.36 | SQM | PCC SLAB 50mm T.K | 502.3872 | SQM | 180.8594 |  |  | Foundation & Basement |  |  | 9398.0505 | [6 empty] | Foundation & Basement |  |  | 9942.3183
464 | A.C. RIDGE FOR SEMI CORRUGATED AC SHEET (PWD Lrit-80 p-38) | 196.45 | PAIR | [6 empty] | = |  | 1 | NO. | S/F OF S.W. TEE 1000mmmDIA | 128 | NO. | 128 | [5 empty] | - | [9 empty] | -
465 | U ORJ BOLT ANDBITUMENWASHERS | 3.91 | NO. | GI HOT |  |  | G.F | 3904.9839 | 5.9854 | 3910.9692 |  | 1.8 | MTS | S/F OF 50mmDIA A.C PIPE | 14.91 | MTS | 26.838 |  |  | G.F |  |  | 9711.3705 | [6 empty] | G.F |  |  | 10255.6383
466 | M.S.WINDOW GRILLS / Special extruded sections for Steel Windows *p20/152/131 | 70.15 | 69.6 | Kg p 44/76 |  |  | F.F | 3910.9692 | 11.7916 | 3922.7609 |  | 1 | NO. | S/F OF 50mmDIA A.C COWL | 13.29 | NO. | 13.29 |  |  | F.F |  |  | 10024.6905 | [6 empty] | F.F |  |  | 10568.9583
467 | CONVEY,ALAIGN,JIONT ETC UP TO40mmPVC PIPE (TWAD SR-20-21 it-11b ) | 11.2 | RMT | 17.3 |  |  | S.F | 3922.7609 | 11.7916 | 3934.5525 |  |  | L.S | SUNDRIES FOR MOULDIN ETC |  | L.S | 1.72 |  |  | S.F |  |  | 10149.8505 | [6 empty] | S.F |  |  | 10694.1183
468 | CONVEY,ALAIGN,JIONT ETC OVER TO40mmPVC PIPE (TWAD SR-20-21 it-11b ) | 17.3 | RMT |  |  |  | T.F | 3934.5525 | 11.7916 | 3946.3441 | [9 empty] | T.F |  |  | 10275.0105 | [6 empty] | T.F |  |  | 10819.2783
469 | CUTTING CHARGE OF PVC pipe20mm,25mm / 32 mm dia ( p-32 ) | 8.9 | 10.65 | 2 |  |  | FOURTH FLOOR | 3946.3441 | 11.7916 | 3958.1357 | [6 empty] | - |  |  | Fourth Floor |  |  | 10400.1705 | [6 empty] | Fourth Floor |  |  | 10819.2783
[7 empty] | 5 | 3958.1357 | 11.7916 | 3969.9273 | [9 empty] | 5 |  |  | 10525.3305 | [6 empty] | 5 |  |  | 10819.2783
[7 empty] | 6 | 3969.9273 | 11.7916 | 3981.7189
[7 empty] | 7 | 3981.7189 | 11.7916 | 3993.5105
[7 empty] | 8 | 3993.5105 | 11.7916 | 4005.3022
[7 empty] | 9 | 4005.3022 | 11.7916 | 4017.0938
[7 empty] | 10 | 4017.0938 | 11.7916 | 4028.8854
[7 empty] | 11 | 4028.8854 | 11.7916 | 4040.677
470 | THREADING CHARGES FOR PVC 20mm/25mm | 12.65 | 12.85 | 3.7 | 16.2 |  | SUPPLYING & FIXING OF TERRACOTTA | [6 empty] | TOTAL FOR ONE NUMBER |  |  | 27973.7561
471 | COST OFPVC PIPE JOINTING MATERIALS UPTO 40mm | 4 | L.S |  |  |  | JALLY(NOT BELOW 50MM THICK) OF BEST | [9 empty] | - | [14 empty] | ¦ |  | ¦
472 | COST OFPVC PIPE JOINTING MATERIALS OVER 40mm | 5 | L.S |  |  |  | QUALITY AND FIXING IN POSITION WITH | [6 empty] | MISCELLANCEOUS ITEMS |  |  |  |  | 4.2 | Standardised concrete Mix M30 Grade Concrete | [11 empty] | ¦ |  | ¦
473 | C.I.DOUBLE YEE JUNCTION WITH DOOR 100mmDIA | 96 | NO. |  |  |  | CEMENT PASTE AND REDOXIDE PUTTY INCLUDING | [5 empty] | * | S.F OF A.C.SPOUT PIPE OF50 mm DIA |  |  |  | 5 | cum | 20mm HBG Machine crushed stone jelly (7730 Kg) | 2446.72 |  | 12233.6 | [8 empty] | ¦ |  | ¦
474 | C.I.DOUBLE YEE JUNCTION WITH DOOR 75mmDIA | 75 | NO. |  |  |  | COST OF ALL FLOOR(THE TERRA COTTA JALLY | [6 empty] | 18" LONG |  |  |  | 3.3 | cum | 10-12mm HBG Machine crushed stone jelly (5156 Kg) | 2161.22 |  | 7132.026 | [8 empty] | ¦ |  | ¦
475 | THREADING CHARGES FOR PVC 32mm/63mm | 26.6 | 40.9 | 3 |  |  | QUALITY AND DESIGN SHALL BE GOT APPROVED | [6 empty] | - |  |  |  | 4.79 | cum | Sand (7670 Kg) | 2265.5 |  | 10851.745 | [8 empty] | ¦ |  | ¦
476 | C.I.DOUBLE YEE JUNCTION WITHOUT DOOR 100mmDIA | 80 | NO. |  |  |  | BY THE DEPARTMENTAL OFFICERS |  |  |  |  | 1 | NO. | SPOUT PIPE OF 50mm DIA | 14.91 | NO. | 14.91 | 4 | MT | Cement | 6040 |  | 24160 | [8 empty] | ¦ |  | ¦
477 | C.I.DOUBLE YEE JUNCTION WITHOUT DOOR 75mmDIA | 64 | NO. |  |  |  | - | - |  |  |  |  | L.S | LABOUR FOR FIXING INCLUDING |  | L.S | 2.09 | 40 | Kg | Plasticiser /Super plasticiser @ 1% of cement | 43.2 |  | 1728 | [8 empty] | ¦ |  | ¦
478 | C.I.DOUBLE YEE JUNCTION WITHOUT DOOR 50mmDIA | 40.5 | NO. |  | 1 | SQM | COST OF TERRACOTTA JALLY OF50mm | 290 | SQM | 290 |  |  |  | CLAMP ETC |  |  |  | 3.5 | Nos | Mason II | 1237.6 |  | 4331.6 | [8 empty] | ¦ |  | ¦
479 | C.I. YEE JUNCTION WITH DOOR 100mmDIA | 92 | NO. |  | 1 | SQM | LABOUR FOR FIXING JALLY | 175 | SQM | 175 | [6 empty] | - | 21.2 | Nos | Maz I | 865.2 |  | 18342.24 | [8 empty] | 3232 |  | ¦
480 | C.I. YEE JUNCTION WITH DOOR 75mmDIA | 60 | NO. |  | 1 | L.S | FOR PLASTERING & REDOXIDE PUTTY | 15 | L.S | 15 |  |  |  | TOTAL FOR ONE NOS. |  |  | 17 | 35.3 | Nos | Maz II | 709.8 |  | 25055.94 | [8 empty] | 4882.4 |  | ¦
481 | C.I. YEE JUNCTION WITH DOOR 50mmDIA | 49.87 | NO. | [6 empty] | - | [6 empty] | - |  |  | Total for 10 cum |  |  | 103835.151 |  |  |  |  | 48.824 |  |  |  | 52 |  | ¦
482 | C.I. YEE JUNCTION WITHOUT DOOR 100mmDIA | 80 | NO. |  |  |  | RATE PER SQM |  |  | 480 | [9 empty] | for 1 cum |  |  | 10383.5151 |  | 10383.5151 |  |  |  |  | 0.5238 |  | 39.7 | 8206.1 | ¦
483 | C.I. YEE JUNCTION WITHOUT DOOR 75mmDIA | 52 | NO. | [6 empty] | = |  |  | * | S.F OF A.C.SPOUT PIPE OF75 mm DIA |  |  |  | 1 | cum | Vibrating charges p-28 /103 | 125.16 |  | 125.16 | [6 empty] | 0.3968 |  | ¦ |  | ¦
484 | C.I. YEE JUNCTION WITH OUT DOOR 50mmDIA | 39 | NO. |  |  |  | G.F | 480 | 5.236 | 485.236 |  |  |  | 18" LONG | [5 empty] | Sub Total |  |  | 10508.6751 |  | 10383.5151 | [6 empty] | ¦ | 8206.1 | ¦
485 | C.I. TEE JUNCTION WITH DOOR 100mmDIA | 90 | NO. |  |  |  | F.F | 485.236 | 10.563 | 495.799 |  |  |  | - |  |  |  | LS |  | Add for water charges & other sundries (0.5 % of sub total | LS |  | 52.5434 |  | 51.9176 | [6 empty] | ¦ | 44.1616 | ¦
486 | C.I. TEE JUNCTION WITH DOOR 75mmDIA | 60 | NO. |  |  |  | S.F | 495.799 | 10.563 | 506.362 |  | 1 | NO. | SPOUT PIPE OF 75mm DIA | 17.58 | NO. | 17.58 |  |  | Foundation & Basement |  |  | 10561.2185 |  | 10435.4327 | For RCC Door Frame | [5 empty] | ¦ | 8.2061 | ¦
487 | C.I. TEE JUNCTION WITH DOOR 50mmDIA | 43.5 | NO. |  |  |  | T.F | 506.362 | 10.563 | 516.925 |  |  | L.S | LABOUR FOR FIXING INCLUDING |  | L.S | 2.09 | [5 empty] | - | [8 empty] | ¦ | 2000.1665 | ¦
488 | C.I. TEE JUNCTION WITHOUT DOOR 100mmDIA | 75 | NO. |  |  |  | FOURTH FLOOR | 516.925 | 10.563 | 527.488 |  |  |  | CLAMP ETC | [5 empty] | G.F |  |  | 10720.2585 | [8 empty] | ¦ | 4.1027 | ¦
489 | C.I. TEE JUNCTION WITHOUT DOOR 75mmDIA | 52 | NO. |  | 16.3 |  | SUPPLYING & FIXING OF TERRACOTTA | [9 empty] | - |  |  | F.F |  |  | 11033.5785 | [8 empty] | ¦ | 112.57 | ¦
490 | C.I. YEE JUNCTION WITH OUT DOOR 50mmDIA | 35.25 | NO. |  |  |  | JALLY(NOT BELOW 110MM THICK) OF BEST | [6 empty] | TOTAL FOR ONE NOS. |  |  | 19.67 |  |  | S.F |  |  | 11346.8985 | [8 empty] | ¦ |  | ¦
491 | C.I.SLOTTED COWL 100mmDIA | 37.5 | NO. |  |  |  | QUALITY AND FIXING IN POSITION WITH | [9 empty] | - |  |  | T.F |  |  | 11660.2185 | [8 empty] | ¦ |  | ¦
492 | C.I.SLOTTED COWL 75mmDIA | 24 | NO. |  |  |  | CEMENT PASTE AND REDOXIDE PUTTY INCLUDING | [12 empty] | Fourth Floor |  |  | 11973.5385 | [8 empty] | ¦ |  | ¦
493 | C.I.SLOTTED COWL 50mmDIA | 16 | NO. |  |  |  | COST OF ALL FLOOR(THE TERRA COTTA JALLY | [5 empty] | * | S.F OF A.C.SPOUT PIPE OF100mm DIA | [8 empty] | 12286.8585 | [8 empty] | ¦ |  | ¦
494 | C.I. GRATING 100mmDIA it-76 p-38 | 32.1 | NO. |  |  |  | QUALITY AND DESIGN SHALL BE GOT APPROVED | [6 empty] | 18" LONG | [8 empty] | 12600.1785 | [8 empty] | ¦ |  | ¦
495 | C.I. GRATING 75mmDIA | 6 | NO. |  |  |  | BY THE DEPARTMENTAL OFFICERS) | [6 empty] | - | [8 empty] | 12913.4985 | [8 empty] | ¦ |  | ¦
496 | G.I PIPE "A"CLASS 80mmDIA / 20mm dia G.I. Pipe class B | 152.5 | RMT | 98.6 | p50 118/vi |  | - | - |  |  |  | 1 | NO. | SPOUT PIPE OF 100mm DIA | 19.3 | NO. | 19.3 | [5 empty] | 13226.8185 | [8 empty] | ¦ |  | ¦
497 | G.I. 80MM DIA BEND TWAD 2020-21 | 366 | NO. |  | 1 | SQM | COST OF TERRACOTTA JALLY OF 110mm | 460 | SQM | 460 |  |  | L.S | LABOUR FOR FIXING INCLUDING |  | L.S | 2.09 | [5 empty] | 13540.1385 | [8 empty] | ¦ |  | ¦
498 | G.I. 80MM DIA CUPPLER | 256 | NO. |  | 1 | SQM | LABOUR FOR FIXING JALLY | 175 | SQM | 175 |  |  |  | CLAMP ETC | [8 empty] | 13853.4585 | [8 empty] | ¦ |  | ¦
499 | G.I. 80MM DIA UNION | 768.6 | NO. |  | 1 | L.S | FOR PLASTERING & REDOXIDE PUTTY | 15 | L.S | 15 | [6 empty] | - | [5 empty] | 14166.7785 | [8 empty] | ¦ |  | ¦
500 | G.I. 80MM DIA PLUG | 129 | NO. |  |  |  | SUNDRIES |  | L.S | 0 |  |  |  | TOTAL FOR ONE NOS. |  |  | 21.39 | [5 empty] | 14480.0985 | [8 empty] | ¦ |  | ¦
501 | G.I. 80MM DIA TEE | 515.55 | NO. | [6 empty] | - | [6 empty] | - | [14 empty] | ¦ |  | ¦
| Solid panel PVC door with frame (Rajeshree) p-43 it-125a | 3325 | SQM |  |  |  | RATE PER SQM |  |  | 650 | [9 empty] | Standardised concrete Mix M20 Grade Concrete | [11 empty] | ¦ |  | ¦
502 | G.I. 80MM DIA HEX.NIPPLE | 254 | NO. | [6 empty] | = | [7 empty] | 5 | cum | 20mm HBG Machine crushed stone jelly (7730 Kg) | 2446.72 |  | 12233.6 |  |  | 12233.6 | [5 empty] | ¦ |  | ¦
503 | G.I. 80MM X50mm REDUCER | 315 | NO. |  |  |  | G.F | 650 | 11.5192 | 661.5192 |  |  | * | S.F OF G.I OUT LET PIPE OF 25mm DIA |  |  |  | 3.3 | cum | 10-12mm HBG Machine crushed stone jelly (5156 Kg) | 2161.22 |  | 7132.026 |  |  | 7132.026 | [5 empty] | ¦ |  | ¦
504 | G.I. 80MM X65mm REDUCER | 306 | NO. |  |  |  | F.F | 661.5192 | 23.2386 | 684.7578 |  |  |  | 30cm LONG |  |  |  | 4.79 | cum | Sand (7670 Kg) | 2265.5 |  | 10851.745 |  |  | 10851.745 | [5 empty] | ¦ |  | ¦
505 | G.I. 80MM X50mm REDUCER TEE | 274 | NO. |  |  |  | S.F | 684.7578 | 23.2386 | 707.9964 |  |  |  | - |  |  |  | 3.25 | MT | Cement | 6040 |  | 19630 |  |  | 19630 | [5 empty] | ¦ |  | ¦
506 | G.I. 80MM X65mm REDUCER TEE | 266 | NO. |  |  |  | T.F | 707.9964 | 23.2386 | 731.235 |  | 1 | NO. | PIPE COST 25mm DIA | 38.4 | NO. | 38.4 | 19.5 | Kg | Plasticiser /Super plasticiser @ .60% of cement (P57 item NO.198 | 43.2 |  | 842.4 |  |  | 842.4 | [5 empty] | ¦ |  | ¦
507 | PLAIN GLASS | 107.64 | SQM |  |  |  | FOURTH FLOOR | 731.235 | 23.2386 | 754.4736 |  |  | L.S | LABOUR FOR FIXING INCLUDING |  | L.S | 1.65 | 3.5 | Nos | Mason II | 1237.6 | 0 | 4331.6 |  |  | 4331.6 | [5 empty] | ¦ |  | ¦
508 | P.V.C BEND | [12 empty] | CLAMP ETC |  |  |  | 21.2 | Nos | Maz I | 865.2 |  | 18342.24 |  |  | 18342.24 | [5 empty] | ¦ |  | ¦
509 | 15mm DIA | 11.55 | NO. | [13 empty] | - | 35.3 | Nos | Maz II | 709.8 |  | 25055.94 |  |  | 25055.94 | [5 empty] | ¦ |  | ¦
510 | 20mm DIA | 16.4 | NO. |  | 17. |  | PROVIDING FORM WORK AND CENTERING FOR | [6 empty] | TOTAL FOR ONE NOS. |  |  | 40.05 |  |  | Total for 10 cum | 0 |  | 98419.551 |  |  | 98419.551 | [5 empty] | ¦ |  | ¦
511 | 25mm DIA | 27.85 | NO. |  |  |  | PLAIN CONCRETE SURFACES FOR ALL R.C.C | [9 empty] | - |  |  | for 1 cum | 0 |  | 9841.9551 |  |  | 9841.9551 | [5 empty] | ¦ |  | ¦
512 | 32mm DIA | 49.9 | NO. |  |  |  | WORKS(beams & lintels) | [6 empty] | COUNTRY WOOD ITEM |  |  |  | 1 | cum | Vibrating charges p-28 /103 | 125.16 |  | 125.16 | [8 empty] | ¦ |  | ¦
513 | 40mm DIA | 69.25 | NO. |  |  |  | - | [6 empty] | ================= | [5 empty] | Sub Total | 0 |  | 9967.1151 |  |  | 9841.9551 | [5 empty] | ¦ |  | ¦
514 | P.V.C. COUPLER |  |  |  | 0.4 | CUM | C.W BOARDING 40mm T.K | 17600 | CUM | 7040 |  | *** | a. | DOOR OF SIZE 100X210Cm |  |  |  | LS |  | Add for water charges & other sundries (0.5 % of sub total | LS |  | 49.8356 |  |  | 49.2098 | [5 empty] | ¦:: |  | ¦::
515 | 75mm DIA | 20 | NO. |  | 0.12 | CUM | C.W JOIST(AVE.SIZE 100X6.5mm | 15500 | CUM | 1860 |  |  |  | - | [5 empty] | Foundation & Basement |  |  | 10016.9507 |  |  | 9891.1649 | [5 empty] | 0
516 | 100mm DIA | 45 | NO. |  |  |  | @90cm C/C) |  |  |  |  | 0.0269 | CUM | C.W.SCANTLING upto 4m long (Padak) | 34300 | CUM | 922.67 | [5 empty] | - | [8 empty] | 0
517 | P.V.C ELBOW |  |  |  | 98.5 | RMT | CASURNA POST 10TO 13cmDIA | 25.2 | RMT | 2482.2 |  | 1.295 | SQM | MARINE PLYWOOD 12mm THICK | 387.4 | SQM | 501.683 |  |  | G.F |  |  | 10175.9907 | [8 empty] | 0
518 | 75mm DIA | 19.09 | NO. |  |  |  | AT75cm CENTERS |  |  |  |  | 1.815 | SQM | LABOUR CHARGE | 2039.8 | SQM | 3702.237 |  |  | F.F |  |  | 10489.3107 | [8 empty] | ¦ |  | ¦
519 | 100mm DIA | 50.66 | NO. | [6 empty] | - |  | 2 | NO. | 6"X1/2" I.O.TOWER BOLT | 10.5 | NO. | 21 |  |  | S.F |  |  | 10802.6307 | [8 empty] | ¦ |  | ¦
520 | PLYWOOD FLUSH DOOR 30mm T.K FOR ALL SIZE | 1183.82 | SQM |  |  |  | TOTAL FOR 5 Operations for 10 sqm |  |  | 11382.2 |  | 3 | NO. | 5" I.O.BUTT HINGS | 8.5 | NO. | 25.5 |  |  | T.F |  |  | 11115.9507 | [8 empty] | ¦ |  | ¦
521 | P.V.C.FLUSH D/F & D/S 20mm T.K FOR 75X200cm | 1605 | SQM | [6 empty] | - |  | 1 | NO. | 10"X5/8" I.O ALDROP | 21 | NO. | 21 |  |  | Fourth Floor |  |  | 11429.2707 | [8 empty] | ¦ |  | ¦
522 | SINTEX WATER TANK OF 750 LIT it-184 p-50 | 10.05 | Litre |  | 10 | SQM | COST OF ONE OPERATION | 227.644 | SQM | 2276.44 |  | 1 | NO. | NYLON BUSH | 4 | NO. | 4 | [14 empty] | ¦ |  | ¦
523 | STEEL DOOR FRAMEOF SIZE 100X200 | 147.6 | RMT |  | 3.8 | NO | CARPENTER I | 1296.4 | NO | 4926.32 |  |  | L.S | SUNDRIES |  | L.S | 0 | [14 empty] | ¦ |  | ¦
524 | STEEL DOOR FRAMEOF SIZE 90X200 | 147.6 | RMT |  | 5.4 | NO | MAZDOOR I | 865.2 | NO | 4672.08 | [6 empty] | - | [14 empty] | ¦ |  | ¦
525 | STEEL DOOR FRAMEOF SIZE 75X200 | 147.6 | RMT |  |  | L.S | SUNDRIES FOR WEDGES,NAILS,COIR |  | L.S | 5 |  |  |  | TOTAL FOR 1.815 SQM |  |  | 5198.09 |  | 4.2 | Standardised concrete Mix M25 Grade Concrete | [11 empty] | ¦ |  | ¦
526 | STEEL WINDOW FRAME&SHUTTER WITHOUT GLASS | 1250 | SQM | [6 empty] | - | [6 empty] | - | 5 | cum | 20mm HBG Machine crushed stone jelly (7730 Kg) | 2446.72 |  | 12233.6 | [8 empty] | ¦ |  | ¦
527 | " OF SIZE 132.5X120cm | 1250 | SQM |  |  |  | TOTAL FOR 10 SQM |  |  | 11879.84 |  |  |  | RATE PER SQM |  |  | 4013.9691 | 3.3 | cum | 10-12mm HBG Machine crushed stone jelly (5156 Kg) | 2161.22 |  | 7132.026 | [8 empty] | ¦ |  | ¦
528 | " OF SIZE 90X120cm | 1250 | SQM | [6 empty] | - | [6 empty] | = | 4.79 | cum | Sand (7670 Kg) | 2265.5 |  | 10851.745 | [8 empty] | ¦ |  | ¦
529 | " OF SIZE 47.5X120cm | 1250 | SQM |  |  |  | RATE PER SQM |  |  | 1187.984 |  | *** | b. | DOOR OF SIZE 90X200Cm |  |  |  | 3.5 | MT | Cement | 6040 |  | 21140 | [8 empty] | ¦ |  | ¦
530 | " OF SIZE 90X105cm | 1250 | SQM | [6 empty] | = |  |  |  | - |  |  |  | 28 | Kg | Plasticiser /Super plasticiser @ 1% of cement | 43.2 |  | 1209.6 | [8 empty] | ¦ |  | ¦
531 | " OF SIZE 47.5X105cm | 1250 | SQM | [8 empty] | 0.0255 | CUM | C.W.SCANTLING(PLLLI,KARIMURUTH) | 34300 | CUM | 874.65 | 3.5 | Nos | Mason II | 1237.6 |  | 4331.6 | [8 empty] | ¦ |  | ¦
532 | " OF SIZE 90X90cm | 1250 | SQM |  | 18. | * | Centering for soffits for R.C.C.Slabs or |  |  |  |  | 1.13 | SQM | MARINE PLYWOOD 12mm THICK | 387.4 | SQM | 437.762 | 21.2 | Nos | Maz I | 865.2 |  | 18342.24 | [8 empty] | ¦ |  | ¦
533 | " OF SIZE 47.5X90cm | 1250 | SQM |  |  |  | plane surfaces including shuttering up to 3m |  |  |  |  | 1.6191 | SQM | LABOUR CHARGE | 2039.8 | SQM | 3302.6402 | 35.3 | Nos | Maz II | 709.8 |  | 25055.94 | [8 empty] | ¦ |  | ¦
534 | STEEL VENTILATTER FRAME&SHUTTER WITHOUT GLASS | 1250 | SQM |  |  |  | height using M.S sheets of size 90mmx60mm and |  |  |  |  | 2 | NO. | 6"X1/2" I.O.TOWER BOLT | 10.5 | NO. | 21 |  |  | Total for 10 cum | 0 |  | 100296.751 | [8 empty] | ¦ |  | ¦
535 | " OF SIZE 75X47.5cm | 1250 | SQM |  |  |  | HP 10G stiffened with welded M.S angle of |  |  |  |  | 3 | NO. | 5" I.O.BUTT HINGS | 8.5 | NO. | 25.5 |  |  | for 1 cum | 0 |  | 10029.6751 |  | 10029.6751 | [6 empty] | ¦ |  | ¦
536 | " OF SIZE 90X47.5cm | 1250 | SQM |  |  |  | size 25x25x3mm laid over silver oak (C.W) |  |  |  |  | 1 | NO. | 10"X5/8" I.O ALDROP | 21 | NO. | 21 | 1 | cum | Vibrating charges p-28 /103 | 125.16 |  | 125.16 | [8 empty] | ¦ |  | ¦
537 | " OF SIZE 90X90cm | 1250 | SQM |  |  |  | joist 10cmx6.5cm spaced at75cm c/c complying |  |  |  |  | 1 | NO. | NYLON BUSH | 4 | NO. | 4 |  |  | Sub Total |  |  | 10154.8351 |  | 10029.6751 | [6 empty] | ¦ |  | ¦
538 | P.V.C REDUCER ELBOW | [5 empty] | with standard specification | [5 empty] | L.S | SUNDRIES |  | L.S | 0 | LS |  | Add for water charges & other sundries (0.5 % of sub total | LS |  | 50.7742 |  | 50.1484 | [6 empty] | ¦ |  | ¦
539 | 50X25MM | 65 | EACH |  |  |  | - | - | - | [7 empty] | - |  |  | Foundation & Basement |  |  | 10205.6093 |  | 10079.8235 | [6 empty] | ¦ |  | ¦
540 | 50X40MM | 21.5 | EACH |  | 13.46 | Kg. | Cost of M.S sheet of size | 53 | Kg. | 713.38 |  |  |  | TOTAL FOR 1.6191 SQM |  |  | 4686.5522 | [5 empty] | - | [8 empty] | ¦ |  | ¦
541 | PORCELINE WHITE GLASED SOAP DISH 200X100mm | 110.95 | EACH |  |  |  | 90x60cm of 10 gauge | [9 empty] | - |  |  | G.F |  |  | 10364.6493 | [8 empty] | ¦ |  | ¦
542 | PORCEINE WASH BASIN OVAL SHAPE 480X400mm | 399 | EACH |  | 4 | Kg. | Cost of M.S angle of size | 53 | Kg. | 212 |  |  |  | RATE PER SQM |  |  | 2894.5415 |  |  | F.F |  |  | 10677.9693 | [8 empty] | ¦ |  | ¦
543 | END CAP SULATED P.V.C. MANHOLE STEP | 92 | EACH |  |  |  | 25x25x3mm | [9 empty] | = |  |  | S.F |  |  | 10991.2893 |  | 313.32 | [6 empty] | ¦ |  | ¦
544 | P.V.C. DOUBLE TEE WITH DOOR 75mm DIA | 174.24 | EACH |  |  | L.S | Add for cutting, bending, |  | L.S | 40 | [9 empty] | T.F |  |  | 11304.6093 | [8 empty] | ¦ |  | ¦
545 | P.V.C. DOUBLE TEE WITH DOOR 100mm DIA | 215.06 | EACH |  |  |  | welding charges etc. |  |  | - |  | *** | c. | DOOR OF SIZE 75X200Cm | [5 empty] | Fourth Floor |  |  | 11617.9293 |  | 11931.2493 | [6 empty] | ¦ |  | ¦
546 | P.V.C. DOUBLE TEE WITH OUT DOOR 75mm DIA | 97.24 | EACH |  |  |  | Pipe |  |  | 965.38 |  |  |  | - | [8 empty] | 11743.0893 |  | 313.32 | [6 empty] | ¦ |  | ¦
547 | P.V.C. DOUBLE TEE WITH OUT DOOR 100mm DIA | 168.96 | EACH | [6 empty] | - |  | 0.0235 | CUM | C.W.SCANTLING(PLLLI,KARIMURUTH) | 34300 | CUM | 806.05 | [5 empty] | 11794.8193 | [8 empty] | ¦ |  | ¦
548 | POISHED CUDDAPAH SLAB 20mm/40 mm THICK WELL POISHED p-17 it-88/87 | 376.7 | 408 |  |  |  | Cost of one operation |  |  | 24.1345 |  | 0.872 | SQM | MARINE PLYWOOD 12mm THICK | 387.4 | SQM | 337.8128 | [5 empty] | 11840.2493 | [8 empty] | ¦ |  | ¦
549 | CUDDAPAH SLAB SINK 60X45cm,20mmT.K p -50 it-190 | 769 | EACH | [6 empty] | - |  | 1.3247 | SQM | LABOUR CHARGE | 2039.8 | SQM | 2702.1231 | [5 empty] | 11926.6493 | [8 empty] | ¦ |  | ¦
550 | CUDDAPAH SLAB SINK 45X45cm,20mmT.K | 210 | EACH |  |  |  | Adopting 40 uses for steel sheet and |  |  |  |  | 1 | NO. | 6"X1/2" I.O.TOWER BOLT | 10.5 | NO. | 10.5 | [5 empty] | 12947.2493 | [8 empty] | ¦ |  | ¦
551 | GRANITE SLAB 20mm THICK OF BEST QUALITY Synthetic Grey, p-36 | 1462 | SQM |  |  |  | angles and 5 uses for C.W.joist and |  |  |  |  | 3 | NO. | 4" I.O.BUTT HINGS | 5.75 | NO. | 17.25 | [14 empty] | ¦ |  | ¦
552 | ELECTRICAL ARRANGEMENT:- BOARD APPROVED RATES | [5 empty] | casurina props |  |  |  |  | 1 | NO. | 6"X1/2" I.O ALDROP | 10 | NO. | 10 | [14 empty] | ¦ |  | ¦
553 | WRING WITH 1.5SQMM COPPER WIRE CONCELLED | [10 empty] | 1 | NO. | NYLON BUSH | 4 | NO. | 4 | [14 empty] | ¦ |  | ¦
554 | TYPE FOR LIGHT POINT WITH CEILING ROSE | 300 | POINT |  | 19 | Nos | Cost of M.S Sheet and Angles | 24.1345 | 1Use | 458.5555 |  |  | L.S | SUNDRIES |  | L.S | 0 | [14 empty] | ¦ |  | ¦
555 | ---DO---FOR LIGHT POINT WITH BATTERN HODER | 302 | POINT |  |  |  | for one operation | [9 empty] | - | [14 empty] | ¦ |  | ¦
556 | ---DO---FOR FAN POINT | 382 | POINT |  | 0.12 | Cum | Cost of silver oak scantling | 3100 | 1Use | 372 |  |  |  | TOTAL FOR 1.3247 SQM |  |  | 3887.7359 | [14 empty] | ¦ |  | ¦
557 | --DO--FOR 5AMP 5PIN PLUG AT SWITCH BOARD | 140 | POINT |  | 98.5 | Rmt | Casurnia props 10 to 13cm dia | 5.04 | 1Use | 496.44 | [6 empty] | - |  | 4.2 | Standardised concrete Mix M35 Grade Concrete | [11 empty] | ¦ |  | ¦
558 | --DO--FOR 5AMP 5PIN PLUG AT CONVENTENT PLACE | 222 | POINT |  | 1 | L.S | Add for Silver oak planks | 11 | L.S | 11 |  |  |  | RATE PER SQM |  |  | 2934.8048 | 5 | cum | 20mm HBG Machine crushed stone jelly (7730 Kg) | 2446.72 |  | 12233.6 | [8 empty] | ¦ |  | ¦
559 | ---DO---FOR STAIR CASE LIGHT POINT | 505 | POINT |  | 3.8 | No | Carpenter Ist | 1296.4 | Each | 4926.32 | [6 empty] | = | 3.3 | cum | 10-12mm HBG Machine crushed stone jelly (5156 Kg) | 2161.22 |  | 7132.026 | [8 empty] | ¦ |  | ¦
560 | S/F OF BULKHEAD FITTING SUITABLE FOR 100/60W p114 i25 | 272.2 | EACH |  | 5.4 | No | Mazdoor Ist | 865.2 | Each | 4672.08 |  |  | * |  |  |  |  | 4.79 | cum | Sand (7670 Kg) | 2265.5 |  | 10851.745 | [8 empty] | ¦ |  | ¦
549A | CUDDAPAH SLAB SINK 60X60cm,20mmT.K p -50 it-191 | 1020 | EACH |  | 1 | No | Fitter IInd | 1136.8 | Each | 1136.8 |  |  |  | FLUSH SHUTTER P.V.C. 30mm THICK |  |  |  | 4.25 | MT | Cement | 6040 |  | 25670 | [8 empty] | ¦ |  | ¦
561 | RUN OF MAINS 2-1.5 SQMM COPPER CONCELLED TYPE | 43.3 | RMT |  | 1 | L.S | Add for nails, wedges,oils etc | 10 | L.S | 10 |  |  |  | SOLIDCORE OF BLACKBOARD |  |  |  | 40 | Kg | Plasticiser /Super plasticiser @ 1% of cement | 43.2 |  | 1728 | [8 empty] | ¦ |  | ¦
562 | S/F OF 16 AMP DPIC MAIN SWITCH | 218 | EACH |  | 19 | Nos | Add for periodical cleaning, | 2 | Nos | 38 |  |  |  | TYPE WITH COMMERCIAL TYPE |  |  |  | 3.5 | Nos | Mason II | 1237.6 |  | 4331.6 | [8 empty] | ¦ |  | ¦
563 | EARTHING STATION ASPER IS3043 | 926 | EACH |  |  |  | painting etc for M.S. Sheet |  |  | - |  |  |  | LIPPING BOTH SIDES |  |  |  | 21.2 | Nos | Maz I | 865.2 |  | 18342.24 | [8 empty] | ¦ |  | ¦
564 | S/L OF 8SWG G.I WIRE FOREARTH TO MAIN | 5.15 | RMT |  |  |  | TOTAL FOR 10 SQM |  |  | 12121.2655 |  |  |  | - |  |  |  | 35.3 | Nos | Maz II | 709.8 |  | 25055.94 | [8 empty] | ¦ |  | ¦
565 | SUPPLY OF 5-10AMP/10-20AMP ELE. ENERGY METER | 550 | EACH | [6 empty] | - | [9 empty] | Total for 10 cum |  |  | 105345.151 | [8 empty] | ¦ |  | ¦
566 | S/F OF CONSUMER UNIT OF 4NO OF 16AMP WAY | 286 | EACH |  |  |  | RATE PER SQM |  |  | 1212.1265 |  |  |  | FOR ALL SIZE OF DOORS/SQM |  |  | 1183.82 |  |  | for 1 cum |  |  | 10534.5151 | [8 empty] | ¦ |  | ¦
567 | RUN OF MAINS 4-4 SQMM COPPER CONCELLED TYPE | 96.3 | RMT | [13 empty] | = | 1 | cum | Vibrating charges p-28 /103 | 125.16 |  | 125.16 | [8 empty] | ¦ |  | ¦
568 | LABOUR FOR FIXING CEIING FAN OF AL SWEEP | 51 | EACH | [6 empty] | = | [9 empty] | Sub Total |  |  | 10659.6751 | [8 empty] | ¦ |  | ¦
569 | S/F OF S.C TW BOARD,3-30AMPFUSE, EARTHPLATE | 181 | SET |  | 19. | * | PROVIDING FORMWORK AND | [5 empty] | * | STEEL DOOR FRAMES AND WINDOW FRAMES WITH SHUTTER |  |  |  | LS |  | Add for water charges & other sundries (0.5 % of sub total | LS |  | 53.2984 | [8 empty] | ¦ |  | ¦
570 | RUN OF S.C WIRING WITH 2-4 SQMM COPPER ,7/20 GI | 36.2 | RMT |  |  |  | CENTERING FOR PLAIN CONCRETE | [6 empty] | = | = | = | ==== |  |  | Foundation & Basement |  |  | 10712.9735 | [8 empty] | ¦ |  | ¦
571 | S/F OF AERI FUSE UNIT 30AMP 500V AT E.B POLE | 98 | EACH |  |  |  | SURFACES FOR SMALL QTY such as sunshade etc | [6 empty] | ITEM NO 1:-MANUFACTURING AND |  | Rmt | 147.6 | [5 empty] | - | [8 empty] | ¦ |  | ¦
572 | S/F OF 40mmDIA B-CASS G.I PIPE | 92 | RMT |  |  |  | - | [6 empty] | SUPPLYING OF STEEL DOOR frame OF | [5 empty] | G.F |  |  | 10872.0135 | [8 empty] | ¦:: |  | ¦::
573 | S/F OF 40mmDIA B-CASS G.I COUPLER | 49.42 | EACH |  | 10 | SQM | MS angles & sheets for one | 550.2666 | 1Use | 550.2666 |  |  |  | ALL SIZES WITH OUT SHUTTER | [5 empty] | F.F |  |  | 11185.3335 | [8 empty] | 0
574 | S/F OF 40mmDIA B-CASS G.I BEND | 53.2 | EACH |  |  |  | use (1.2 times of operation | [6 empty] | MADE OF 100X50 18GAUGE CRCA | [5 empty] | S.F |  |  | 11498.6535 | [8 empty] | 0
575 | S/F OF 40X40X6mmANGLE TO SUPPORT G.I.PIPE. | 59 | EACH |  |  |  | for plain surface) | [6 empty] | STELL WITH ALL FOURNITURE AND | [5 empty] | T.F |  |  | 11811.9735 | [8 empty] | ¦ |  | ¦
576 | S/F OF 15AMP 3PIN POWER PLUG WITH SWITCH | 100 | EACH |  | 10 | SQM | C.W Joist for one use (1.2 | 446.4 | 1Use | 446.4 |  |  |  | FITTINGS. | [5 empty] | Fourth Floor |  |  | 12125.2935 | [8 empty] | 0
577 | RUN OF MAINS 2-2.5 SQMM COPPER CONCELLED TYPE | 49.52 | RMT |  |  |  | times of operation for plain | [15 empty] | 12438.6135 | [8 empty] | ¦ |  | ¦
578 | S/F OF SINGE PHASE ELCB OF CONCEAED TYPE | 1080 | EACH |  |  |  | surface) | [15 empty] | 12751.9335 | [8 empty] | ¦ |  | ¦
579 | MARINE PLYWOOD OF 9mm THICK OF BWR GRADE L.R ( qtn) | 387.4 | SQM |  | 98.5 | Rmt | Casurnia props 10 to 13cm dia | 5.04 | 1Use | 496.44 |  |  | * | Manufacturing and supplying of |  | Sqm | 1250 | [5 empty] | 13065.2535 | [8 empty] | ¦ |  | ¦
#REF! | WRING WITH 1.5SQMM COPPER WIRE CONCELLED |  |  |  | 3.8 | NO | CARPENTER I | 1296.4 | NO | 4926.32 |  |  |  | m.s.angle window shutter and | [17 empty] | ¦ |  | ¦
| TYPE FOR LIGHT POINT WITH CEILING ROSE | 300 |  |  | 5.4 | NO | MAZDOOR I | 865.2 | NO | 4672.08 |  |  |  | m.s grills with out glass of | [17 empty] | ¦ |  | ¦
| ---DO---FOR LIGHT POINT WITH BATTERN HODER | 302 |  |  | 1 | NO | Fitter IInd | 1136.8 | Each | 1136.8 |  |  |  | all sizes of windows,ventilaters. | [17 empty] | ¦ |  | ¦
| ---DO---FOR CALLING BELL POINT | 324 |  |  | 1 | L.S | ADD FOR SILVER OKE PLANKS | 11 | Each | 11 | [21 empty] | ¦ |  | ¦
| ---DO---FOR FAN POINT | 382 |  |  | 1 | L.S | SUNDRIES FOR WEDGES,NAILS,COIR | 10 | L.S | 10 |  |  | * | Supply and fixing of window | [17 empty] | ¦ |  | ¦
| ---DO---FOR STAIR CASE LIGHT POINT | 505 |  |  | 19 | Nos | Add for periodical cleaning | 2 | Nos | 38 |  |  |  | glass panels of 4mm thick for | [17 empty] | ¦ |  | ¦
| --DO--FOR 5AMP 5PIN PLUG AT SWITCH BOARD | 140 |  |  |  |  | and painting etc for M.S. Sheet | [6 empty] | steel window and ventilaters. | [17 empty] | ¦ |  | ¦
| --DO--FOR 5AMP 5PIN PLUG AT CONVENTENT PLACE | 222 | [7 empty] | - |  |  |  | - | [17 empty] | ¦ |  | ¦
| --DO--FOR 15AMP OWER PLUG | 100 |  |  |  |  | TOTAL FOR 10 SQM |  |  | 12287.3066 |  |  | sqm | Cost of 4mm window glass | 306.9 | sqm | 0 | [14 empty] | ¦ |  | ¦
| S/F OF BULK HEAD FITTING | 75 | [7 empty] | - | [21 empty] | ¦ |  | ¦
| S/F OF DOUBLE POLE MAIN SWITCH | 218 |  |  |  |  | RATE PER SQM |  |  | 1228.7307 |  |  | nos. | Carpenter I class | 1296.4 | nos. | 0 | [14 empty] | ¦ |  | ¦
| S/F OF 6 WAY D.B | 1854 | [7 empty] | = | [21 empty] | ¦ |  | ¦
| LABOUR CHARGE FOR FIXING FAN | 51 | [11 empty] | Cost of binding meterials etc., | L.S |  | 0.64 | [14 empty] | ¦ |  | ¦
| SUPPLY AND DELIVERY OF FAN 48"SWEEP | 915 |  |  | 20. | * | PROVIDING FORMWORK AND | [9 empty] | - | [14 empty] | ¦ |  | ¦
| SUPPLY AND DELIVERY OF FAN 42"SWEEP | 890 |  |  |  |  | CENTERING FOR PLAIN CONCRETE | [6 empty] | total for 0.4sqm |  |  | 0.64 | [14 empty] | ¦ |  | ¦
| S/F OF 8SWG G.I WIRE | 5.15 |  |  |  |  | SURFACES FOR PLINTH BEAM ETC. | [9 empty] | - |  |  | Design Mix M30 Grade Concrete (CER 255/2012-13) | [11 empty] | ¦ |  | ¦
| RUN OFF MAIN WITH 2NO OF 1.50sq.mm WIRE | 43.3 |  |  |  |  | - | [6 empty] | Rate for one sqm |  |  | 1.6 | 0.443 | cum | 20mm HBG | 2446.72 |  | 1083.897 | [8 empty] | ¦ |  | ¦
| EARTHING STATION AS PER ISI | 920 |  |  |  |  | HALF THE RATE OF F.W USING C.W.PLANKS |  |  | 593.992 | [6 empty] | = | 0.295 | cum | 10mm HBG | 1980.72 |  | 584.3124 | [8 empty] | ¦ |  | ¦
| S/F OF 1 NO OF 30 AMP FUSE UNIT. | 98 |  |  |  |  | FOR LINTEL & BEAMS |  |  | = | [7 empty] | 0.43 | cum | Sand | 2265.5 |  | 974.165 | [8 empty] | ¦ |  | ¦
| S/F OF 375mmX300mmX20mmT.W.PLANK FOR S.C. | 181 |  |  | 4.2 | * | R.C.C 1:1.5:3 USING 20mmHBG | [10 empty] | 0.39 | MT | Cement | 6040 |  | 2355.6 | [8 empty] | ¦ |  | ¦
| S/F OF METRE CUPBOARD | 1148.76 |  |  |  |  | JELLY FOR ALL WATER RETAINING | [10 empty] | 0.35 | Nos | Mason II | 1237.6 | NO. | 433.16 | [8 empty] | ¦ |  | ¦
| S/F OF STREET LIGHTS. | 967 |  |  |  |  | STRUCTURES AND R.C.C DOOR FRAMES | [10 empty] | 2.12 | Nos | Maz I | 865.2 |  | 1834.224 | [8 empty] | ¦ |  | ¦
| PROVIDING ANTI-TERMITE TREATMENT Say 34 | 33.9 |  |  |  |  | - | [10 empty] | 3.53 | Nos | Maz II | 709.8 |  | 2505.594 | [8 empty] | ¦ |  | ¦
| PROVIDING ELCB WITH MCB IN MS BOX | 2107 |  |  | 9 | CUM | 20mmH.B.JELLY | 2446.72 | CUM | 22020.48 | [7 empty] | 1 | cum | Vibrating charges | 125.16 |  | 125.16 | [8 empty] | ¦ |  | ¦
| Flat back urinal WITH ALL ACCESSORIES (white)p-50 it-193 | 940 |  |  | 4.308 | M.T | CEMENT | 6040 | M.T | 26020.32 | [7 empty] | LS |  | Admixture | LS |  | 270 | [8 empty] | ¦ |  | ¦
| WIRE MAN GR-I p-11 it-13 | 783 |  |  | 4.5 | CUM | SAND | 2265.5 | CUM | 10194.75 | [7 empty] | LS |  | Batching plant | LS |  | 150 | [8 empty] | ¦ |  | ¦
| Electrical HELPERp-15 it-100 | 611 |  |  | 3.5 | NO. | MASON II | 1237.6 | NO. | 4331.6 | [7 empty] | LS |  | Sundries | LS |  | 0.06 | [8 empty] | ¦ |  | ¦
[5 empty] | 21.2 | NO. | MAZDOOR I | 865.2 | NO. | 18342.24 | [12 empty] | 10316.1724 |  | 59.4 | 117 | [5 empty] | ¦ |  | ¦
| STACKING GHARGES HW DATA 16-17 | 3.15 |  |  | 35.3 | NO. | MAZDOOR II | 709.8 | NO. | 25055.94 | [21 empty] | ¦ |  | ¦
[5 empty] | L.S |  | SUNDRIES |  | L.S | 0 | [21 empty] | ¦ |  | ¦
| CUTTING CHARGE OF PVC pipe32mm p-32 it-129 | 8.5 | [7 empty] | - | [9 empty] | Design Mix M25 Grade Concrete (CER 255/2012-13) | [11 empty] | ¦ |  | ¦
| THREADING CHARGES FOR PVC 32mm | 21.1 |  |  |  |  | TOTAL FOR 10 CUM |  |  | 105965.33 | [7 empty] | 0.453 | cum | 20mm HBG | 2446.72 |  | 1108.3642 |  |  | 10315.8696 | [5 empty] | ¦ |  | ¦
|  | by pasting | [7 empty] | = | [7 empty] | 0.302 | cum | 10mm HBG | 1980.72 |  | 598.1774 |  |  | 10432.8696 | [5 empty] | ¦ |  | ¦
[7 empty] | RATE PER CUM |  |  | 10596.533 | [7 empty] | 0.44 | cum | Sand | 2265.5 |  | 996.82 |  |  | 10549.8696 | [5 empty] | ¦ |  | ¦
[18 empty] | 0.37 | MT | Cement | 6040 |  | 2234.8 |  |  | 10666.8696 | [5 empty] | ¦ |  | ¦
[5 empty] | 1 | CUM | VIBRATING CHARGES | 125.16 |  | 125.16 | [7 empty] | 0.35 | Nos | Mason II | 1237.6 | 0 | 433.16 |  |  | 10783.8696 | [5 empty] | ¦ |  | ¦
[10 empty] | - | [7 empty] | 2.12 | Nos | Maz I | 865.2 |  | 1834.224 |  |  | 10900.8696 | [5 empty] | ¦ |  | ¦
[10 empty] | 10721.693 | [7 empty] | 3.53 | Nos | Maz II | 709.8 |  | 2505.594 |  |  | 11017.8696 | [5 empty] | ¦ |  | ¦
[10 empty] | - | [7 empty] | 1 | cum | Vibrating charges | 125.16 |  | 125.16 |  |  | 11134.8696 | [5 empty] | ¦ |  | ¦
[7 empty] | G.F |  |  | 10880.733 | [7 empty] | LS |  | Admixture | LS |  | 270 |  |  | 11251.8696 | [5 empty] | ¦ |  | ¦
[7 empty] | F.F |  |  | 11194.053 | [7 empty] | LS |  | Batching plant | LS |  | 150 |  |  | 11368.8696 | [5 empty] | ¦ |  | ¦
[7 empty] | S.F |  |  | 11507.373 | [7 empty] | LS |  | Sundries | LS |  | 0.17 | [8 empty] | ¦ |  | ¦
[7 empty] | T.F |  |  | 11820.693 | [12 empty] | 10256.4696 | [8 empty] | ¦ |  | ¦
[7 empty] | Fourth Floor |  |  | 12134.013 | [21 empty] | ¦ |  | ¦
[7 empty] | 5 |  |  | 12447.333 | [21 empty] | 8206.1
[7 empty] | 6 |  |  | 12760.653
[7 empty] | 7 |  |  | 13073.973
[7 empty] | 8 |  |  | 13387.293
[7 empty] | 9 |  |  | 13700.613
[7 empty] | 10 |  |  | 14013.933
[7 empty] | 11 |  |  | 14327.253
[7 empty] | 12 |  |  | 14640.573
[32 empty] | ¦ |  | ¦
[6 empty] | * | R.C.C DOOR FRAME | [24 empty] | ¦ |  | ¦
[7 empty] | = | [24 empty] | ¦ |  | ¦
[32 empty] | ¦ |  | ¦
[5 empty] | 21.1 | * | SUPPLYING AND FIXING MONOLITHIC RCC DOOR | [24 empty] | ¦ |  | ¦
[7 empty] | FRAME OF SIZEM 100MMX75MM WITH ONE EDGE | [24 empty] | ¦ |  | ¦
[7 empty] | GROOVE OF SIZE 30MMX20MM IN RCC(1:1.5:3)USING | [24 empty] | ¦:: |  | ¦::
[7 empty] | 20MM HBS JELLY INCLUDING COST OF STEEL AND | [24 empty] | 0
[7 empty] | FABRICATION OF REINFORCEMENT WITH -6MM M.S | [24 empty] | 0
[7 empty] | ROD AROUND AND 3MM STEEL STIRRUP AT 30CM C/C | [24 empty] | 0
[7 empty] | INCLUDING FIXING OF 3NOS OF IRON BRACKET OF | [24 empty] | ¦ |  | ¦
[7 empty] | SIZE 100MMX100MMX5MM, 6NOS OF HOLDFAST | [24 empty] | ¦ |  | ¦
[7 empty] | CHECKNUTS AND ALUMINIUM SLEEVES AND 2 NOS OF | [6 empty] | RCC door | [17 empty] | ¦ |  | ¦
[7 empty] | I.O.TOWER BOLT RECEIVER ALL AS PER DRAWING | [6 empty] | 1200MMX2100MM SIZE OF DOOR FRAME | [17 empty] | ¦ |  | ¦
[7 empty] | INCLUDING MOULDING INSTEEL MOULD PRECASTING | [24 empty] | ¦ |  | ¦
[7 empty] | WITH SMOOTH SURFACE AND FINE EDGES, CURING, |  |  |  |  | 0.065 | CUM | R.C.C.IN C.C 1:1.5:3 | 9891.1649 | CUM | 642.9257 | [14 empty] | ¦ |  | ¦
[7 empty] | TRANSPORTING ETC., ALL COMPLETE, AS DIRECTED |  |  |  |  | 8.45 | Kg | FAB OF M.S STEEL | 98792.5 | M.T | 834.7966 | [14 empty] | ¦ |  | ¦
[7 empty] | BY DEPT.OFFICERS. |  |  |  |  | 3 | NO. | HANGER BRACKET | 14.8 | NO. | 44.4 | [14 empty] | ¦ |  | ¦
[12 empty] | 12 | NO. | ALU.SLEEVES | 2 | NO. | 24 | [14 empty] | ¦ |  | ¦
[12 empty] | 2 | NO. | TOWER BOLT RECEIVER | 4.9 | NO. | 9.8 | [14 empty] | ¦ |  | ¦
[6 empty] | c. | 1000MMX2100MM SIZE OF DOOR FRAME |  |  |  |  | 6 | NO. | TAILNUT FOR BOLT | 4.45 | NO. | 26.7 |  | c. | 1000MMX2400MM SIZE OF DOOR FRAME | [11 empty] | ¦ |  | ¦
[7 empty] | ------------------------------- |  |  |  |  | 1 | NO. | MASON Ist | 1325.8 | NO. | 1325.8 |  |  | ------------------------------- | [11 empty] | ¦ |  | ¦
[5 empty] | 0.0381 | CUM | R.C.C.IN (M 20) | 9891.1649 | CUM | 376.8534 |  | 1 | NO. | MAZDOOR Ist | 865.2 | NO. | 865.2 | 0.0495 | CUM | R.C.C.IN C.C 1:1.5:3 | 9891.1649 | CUM | 489.6127 | [8 empty] | ¦ |  | ¦
[5 empty] | 5.01 | Kg | FAB OF M.S STEEL | 98792.5 | M.T | 494.9504 |  | 1 | NO. | MOULDING CHARGES | 25 | NO. | 25 | 5.66 | Kg | FAB OF M.S STEEL | 98792.5 | M.T | 559.1656 | [8 empty] | ¦ |  | ¦
[5 empty] | 3 | NO. | HANGER BRACKET | 14.8 | NO. | 44.4 |  | 0.5 | NO. | HANDLING CHARGES MAZDOOR-II | 709.8 | NO. | 354.9 | 3 | NO. | HANGER BRACKET | 14.8 | NO. | 44.4 | [8 empty] | ¦ |  | ¦
[5 empty] | 12 | NO. | ALU.SLEEVES | 2 | NO. | 24 |  |  | L.S | ADD FOR OIL,CONVEYANCE ETC., | 0 | L.S | 2.1 | 12 | NO. | ALU.SLEEVES | 2 | NO. | 24 | [8 empty] | ¦ |  | ¦
[5 empty] | 2 | NO. | TOWER BOLT RECEIVER | 4.9 | NO. | 9.8 | [6 empty] | - | 2 | NO. | TOWER BOLT RECEIVER | 4.9 | NO. | 9.8 | [8 empty] | ¦ |  | ¦
[5 empty] | 6 | NO. | TAILNUT FOR BOLT | 4.45 | NO. | 26.7 |  |  |  | TOTAL FOR 1 NO |  |  | 4155.6223 | 6 | NO. | TAILNUT FOR BOLT | 4.45 | NO. | 26.7 | [8 empty] | ¦ |  | ¦
[5 empty] | 1 | NO. | MASON Ist | 1325.8 | NO. | 1325.8 | [6 empty] | - | 1 | NO. | MASON Ist | 1325.8 | NO. | 1325.8 | [8 empty] | 0
[5 empty] | 1 | NO. | MAZDOOR Ist | 865.2 | NO. | 865.2 | [7 empty] | 1 | NO. | MAZDOOR Ist | 865.2 | NO. | 865.2 | [8 empty] | 0
[5 empty] | 1 | NO. | MOULDING CHARGES | 25 | NO. | 25 | [7 empty] | 1 | NO. | MOULDING CHARGES | 25 | NO. | 25 | [8 empty] | 0
[5 empty] | 0.5 | NO. | HANDLING CHARGES MAZDOOR-II | 709.8 | NO. | 354.9 | [7 empty] | 0.5 | NO. | HANDLING CHARGES MAZDOOR-II | 709.8 | NO. | 354.9 | [8 empty] | 0
[6 empty] | L.S | ADD FOR OIL,CONVEYANCE ETC., |  | L.S | 1.13 | [8 empty] | L.S | ADD FOR OIL,CONVEYANCE ETC., |  | L.S | 0.06 | [8 empty] | 0
[10 empty] | - | [12 empty] | - | [8 empty] | 0
[7 empty] | TOTAL FOR 1 NO |  |  | 3548.7338 | [9 empty] | TOTAL FOR 1 NO |  |  | 3724.6382 | [8 empty] | 0
[10 empty] | - | [21 empty] | 0
0
0
[6 empty] | a. | 900MMX2100MM SIZE OF DOOR FRAME | [11 empty] | c. | 1500MMX2100MM SIZE OF DOOR FRAME | [11 empty] | 0
[7 empty] | ------------------------------- | [12 empty] | ------------------------------- | [11 empty] | 0
| Satndardised cement Concrtet M30 grade 1:1.5:3 without vibrating charges | 10435.4327 |  |  | 0.0368 | CUM | Satndardised cement Concrtet M30 grade 1:1.5:3 without vibrating charges | 9891.1649 | CUM | 363.9949 | [7 empty] | 0.0547 | CUM | R.C.C.IN C.C 1:1.5:3 | 9891.1649 | CUM | 541.0467 | [8 empty] | 0
| FAB OF M.S STEEL | 98943.2857 |  |  | 4.87 | Kg | FAB OF M.S STEEL | 98792.5 | M.T | 481.1195 | [7 empty] | 6.16 | Kg | FAB OF M.S STEEL | 98792.5 | M.T | 608.5618 | [8 empty] | 0
[5 empty] | 3 | NO. | HANGER BRACKET | 14.8 | NO. | 44.4 | [7 empty] | 3 | NO. | HANGER BRACKET | 14.8 | NO. | 44.4 | [8 empty] | 0
[5 empty] | 12 | NO. | ALU.SLEEVES | 2 | NO. | 24 | [7 empty] | 12 | NO. | ALU.SLEEVES | 2 | NO. | 24 | [8 empty] | 0
[5 empty] | 2 | NO. | TOWER BOLT RECEIVER | 4.9 | NO. | 9.8 | [7 empty] | 2 | NO. | TOWER BOLT RECEIVER | 4.9 | NO. | 9.8 | [8 empty] | 0
[5 empty] | 6 | NO. | TAILNUT FOR BOLT | 4.45 | NO. | 26.7 | [7 empty] | 6 | NO. | TAILNUT FOR BOLT | 4.45 | NO. | 26.7 | [8 empty] | 0
[5 empty] | 1 | NO. | MASON Ist | 1325.8 | NO. | 1325.8 | [7 empty] | 1 | NO. | MASON Ist | 1325.8 | NO. | 1325.8 | [8 empty] | 0
[5 empty] | 1 | NO. | MAZDOOR Ist | 865.2 | NO. | 865.2 | [7 empty] | 1 | NO. | MAZDOOR Ist | 865.2 | NO. | 865.2 | [8 empty] | ¦ |  | ¦
[5 empty] | 1 | NO. | MOULDING CHARGES | 25 | NO. | 25 | [7 empty] | 1 | NO. | MOULDING CHARGES | 25 | NO. | 25 | [8 empty] | ¦ |  | ¦
[5 empty] | 0.5 | NO. | HANDLING CHARGES MAZDOOR-II | 709.8 | NO. | 354.9 |  | 21.2 | * | SUPPLING AND FIXING OF BEST T.W.WROUGHT AND |  |  |  | 0.5 | NO. | HANDLING CHARGES MAZDOOR-II | 709.8 | NO. | 354.9 | [8 empty] | ¦ |  | ¦
[6 empty] | L.S | ADD FOR OIL,CONVEYANCE ETC., |  | L.S | 1.98 |  |  |  | PUTUP FOR DOORS, WINDOWS AND VENTILATERS ETC |  |  |  |  | L.S | ADD FOR OIL,CONVEYANCE ETC., |  | L.S | 0.27 | [8 empty] | ¦ |  | ¦
[10 empty] | - |  |  |  | - | - | [7 empty] | - | [8 empty] | ¦ |  | ¦
[7 empty] | TOTAL FOR 1 NO |  |  | 3522.8943 | 1793.8943 |  |  | LABOUR CHARGES:- | [5 empty] | TOTAL FOR 1 NO |  |  | 3825.6785 | [8 empty] | ¦ |  | ¦
[10 empty] | - |  | 0.5 | NO | CARPENTER-I | 1296.4 | EACH | 648.2 | [14 empty] | ¦ |  | ¦
[6 empty] | b. | 700MMX2100MM SIZE OF DOOR FRAME |  |  | 1722.6943 |  | 0.25 | NO | MAZDOOR-I | 865.2 | EACH | 216.3 |  | c. | 1500MMX2400MM SIZE OF DOOR FRAME | [11 empty] | ¦ |  | ¦
[7 empty] | ------------------------------- | [9 empty] | - |  |  | ------------------------------- | [11 empty] | ¦ |  | ¦
[5 empty] | 0.0353 | CUM | R.C.C.IN C.C 1:1.5:3 | 9891.1649 | CUM | 349.1581 |  |  |  | TOTAL FOR .0283 CUM |  |  | 864.5 | 0.0591 | CUM | R.C.C.IN C.C 1:1.5:3 | 9891.1649 | CUM | 584.5678 | [8 empty] | ¦ |  | ¦
[5 empty] | 4.59 | Kg | FAB OF M.S STEEL | 98792.5 | M.T | 453.4576 | [6 empty] | - | 6.58 | Kg | FAB OF M.S STEEL | 98792.5 | M.T | 650.0547 | [8 empty] | ¦ |  | ¦
[5 empty] | 3 | NO. | HANGER BRACKET | 14.8 | NO. | 44.4 |  |  |  | TOTAL FOR ONE CUM |  |  | 30547.7032 | 3 | NO. | HANGER BRACKET | 14.8 | NO. | 44.4 | [8 empty] | ¦ |  | ¦
[5 empty] | 12 | NO. | ALU.SLEEVES | 2 | NO. | 24 | [6 empty] | - | 12 | NO. | ALU.SLEEVES | 2 | NO. | 24 | [8 empty] | ¦ |  | ¦
[5 empty] | 2 | NO. | TOWER BOLT RECEIVER | 4.9 | NO. | 9.8 | [7 empty] | 2 | NO. | TOWER BOLT RECEIVER | 4.9 | NO. | 9.8 | [8 empty] | ¦ |  | ¦
[5 empty] | 6 | NO. | TAILNUT FOR BOLT | 4.45 | NO. | 26.7 | [7 empty] | 6 | NO. | TAILNUT FOR BOLT | 4.45 | NO. | 26.7 | [8 empty] | ¦ |  | ¦
[5 empty] | 1 | NO. | MASON Ist | 1325.8 | NO. | 1325.8 | [7 empty] | 1 | NO. | MASON Ist | 1325.8 | NO. | 1325.8 | [8 empty] | ¦ |  | ¦
[5 empty] | 1 | NO. | MAZDOOR Ist | 865.2 | NO. | 865.2 | [7 empty] | 1 | NO. | MAZDOOR Ist | 865.2 | NO. | 865.2 | [8 empty] | ¦ |  | ¦
[5 empty] | 1 | NO. | MOULDING CHARGES | 25 | NO. | 25 | [7 empty] | 1 | NO. | MOULDING CHARGES | 25 | NO. | 25 | [8 empty] | 0
[5 empty] | 0.5 | NO. | HANDLING CHARGES MAZDOOR-II | 709.8 | NO. | 354.9 | [7 empty] | 0.5 | NO. | HANDLING CHARGES MAZDOOR-II | 709.8 | NO. | 354.9 | [8 empty] | 0
[6 empty] | L.S | ADD FOR OIL,CONVEYANCE ETC., |  | L.S | 1.39 | [8 empty] | L.S | ADD FOR OIL,CONVEYANCE ETC., |  | L.S | 0.21 | [8 empty] | 0
[10 empty] | - | [12 empty] | - | [8 empty] | 0
[7 empty] | TOTAL FOR 1 NO |  |  | 3479.8057 | [9 empty] | TOTAL FOR 1 NO |  |  | 3910.6325 | [8 empty] | 0
[10 empty] | - | [21 empty] | 0
0
[5 empty] | 21.3 | * | S&F P.V.C. 20mmTHICK DOOR SHUTTER WITH DOOR FRAME OF SIZE 40mmX57mm FOR OUTER FRAME AND THE SINGLE LEAF SHUTTER MADEOF PLASTIC SHEET 20mmX200mm FOR SHUTTER PANNEL AND SHUTTER FRAME OF PLASTIC 24mmX59mm WITH 8 NOS OF 3 HINGS ALU,2N0S OFAL. HANDLES | [24 empty] | 0
[7 empty] | FOR DOORS OF ALL SIZE | [24 empty] | 0
[7 empty] | - |  | … | [22 empty] | 0
0
[7 empty] | FOR DOORS OF ALL SIZE (Qtn. For syntex.) Hollow p43 128a |  | SQM | 2135 | [21 empty] | 0
0
[7 empty] | TEAK WOODS |  |  | = | [21 empty] | 0
[7 empty] | ========= | [24 empty] | 0
[5 empty] | 21.2 |  | TEAK WOOD WROUGHT & PUT UP | [24 empty] | 0
[7 empty] | - | [24 empty] | ¦ |  | ¦
[6 empty] | A | T.W.SCANTLING 2M-3M LONG | [24 empty] | ¦ |  | ¦
[7 empty] | - | [24 empty] | ¦ |  | ¦
[5 empty] | 1 | CUM | LABOUR CHARGE FOR WROUGHT & PUTUP | 18172 | CUM | 18172 | [21 empty] | ¦ |  | ¦
[5 empty] | 1 | CUM | T.W.SCANTLING 2M-3M LONG | 111600 | CUM | 111600 | [21 empty] | ¦ |  | ¦
[10 empty] | = | [21 empty] | 0
[7 empty] | RATE FOR T.W.SCANDLING 2M-3M LONG |  |  | 129772 | [21 empty] | ¦ |  | ¦
[10 empty] | = | [21 empty] | ¦ |  | ¦
[6 empty] | B | T.W.SCANTLING UP TO 2M LONG | [24 empty] | ¦ |  | ¦
[7 empty] | - |  |  |  |  | 22.1 (a) | * | COUNTRY WOOD SINGLY LEAF FULLY PANELLED | [17 empty] | 0
[5 empty] | 1 | CUM | LABOUR CHARGE FOR WROUGHT & PUTUP | 18172 | CUM | 18172 |  |  |  | DOOR SHUTTER FOR DOOR OF SIZE | [17 empty] | ¦ |  | ¦
[5 empty] | 1 | CUM | T.W.SCANTLING 2M-3M LONG | 99400 | CUM | 99400 |  |  |  | 1000 X 2100MM | [17 empty] | ¦ |  | ¦
[10 empty] | = |  |  |  | - | [17 empty] | ¦ |  | ¦
[7 empty] | RATE FOR T.W.SCANTLING 2M LONG |  |  | 117572 |  |  |  | SHUTTER SIZE-.9X2.025 =1.823M2 | [17 empty] | ¦ |  | ¦
[10 empty] | = |  |  |  | STYLES(OVER 2M) -1X2X2.025X0.075X0.0375=0.0114 | [17 empty] | ¦ |  | ¦
[16 empty] | - | [15 empty] | ¦ |  | ¦
[5 empty] | 22.1 (a) | * | T.W.SINGLY LEAF FULLY PANELLED | [6 empty] | RAILS(BELOW 2M)- 1X4X0.9X0.15X0.0375= 0.0203 | [17 empty] | ¦ |  | ¦
[7 empty] | DOOR SHUTTER FOR DOOR OF SIZE | [6 empty] | - 1X2X0.70625X0.075X0.0375 =0.0040 |  |  | 0.0243 | [14 empty] | ¦ |  | ¦
[7 empty] | 1000 X 2100MM | [9 empty] | - | [14 empty] | ¦ |  | ¦
[7 empty] | - | [6 empty] | PLANKS -1X4X0.58125X0.3375X0.01875= |  |  | 0.0147 | [14 empty] | ¦ |  | ¦
[7 empty] | SHUTTER SIZE-.9X2.025 =1.823M2 | [6 empty] | -1X1X0.725X0.3375X0.01875= |  |  | 0.0046 | [14 empty] | ¦ |  | ¦
[7 empty] | STYLES(OVER 2M) -1X2X2.025X0.075X0.0375=0.0114 | [9 empty] | - | [14 empty] | ¦ |  | ¦
[9 empty] | - | [7 empty] | 0.0193 | [14 empty] | ¦ |  | ¦
[7 empty] | RAILS(BELOW 2M)- 1X4X0.9X0.15X0.0375= 0.0203 | [9 empty] | - | [14 empty] | ¦ |  | ¦
[7 empty] | - 1X2X0.70625X0.075X0.0375 =0.0040 |  |  | 0.0243 | [21 empty] | ¦ |  | ¦
[10 empty] | - | [21 empty] | ¦ |  | ¦
[7 empty] | PLANKS -1X4X0.58125X0.3375X0.01875= |  |  | 0.0147 |  | 0.0114 | CUM | C.W SCANTLING UPTO 4M LONG | 34300 | CUM | 391.02 | [14 empty] | ¦ |  | ¦
[7 empty] | -1X1X0.725X0.3375X0.01875= |  |  | 0.0046 |  | 0.0243 | CUM | C.W SCANTLING UPTO 4M LONG | 34300 | CUM | 833.49 | [14 empty] | ¦ |  | ¦
[10 empty] | - |  | 0.0193 | CUM | C.W PLANKS 25mm thick, 30cm WIDE | 39400 | CUM | 760.42 | [14 empty] | ¦ |  | ¦
[10 empty] | 0.0193 | [21 empty] | 0
[10 empty] | - |  | 1.823 | SQM | LABOUR FOR WROUGHT&PUTUP | 2039.8 | SQM | 3718.5554 | [14 empty] | 0
[12 empty] | 1 | NO | DOOR HANDLE WITH CP SCREWS | 57.65 | NO. | 57.65 | [14 empty] | 0
[12 empty] | 3 | NO. | 5"BUTT HINGS | 89.6 | NO. | 268.8 | [14 empty] | 0
[5 empty] | 0.0114 | CUM | T.W SCANTLING ABOVE 2M LONG | 111600 | CUM | 1272.24 |  | 2 | NO. | 6"X1/2"TOWER BOLT | 64.8 | NO. | 129.6 | [14 empty] | 0
[5 empty] | 0.0243 | CUM | T.W SCANTLING BELOW 2M LONG | 99400 | CUM | 2415.42 |  | 1 | NO. | 10"X5/8"ALDROP | 181 | NO. | 181 | [14 empty] | 0
[5 empty] | 0.0193 | CUM | T.W PLANKS OVER 15TO 30cm | 95000 | CUM | 1833.5 |  | 1 | NO. | NYLONBUSH | 7.3 | NO. | 7.3 | [14 empty] | 0
[7 empty] | WIDE&12TO15mm T.K |  |  |  |  | 1 | NO. | DOOR STOPPER | 49.55 | NO. | 49.55 | [14 empty] | 0
[5 empty] | 1.823 | SQM | LABOUR FOR WROUGHT&PUTUP | 2039.8 | SQM | 3718.5554 | [6 empty] | - | [14 empty] | 0
[5 empty] | 1 | NO | DOOR HANDLE WITH CP SCREWS 6" (p-41) | 57.65 | NO. | 57.65 |  |  |  | TOTAL FOR 1.8230SQM |  |  | 6397.3854 | [14 empty] | 0
[5 empty] | 3 | NO. | 5"BUTT HINGS (p-40) | 89.6 | NO. | 268.8 | [6 empty] | - | [14 empty] | 0
[5 empty] | 2 | NO. | 6"X1/2"TOWER BOLT (p-40) | 64.8 | NO. | 129.6 |  |  |  | RATE PER SQM |  |  | 3509.2624 | [14 empty] | 0
[5 empty] | 1 | NO. | 10"X5/8"ALDROP (p-41) | 181 | NO. | 181 | [21 empty] | 0
[5 empty] | 1 | NO. | NYLONBUSH | 7.3 | NO. | 7.3 | [6 empty] | = | [14 empty] | ¦ |  | ¦
[5 empty] | 1 | NO. | DOOR STOPPER (p-41) | 49.55 | NO. | 49.55 | [21 empty] | ¦ |  | ¦
[5 empty] | 64 | Nos. | Brass screw p-55 it-232 | 2.41 | No, | 154.24 | [21 empty] | ¦ |  | ¦
[7 empty] | TOTAL FOR 1.8230SQM |  |  | 10087.8554 | [21 empty] | ¦ |  | ¦
[10 empty] | - | [21 empty] | ¦ |  | ¦
[7 empty] | RATE PER SQM |  |  | 5533.6563 | [21 empty] | ¦ |  | ¦
[32 empty] | ¦ |  | ¦
[10 empty] | = | [21 empty] | ¦ |  | ¦
[32 empty] | ¦ |  | ¦
[32 empty] | ¦ |  | ¦
[5 empty] | 22.1 (b) | * | T.W.SINGLY LEAF FULLY PANELLED | [24 empty] | ¦ |  | ¦
[7 empty] | DOOR SHUTTER FOR DOOR OF SIZE | [24 empty] | ¦ |  | ¦
[7 empty] | 900 X 2100MM | [24 empty] | ¦ |  | ¦
[7 empty] | - | [24 empty] | ¦ |  | ¦
[32 empty] | ¦ |  | ¦
[7 empty] | SHUTTER SIZE0-.8X2.05 =1.64M2 | [24 empty] | 0
[7 empty] | STYLES(OVER 2M) -1X2X2.05X0.075X0.0375=0.0115 | [24 empty] | ¦ |  | ¦
[9 empty] | - | [22 empty] | 0
[7 empty] | RAILS(BELOW 2M)- 1X4X0.8X0.15X0.0375= 0.018 | [24 empty] | 0
[7 empty] | - 1X2X0.73125X0.075X0.0375 =0.0040 |  |  | 0.022 | [21 empty] | ¦ |  | ¦
[10 empty] | - | [21 empty] | ¦ |  | ¦
[7 empty] | PLANKS -1X4X0.60625X0.2875X0.01875= |  |  | 0.0131 | [21 empty] | ¦ |  | ¦
[7 empty] | -1X1X0.625X0.2875X0.01875= |  |  | 0.0034 | [21 empty] | ¦ |  | ¦
[10 empty] | - | [21 empty] | 0
[10 empty] | 0.0165 | [21 empty] | 0
[10 empty] | - |  |  |  | BWR single leaf | [17 empty] | 0
[5 empty] | 0.0115 | CUM | T.W SCANTLING ABOVE 2M LONG | 111600 | CUM | 1283.4 |  | (a) |  | DOOR OF SIZE 750X2100 MM | [17 empty] | 0
[5 empty] | 0.022 | CUM | T.W SCANTLING BELOW 2M LONG | 99400 | CUM | 2186.8 |  |  |  | - | [17 empty] | 0
[5 empty] | 0.0165 | CUM | T.W PLANKS OVER 15TO 30cm | 95000 | CUM | 1567.5 |  | 0.01153 | CUM | T.W.SCANTLING above 2M length | 111600 | CUM | 1286.748 | [14 empty] | 0
[7 empty] | WIDE&12TO15mm T.K |  |  |  |  | 0.01013 | CUM | T.W.SCANTLING below 2M length | 99400 | CUM | 1006.922 | [14 empty] | 0
[5 empty] | 1.64 | SQM | LABOUR FOR WROUGHT&PUTUP | 2039.8 | SQM | 3345.272 |  | 0.7778 | SQM | Phenol bonded BWR Plywood 9mm | 387.4 | SQM | 301.3197 | [14 empty] | 0
[5 empty] | 1 | NO | DOOR HANDLE WITH CP SCREWS 6" | 57.65 | NO. | 57.65 |  | 1.23 | SQM | LABOUR CHARGE | 1701 | SQM | 2092.23 | [14 empty] | 0
[5 empty] | 3 | NO. | 5"BUTT HINGS (p-40) | 89.6 | NO. | 268.8 |  | 2 | NO. | 6"X1/2"ALU.TOWER BOLT | 64.8 | NO. | 129.6 | [14 empty] | 0
[5 empty] | 2 | NO. | 6"X1/2"TOWER BOLT (p-40) | 64.8 | NO. | 129.6 |  | 3 | NO. | 5" ALU BUTT HINGES | 89.6 | NO. | 268.8 | [14 empty] | 0
[5 empty] | 1 | NO. | 10"X5/8"ALDROP (p-41) | 181 | NO. | 181 |  | 1 | NO. | 10"X5/8" ALU. ALDROP | 181 | NO. | 181 | [14 empty] | 0
[5 empty] | 1 | NO. | NYLONBUSH | 7.3 | NO. | 7.3 |  | 1 | NO. | NYLON BUSH | 7.3 | NO. | 7.3 | [14 empty] | ¦ |  | ¦
[5 empty] | 1 | NO. | DOOR STOPPER (p-41) | 49.55 | NO. | 49.55 |  | 1 | NO. | ALU.HANDLE WITH C.P.SCREWS 6" | 57.65 | NO. | 57.65 | [14 empty] | ¦ |  | ¦
[5 empty] | 10 | Nos. | Brass screw p-55 it-232 | 2.41 | NO. | 24.1 |  | 1 | NO. | DOOR STOPPER | 49.55 | NO. | 49.55 | [14 empty] | ¦ |  | ¦
[10 empty] | - |  | 58 |  | brass screws | 2.41 |  | 139.78 | [14 empty] | ¦ |  | ¦
[7 empty] | TOTAL FOR 1.6400SQM |  |  | 9100.972 |  |  |  | TOTAL FOR 1.23 SQM |  |  | 5520.8997 | [14 empty] | ¦ |  | ¦
[10 empty] | - | [6 empty] | - | [14 empty] | ¦ |  | ¦
[10 empty] | 5549.3732 |  |  |  | RATE PER SQM |  |  | 4488.5364 | [14 empty] | ¦ |  | ¦
[10 empty] | = | [6 empty] | = | [14 empty] | ¦:: |  | ¦::
[5 empty] | 22.1 (c) | * | T.W.SINGLY LEAF FULLY PANELLED | [24 empty] | 0
[7 empty] | DOOR SHUTTER FOR DOOR OF SIZE | [24 empty] | 0
[7 empty] | 700 X 2100MM | [24 empty] | ¦ |  | ¦
-
[7 empty] | SHUTTER SIZE0-.6X2.025 =1.215M2 | [24 empty] | ¦ |  | ¦
[7 empty] | STYLES(OVER 2M) -1X2X2.025X0.075X0.0375=0.0114 | [24 empty] | ¦ |  | ¦
[9 empty] | - | [22 empty] | ¦ |  | ¦
[7 empty] | RAILS(BELOW 2M)- 1X2X0.6X0.15X0.0375= 0.0068 | [24 empty] | ¦ |  | ¦
[7 empty] | - 1X3X0.6X0.075X0.0375 =0.0051 |  |  | 0.0119 | [21 empty] | ¦ |  | ¦
[10 empty] | - | [21 empty] | 0
[7 empty] | PLANKS -1X5X0.425X0.295X0.01875= |  |  | 0.0118 | [21 empty] | 0
[10 empty] | - | [21 empty] | 0
0
[5 empty] | 0.0114 | CUM | T.W SCANTLING ABOVE 2M LONG | 111600 | CUM | 1272.24 | [21 empty] | 0
[5 empty] | 0.0119 | CUM | T.W SCANTLING BELOW 2M LONG | 99400 | CUM | 1182.86 | [21 empty] | 0
[5 empty] | 0.0118 | CUM | T.W PLANKS OVER 15TO 30cm | 95000 | CUM | 1121 | [21 empty] | 0
[7 empty] | WIDE&12TO15mm T.K | [24 empty] | 0
[5 empty] | 1.215 | SQM | LABOUR FOR WROUGHT&PUTUP | 2039.8 | SQM | 2478.357 | [21 empty] | 0
[5 empty] | 1 | NO | DOOR HANDLE WITH CP SCREWS 6" | 57.65 | NO. | 57.65 | [21 empty] | 0
[5 empty] | 3 | NO. | 5"BUTT HINGS (p-40) | 89.6 | NO. | 268.8 | [21 empty] | 0
[5 empty] | 2 | NO. | 6"X1/2"TOWER BOLT (p-40) | 64.8 | NO. | 129.6 | [21 empty] | 0
[5 empty] | 1 | NO. | 10"X5/8"ALDROP (p-41) | 181 | NO. | 181 | [21 empty] | 0
[5 empty] | 1 | NO. | NYLONBUSH | 7.3 | NO. | 7.3 | [21 empty] | 0
[5 empty] | 1 | NO. | DOOR STOPPER (p-41) | 49.55 | NO. | 49.55 | [21 empty] | 0
[5 empty] | 10 | Nos. | Brass screw p-55 it-232 | 2.41 | NO. | 24.1 |  | 23.1. | * | S/F OF BWR PLYWOOD DOOR | [17 empty] | 0
[10 empty] | - |  |  |  | SHUTTER WITH VERTICALS AND | [17 empty] | 0
[7 empty] | TOTAL FOR 1.215SQM |  |  | 6772.457 |  |  |  | TOP RAIL AND BOTTOM RAILS | [17 empty] | 0
[10 empty] | - |  |  |  | WITH 9mm THICK MARINE GRADE | [17 empty] | 0
[7 empty] | RATE PER SQM |  |  | 5574.0387 |  |  |  | BWR PLYWOOD WITH | [17 empty] | 0
[10 empty] | = |  |  |  | I.O FITTINGS AS PER SCHEDULE E | [17 empty] | 0
[7 empty] | Hollow type PVC door with frame |  |  | 2135 |  |  |  | - | [17 empty] | 0
[5 empty] | 23.1. | * | S/F OF BWR PLYWOOD DOOR | [6 empty] | SHUTTER SIZE0-.8X2.05 =1.64M2 | [17 empty] | 0
[7 empty] | SHUTTER WITH VERTICALS AND | [6 empty] | STYLES(OVER 2M) -1X2X2.05X0.075X0.0375=0.01153 | [17 empty] | 0
[7 empty] | TOP RAIL AND BOTTOM RAILS | [8 empty] | -
[7 empty] | WITH 9mm THICK MARINE GRADE | [6 empty] | RAILS(BELOW 2M)- 1X3X0.8X0.15X0.0375= 0.0135 | [17 empty] | 0
[7 empty] | BWR PLYWOOD WITH | [24 empty] | 0
[7 empty] | I.O FITTINGS AS PER SCHEDULE E | [24 empty] | 0
[7 empty] | - | [6 empty] | PLANKS -1X1X0.625X0.64=0.40 | [17 empty] | 0
[7 empty] | SHUTTER SIZE0-.8X2.05 =1.64M2 | [6 empty] | PLANKS -1X1X0.985X0.625=0.616 |  |  | 1.016M2 | [14 empty] | 0
[7 empty] | STYLES(OVER 2M) -1X2X2.05X0.075X0.0375=0.01153 | [24 empty] | 0
[9 empty] | - | [19 empty] | 23.1. | * | S/F OF BWR PLYWOOD DOOR
[7 empty] | RAILS(BELOW 2M)- 1X3X0.8X0.15X0.0375= 0.0135 | [23 empty] | SHUTTER WITH VERTICALS AND
[12 empty] | (a) |  | DOOR OF SIZE 900 X2100 MM | [16 empty] | TOP RAIL AND BOTTOM RAILS
[14 empty] | - | [16 empty] | WITH 9mm THICK MARINE GRADE
[7 empty] | PLANKS -1X1X0.625X0.64=0.40 |  |  |  |  | 0.01153 | CUM | C.W.SCANTLING UPTO 4M length (PADAK) | 34300 | CUM | 395.479 | [13 empty] | BWR PLYWOOD WITH
[7 empty] | PLANKS -1X1X0.985X0.625=0.616 |  |  | 1.016M2 |  | 0.0135 | CUM | C.W.SCANTLING UPTO 4M length (PADAK) | 34300 | CUM | 463.05 | [13 empty] | I.O FITTINGS AS PER SCHEDULE E 1200 x 2100mm size
[12 empty] | 1.016 | SQM | Phenol bonded BWR Plywood 9mm | 387.4 | SQM | 393.5984 | [13 empty] | -
[12 empty] | 1.64 | SQM | LABOUR CHARGE | 1701 | SQM | 2789.64 | [13 empty] | SHUTTER SIZE0-1.1X2.05 =2.255M2
[12 empty] | 2 | NO. | 6"X1/2"ALU.TOWER BOLT | 64.8 | NO. | 129.6 | [13 empty] | STYLES(OVER 2M) -2X2X2.05X0.075X0.0375=0.02306
[5 empty] | (a) |  | DOOR OF SIZE 900 X2100 MM |  |  |  |  | 3 | NO. | 5" ALU BUTT HINGES | 89.6 | NO. | 268.8 | [15 empty] | -
[7 empty] | - |  |  |  |  | 1 | NO. | 10"X5/8" ALU. ALDROP | 181 | NO. | 181 | [13 empty] | RAILS(BELOW 2M)- 2X3X0.55X0.15X0.0375= 0.01856
[5 empty] | 0.01153 | CUM | T.W.SCANTLING above 2M length | 111600 | CUM | 1286.748 |  | 1 | NO. | NYLON BUSH | 7.3 | NO. | 7.3
[5 empty] | 0.0135 | CUM | T.W.SCANTLING below 2M length | 99400 | CUM | 1341.9 |  | 1 | NO. | ALU.HANDLE WITH C.P.SCREWS | 57.65 | NO. | 57.65
[5 empty] | 1.016 | SQM | Phenol bonded BWR Plywood 9mm | 387.4 | SQM | 393.5984 |  | 1 | NO. | DOOR STOPPER | 49.55 | NO. | 49.55 | [13 empty] | PLANKS -1X2X0.625X0.425=0.53
[5 empty] | 1.64 | SQM | LABOUR CHARGE | 1701 | SQM | 2789.64 | [6 empty] | - | [13 empty] | PLANKS -1X2X1.025X0.425=0.87 |  |  | 1.40M2
[5 empty] | 2 | NO. | 6"X1/2"TOWER BOLT (p-40) | 64.8 | NO. | 129.6 |  |  |  | TOTAL FOR 1.64 SQM |  |  | 4735.6674
[5 empty] | 3 | NO. | 5" ALU BUTT HINGES | 89.6 | NO. | 268.8 | [6 empty] | -
[5 empty] | 1 | NO. | 10"X5/8" ALU. ALDROP | 181 | NO. | 181 |  |  |  | RATE PER SQM |  |  | 2887.6021
[5 empty] | 1 | NO. | NYLON BUSH | 7.3 | NO. | 7.3 | [6 empty] | = | = | [10 empty] | (a) |  | DOOR OF SIZE 1200 X2100 MM
[5 empty] | 1 | NO. | ALU.HANDLE WITH C.P.SCREWS 6" | 57.65 | NO. | 57.65 | [20 empty] | -
[5 empty] | 1 | NO. | DOOR STOPPER | 49.55 | NO. | 49.55 |  | (a) |  | DOOR OF SIZE 1000 X2100 MM | [14 empty] | 0.02306 | CUM | T.W.SCANTLING above 2M length | 111600 | CUM | 2573.496
[5 empty] | 58 | Nos. | Brass screw | 2.41 | NO. | 139.78 |  |  |  | - | [14 empty] | 0.01856 | CUM | T.W.SCANTLING below 2M length | 99400 | CUM | 1844.864
[7 empty] | TOTAL FOR 1.64 SQM |  |  | 6645.5664 |  | 0.01153 | CUM | T.W.SCANTLING above 2M length | 111600 | CUM | 1286.748 | [11 empty] | 1.4 | SQM | Phenol bonded BWR Plywood 9mm | 387.4 | SQM | 542.36
[10 empty] | - |  | 0.0152 | CUM | T.W.SCANTLING below 2M length | 99400 | CUM | 1510.88 | [11 empty] | 2.255 | SQM | LABOUR CHARGE | 1701 | SQM | 3835.755
[7 empty] | RATE PER SQM |  |  | 4052.1746 |  | 1.26 | SQM | Phenol bonded BWR Plywood 9mm | 387.4 | SQM | 488.124 | [11 empty] | 4 | NO. | 6"X1/2"ALU.TOWER BOLT | 64.8 | NO. | 259.2
[10 empty] | = |  | 1.845 | SQM | LABOUR CHARGE | 1701 | SQM | 3138.345 | [11 empty] | 6 | NO. | 5" ALU BUTT HINGES | 89.6 | NO. | 537.6
[5 empty] | 22.2(a) |  | TW single leaf glazed window |  |  |  |  | 2 | NO. | 6"X1/2"ALU.TOWER BOLT | 64.8 | NO. | 129.6 | [11 empty] | 1 | NO. | 10"X5/8" ALU. ALDROP | 181 | NO. | 181
[7 empty] | shutter for frame of overall height 135cm |  |  |  |  | 3 | NO. | 5" ALU BUTT HINGES | 89.6 | NO. | 268.8 | [11 empty] | 2 | NO. | NYLON BUSH | 7.3 | NO. | 14.6
[7 empty] | - |  |  |  |  | 1 | NO. | 10"X5/8" ALU. ALDROP | 181 | NO. | 181 | [11 empty] | 2 | NO. | ALU.HANDLE WITH C.P.SCREWS 6" | 57.65 | NO. | 115.3
[5 empty] | 0.00665 | cum | TW scantling below 2m length | 99400 | CUM | 661.01 |  | 1 | NO. | NYLON BUSH | 7.3 | NO. | 7.3 | [11 empty] | 2 | NO. | DOOR STOPPER | 49.55 | NO. | 99.1
[5 empty] | 0.32346 | SQM | frosted glass 4mmthick | 208.8 | CUM | 67.5384 |  | 1 | NO. | ALU.HANDLE WITH C.P.SCREWS 6" | 57.65 | NO. | 57.65 | [11 empty] | 118 | NO. | Brass screw | 2.41 |  | 284.38
[5 empty] | 0.4766 | SQM | LABOUR CHARGE | 1906.8 | SQM | 908.7809 |  | 1 | NO. | DOOR STOPPER | 49.55 | NO. | 49.55 | [13 empty] | TOTAL FOR 2.255 SQM |  |  | 10287.655
[5 empty] | 3 | NO. | 3" ALU BUTT HINGES | 49.35 | NO. | 148.05 |  | 58 |  | brass screws | 2.41 |  | 139.78 | [16 empty] | -
[5 empty] | 2 | NO. | 2"X5/16" ALU. TOWERBOLT | 39.7 | NO. | 79.4 |  |  |  | TOTAL FOR 1.845SQM |  |  | 7257.777 | [13 empty] | RATE PER SQM |  |  | 4562.153
[5 empty] | 1 | NO. | NYLON BUSH with screws | 7.3 | NO. | 7.3 | [6 empty] | - | [16 empty] | =
[5 empty] | 1 | NO. | 6" hooks and eyes | 8.9 | NO. | 8.9 |  |  |  | RATE PER SQM |  |  | 3933.7545
[5 empty] | 24 |  | Brass screw | 2.41 | NO. | 57.84 | [6 empty] | =
[7 empty] | TOTAL FOR .4766 SQM |  |  | 1938.8193
-
[7 empty] | RATE PER SQM |  |  | 4068.0221
=
[5 empty] | 22.2(c) | * | TW single leaf glazed window
[7 empty] | shutter for frame of overall height 105cm | [5 empty] | T.W.SINGLY LEAF FULLY PANELLED
[7 empty] | - | [5 empty] | DOOR SHUTTER FOR DOOR OF SIZE
[5 empty] | 0.0054 | cum | TW scantling below 2m length | 99400 | CUM | 536.76 |  |  | 1800 X 2100MM (Double leaves)
[5 empty] | 0.23871 | SQM | frosted glass 4mmthick | 208.8 | CUM | 49.8426
[5 empty] | 0.362 | SQM | LABOUR CHARGE | 1906.8 | SQM | 690.2616
[5 empty] | 3 | NO. | 3" ALU BUTT HINGES | 49.35 | NO. | 148.05 |  | 0.0228 | CUM | T.W SCANTLING ABOVE 2M LONG | 111600 | CUM | 2544.48
[5 empty] | 2 | NO. | 2"X5/16" ALU. TOWERBOLT | 39.7 | NO. | 79.4 |  | 0.043 | CUM | T.W SCANTLING BELOW 2M LONG | 99400 | CUM | 4274.2
[5 empty] | 1 | NO. | NYLON BUSH with screws | 7.3 | NO. | 7.3 |  | 0.0408 | CUM | T.W PLANKS OVER 15TO 30cm | 95000 | CUM | 3876
[5 empty] | 1 | NO. | 6" hooks and eyes | 8.9 | NO. | 8.9 |  |  |  | WIDE&12TO25mm T.K |  |  | 0
[5 empty] | 10 |  | Brass screw | 2.41 | NO. | 24.1 |  | 3.4425 | SQM | LABOUR FOR WROUGHT&PUTUP | 2039.8 | SQM | 7022.0115
[10 empty] | - |  | 2 | NO | DOOR HANDLE WITH CP SCREWS 6" | 57.65 | NO. | 115.3
[7 empty] | TOTAL FOR .362 SQM |  |  | 1544.6142 |  | 6 | NO. | 5"BUTT HINGS | 89.6 | NO. | 537.6
[10 empty] | - |  | 4 | NO. | 6"X1/2"TOWER BOLT | 64.8 | NO. | 259.2
[7 empty] | RATE PER SQM |  |  | 4266.8902 |  | 1 | NO. | 10"X5/8"ALDROP | 181 | NO. | 181
[10 empty] | = |  | 2 | NO. | NYLONBUSH | 7.3 | NO. | 14.6
[5 empty] | 22.2(d) | * | TW Swing type ventilater |  |  |  |  | 2 | NO. | DOOR STOPPER | 49.55 | NO. | 99.1
[7 empty] | of size 90x 60cm |  |  |  |  | 10 |  | brass screws | 2.41 |  | 24.1
[7 empty] | - | [6 empty] | TOTAL FOR 1.6400SQM |  |  | 18947.9015
[5 empty] | 0.0053 | cum | TW scantling below 2m length | 99400 | CUM | 526.82 | [6 empty] | -
[5 empty] | 0.2745 | SQM | frosted glass 4mmthick | 208.8 | CUM | 57.3156 |  |  |  | RATE PER SQM |  |  | 5504.1108
[5 empty] | 0.4 | SQM | LABOUR CHARGE | 1589 | SQM | 635.6 | [6 empty] | =
[5 empty] | 2 | pair | pivoted hinges with screw | 8.5 | pair | 17
[5 empty] | 1 | NO. | 3" hooks and eyes | 6.1 | NO. | 6.1
[5 empty] | 1 | NO. | 8" hooks and eyes | 11.8 | NO. | 11.8 |  |  |  | TW Panelled Door 1500 X 2100MM (Double leaves)
[5 empty] | 10 |  | Brass screw | 2.41 | NO. | 24.1
-
[7 empty] | TOTAL FOR .40 SQM |  |  | 1278.7356
[10 empty] | - |  | 0.0228 | CUM | T.W SCANTLING above 2m | 111600 | CUM | 2544.48
[7 empty] | RATE PER SQM |  |  | 3196.839 |  | 0.0354 | CUM | T.W SCANTLING below 2m | 99400 | CUM | 3518.76
[12 empty] | 0.0323 | CUM | T.W PLANKS (15.30 CM) (12 TO 25CM THICK) | 95000 | CUM | 3068.5
[10 empty] | = |  | 2.835 | SQM | LABOUR CHARGES FOR WROUGHT AND PUT UP | 2039.8 | SQM | 5782.833
[5 empty] | 22.3 |  | TW double leaf shutter for ward robe / cup board |  |  |  |  | 2 | NOS | DOOR HANDLE 6" | 57.65 | Each | 115.3
[7 empty] | - | - | - |  |  | 6 | NOS | 5" BUTT HINGES | 89.6 | Each | 537.6
[12 empty] | 4 | NOS | 6" X .6" TOWER BOLTS | 64.8 | Each | 259.2
[7 empty] | SHUTTER SIZE 1.2X2.1 =2.52M2 |  |  |  |  | 1 | NOS | 10" X 5/8" ALDROPS | 181 | Each | 181
[7 empty] | TW scantling(OVER 2M) -1X2X2.1X0.075X0.0375=0.0118 |  |  |  |  | 2 | NOS | NYLON BUSH | 7.3 | Each | 14.6
[7 empty] | TW scantling(below 2M) -1X2X1.2X0.075X0.0375=0.00675 |  |  |  |  | 2 | NOS | DOOR STOPPER | 49.55 | Each | 99.1
[7 empty] | Shutter styles(vertical) -1X4X1.95X0.075X0.0375=0.02194 |  |  |  |  | 118 |  | brass screws | 2.41 |  | 284.38
[7 empty] | Shutter styles(Horizantal) -2X2X0.4X0.075X0.0375=0.0045 | [6 empty] | RATE PER SQM |  |  | 16405.753
[10 empty] | 0.0332 | [6 empty] | ============ | [32 empty] | 000000011111111111111111111111111111111111111111111111111111111111111111111111111111111111111111111111111111111111111111111111111111111111111111111111111111111111111111111111111111111111111111111111111111111111111111111111111111111111111111111111111111111111111111111111111111111111111111111111111111111111111111111111111111111111111111111111111111
[7 empty] | Shutter(OSL Board) -1X2X1.825X0.4=1.46m2 | [6 empty] | RATE FOR 2.835 SQM |  |  | 5786.8617
[7 empty] | Shutter area -1X1X1.05X1.95=2.05 m2 | [9 empty] | ============
[5 empty] | 0.0118 | CUM | T.W.SCANTLING above 2M length | 111600 | CUM | 1316.88
[5 empty] | 0.0332 | CUM | T.W.SCANTLING below 2M length | 99400 | CUM | 3300.08
[5 empty] | 0.01855 | CUM | LABOUR FOR WROUGHT &PUTUP | 18172 | CUM | 337.0906
[5 empty] | 1.46 | SQM | BISON PANEL 8MMTK. OSL | 269.1 | SQM | 392.886
[5 empty] | 2.05 | SQM | LABOUR CHARGE FOR SHUTTER | 1701 | SQM | 3487.05
[5 empty] | 2 | NO. | 3"X5/8"ALU.TOWER BOLT | 39.7 | NO. | 79.4
[5 empty] | 6 | NO. | 3" ALU BUTT HINGES | 49.35 | NO. | 296.1
[5 empty] | 2 | NO. | ORNAMENTAL; HANDLE WITH SCREWS(100mm)p41 it-108c | 60.9 | NO. | 121.8
[5 empty] | 1 | NO. | LOCKS &KEY Qtn | 63.2 | NO. | 63.2
[5 empty] | 2.52 | SQM | VARNISH TWO COATS | 246.54 | SQM | 621.2808
[7 empty] | SUNDRIES FOR NAILS,PLUGS ETC. | L.S |  | 0.21
-
[7 empty] | TOTAL FOR 2.52 SQM |  |  | 10015.9774 |  | Cement Concrete using design mix of grade M25 concrete for all RCC works
[10 empty] | - |  |  |  | -
[7 empty] | RATE PER SQM |  |  | 3974.5942 |  |  | 0.453 | 20mmH.B.JELLY | 2446.72 | CUM | 1108.3642
[10 empty] | = |  |  | 0.302 | 10mmH.B.JELLY | 1980.72 | CUM | 598.1774
[6 empty] | * | BEST VARNISHING ONE COAT OVER WOOD WORK | [5 empty] | 0.44 | SAND | 2265.5 | CUM | 996.82
[7 empty] | - | - |  |  |  |  | 0.37 | Cement | 6040 | MT | 2234.8
[5 empty] | 0.77 | Lit. | BEST VARNISH | 271.2 | Lit. | 208.824 |  |  | 0.35 | Mason II | 1237.6 | NO. | 433.16
[5 empty] | 0.61 | Lit. | LINSEED OIL BOILED | 25 | Lit. | 15.25 |  |  | 2.12 | Mazdoor I | 865.2 | NO. | 1834.224
[5 empty] | 0.7 | No. | PAINTER-I | 1058.4 | EACH | 740.88 |  |  | 3.53 | Mazdoor II | 709.8 | NO. | 2505.594
[14 empty] | VIBRATING CHARGES |  |  | 125.16
[5 empty] | 0.7 | No. | MAZDOOR-I | 865.2 | EACH | 605.64 |  | LS |  | Admixture | 0 |  | 270
[6 empty] | L.S | SUNDRIES FOR BRUSHES,ETC |  | L.S | 1.5 |  | LS |  | Batching plant | 0 |  | 150
[10 empty] | - |  | LS |  | Sundries | 0 |  | 0.35
[7 empty] | TOTAL FOR TEN SQM |  |  | 1572.094 | [6 empty] | 10256.6496
[10 empty] | - | [12 empty] | 0
[7 empty] | RATE PER SQM |  |  | 157.2094
=
[14 empty] | In Foundation and Basement |  |  | 10256.6496
[6 empty] | * | BEST VARNISHING TWO COAT OVER WOOD WORK | [9 empty] | -
[7 empty] | - | - | [5 empty] | G.F |  |  | 10415.6896 | 159.04 | 313.32
[5 empty] | 1.2 | Lit. | BEST VARNISH p37/52 | 271.2 | Lit. | 325.44 |  |  |  | F.F |  |  | 10729.0096 | 4892.7496
[5 empty] | 0.9 | Lit. | LINSEED OIL BOILED | 25 | Lit. | 22.5 |  |  |  | S.F |  |  | 11042.3296
[5 empty] | 1.1 | No. | PAINTER-I | 1058.4 | EACH | 1164.24 |  |  |  | T.F |  |  | 11355.6496
[5 empty] | 1.1 | No. | MAZDOOR-I | 865.2 | EACH | 951.72 |  |  |  | Fourth Floor |  |  | 11668.9696
[6 empty] | L.S | SUNDRIES FOR BRUSHES,ETC |  | L.S | 1.5 |  |  |  | 5th |  |  | 11982.2896
[10 empty] | - |  |  |  | 6th |  |  | 12295.6096
[7 empty] | TOTAL FOR TEN SQM |  |  | 2465.4 |  |  |  | 7th |  |  | 12608.9296
[10 empty] | - |  |  |  | 8th |  |  | 12922.2496
[7 empty] | RATE PER SQM |  |  | 246.54 |  |  |  | 9th |  |  | 13235.5696
[10 empty] | = |  |  |  | 10th |  |  | 13548.8896
13862.2096
[5 empty] | 23.3 |  | Supplying and fixing of Magnetic Door Catches | Qtn |  | 52 | [6 empty] | 14175.5296
[14 empty] | Design Mix M30 Grade Concrete (CER 255/2012-13) |  |  | 14488.8496
[12 empty] | 0.443 | cum | 20mm HBG | 2446.72 |  | 1083.897
[5 empty] | 23.2 | * | Supplying and fixing 4mm thick pin |  |  |  |  | 0.295 | cum | 10mm HBG | 1980.72 |  | 584.3124
[7 empty] | headed glass panels 450x1350 |  |  |  |  | 0.43 | cum | Sand | 2265.5 |  | 974.165
[7 empty] | - | - |  |  |  | 0.39 | MT | Cement | 6040 |  | 2355.6
[5 empty] | 0.5334 | Sqm | 4mm glass frosted | 306.9 | Sqm | 163.7005 |  | 0.35 | Nos | Mason II | 1237.6 | 0 | 433.16
[5 empty] | 4.24 | Rmt | 12x12mm Alu.Beedings ( Qtn) | 35.61 | Rmt | 150.9864 |  | 2.12 | Nos | Maz I | 865.2 |  | 1834.224
[5 empty] | 16 | No. | Alu. bolts and nuts( Qtn) | 1 | Each | 16 |  | 3.53 | Nos | Maz II | 709.8 |  | 2505.594
[5 empty] | 0.5334 | Sqm | Labour for fixing glass paneles | 286.4815 | Sqm | 152.8092 |  | 1 | cum | Vibrating charges | 125.16 |  | 125.16
[6 empty] | L.S | Sundries |  | L.S |  |  | LS |  | Admixture | LS |  | 270
[7 empty] | (1.08SQM LABOUR =.25CARPENTER-II) |  |  |  |  | LS |  | Batching plant | LS |  | 150
[10 empty] | - |  | LS |  | Sundries | LS |  | 0.45 | 159.04 | 313.32 | [14 empty] | ¦
[7 empty] | Total for 0.5334 Sqm |  |  | 483.4961 |  |  |  | Foundation & Basement |  |  | 10316.5624 | [16 empty] | ¦
[10 empty] | - |  |  |  | G.F |  |  | 10475.6024 | [16 empty] | ¦
[7 empty] | Rate for one Sqm. |  |  | 906.4 | [6 empty] | 10788.9224 | [16 empty] | ¦
[10 empty] | = | [6 empty] | 11102.2424 | [7 empty] | 15.1 | C. |  | S & F of Granite slab of size 4'x2', 18 to 20mm Thick For kitchen arrangements (jet black) for SP and ADSP |  |  |  |  | 15.1 | C. | S & F of Granite tile of size 2'x 1', 10mm Thick For kitchen arrangements (jet black for SFO)
[28 empty] | ================== | [6 empty] | ==================
[5 empty] | 24. | * | STEEL GRILLS FOR WINDOWS & VENTILATER |  |  |  |  | 23.2 | * | Supplying and fixing 5.5mm thick pin | [10 empty] | 10 | Sqm |  | Granite slab ( Jet Black) p-36 it-29a | 1737 | Sqm | 17370 | Sqm | 10 | Sqm | Granite slab ( Jet Black) p-35 it-28 a | 886 | Sqm | 8860
[7 empty] | WITH SUITABLE LEDGES including piming coat | [6 empty] | headed glass panels 450x1350 | [10 empty] | 0.12 | CUM |  | C.M 1:3 | 5318.7 | CUM | 638.244 | CUM | 0.12 | CUM | C.M 1:3 | 5318.7 | CUM | 638.244
[7 empty] | - | [6 empty] | - | - | [9 empty] | 1 | No. |  | Mason Ist | 1325.8 | Each | 1325.8 | No. | 1 | No. | Mason Ist | 1325.8 | Each | 1325.8
[5 empty] | 1 | Kg | RATE AS PER PWD LR For Window p 38/ it 82 | 69.6 | Kg | 69.6 |  | 0.5334 | Sqm | 5.5mm glass frosted | 362.5 | Sqm | 193.3575 | [7 empty] | 1 | No. |  | Mazdoor Ist class | 865.2 | Each | 865.2 | No. | 1 | No. | Maz Ist | 865.2 | Each | 865.2
[10 empty] | = |  | 4.24 | Rmt | 12x12mm Alu.Beedings ( Qtn) | 35.61 | Rmt | 150.9864 | [8 empty] | L.S |  | Packing with C.M., Scaffolding |  | L.S | 0.33 |  |  | L.S | Packing with C.M., Scaffolding |  | L.S | 0.33
[5 empty] | 39 |  | Steel grill for Verandah Enclousure PWD SR p20/ Item 138/131 | 70.15 | Kg | 70.15 |  | 16 | No. | Alu. bolts and nuts( Qtn) | 1 | Each | 16 | [10 empty] | and Polishing etc., |  |  |  | - |  |  | and Polishing etc.,
[5 empty] | 25. | * | Supplying and fixing M.S.Hold Qtn |  | EACH | 9.6 |  | 0.5334 | Sqm | Labour for fixing glass paneles | 286.4815 | Sqm | 152.8092 | [10 empty] | Total for TEN sqm |  |  | 20199.574 | 0 |  |  | Total for TEN sqm |  |  | 11689.574
[7 empty] | fast with screws |  |  | = |  |  | L.S | Sundries |  | L.S | [14 empty] | - | - | [5 empty] | -
[14 empty] | (1.08SQM LABOUR =.25CARPENTER-II) | [13 empty] | RATE for one sqm |  |  | 2019.9574 |  |  |  | RATE for one sqm |  |  | 1168.9574
[5 empty] | 28. | * | FINISHING THE TOP OF FLOORING | [9 empty] | - | [10 empty] | G.F |  | 3.1808 | 2023.1382 |  |  |  | G.F |  | 1.5904 | 1170.5478
[7 empty] | WITH C.M(1:4)20mm THICK | [6 empty] | Total for 0.5334 Sqm |  |  | 513.1531 | [10 empty] | F.F |  | 6.2664 | 2029.4046 |  |  |  | F.F |  | 3.1332 | 1173.681
[7 empty] | - | [9 empty] | - | [10 empty] | S.F |  | 6.2664 | 2035.671 |  |  |  | S.F |  | 3.1332 | 1176.8142
[5 empty] | 0.22 | CUM | CEMENT MORTAR(1:4) | 4593.9 | CUM | 1010.658 |  |  |  | Rate for one Sqm. |  |  | 962 | [10 empty] | T.F |  | 6.2664 | 2041.9374 |  |  |  | T.F |  | 1.95 | 1178.7642
[5 empty] | 2.2 | NO | MASON I | 1325.8 | NO | 2916.76 | [6 empty] | = | [10 empty] | FOURTH FLOOR |  | 6.2664 | 2048.2038 |  |  |  | FOURTH FLOOR |  | 1.95 | 1180.7142
[5 empty] | 0.5 | NO | MAZDOOR I | 865.2 | NO | 432.6 | [17 empty] | 5 |  | 6.2664 | 2054.4702 | 0 |  |  | 5 |  | 6.2664 | 1186.9806
[5 empty] | 3.2 | NO | MAZDOOR II | 709.8 | NO | 2271.36 | [17 empty] | 6 |  | 6.2664 | 2060.7366 | 0 |  |  | 6 |  | 6.2664 | 1193.247
[28 empty] | 7 |  | 6.2664 | 2067.003 |  |  |  | 7 |  | 6.2664 | 1199.5134
[28 empty] | 8 |  | 6.2664 | 2073.2694 |  |  |  | 8 |  | 6.2664 | 1205.7798
[28 empty] | 9 |  | 6.2664 | 2079.5358 |  | i8 |  | 9 |  | 6.2664 | 1212.0462
[28 empty] | 10 |  | 6.2664 | 2085.8022
[28 empty] | 11 |  | 6.2664 | 2092.0686
[6 empty] | L.S | SUNDRIES |  | L.S | 5 | [14 empty] | 29.5 | * |  | Granite Slab flooring in cm1:3,20mm thk |  |  |  | ¦ |  | ¦
[10 empty] | - | [17 empty] | Satheleri Grey |  |  |  | ¦ |  | ¦
[7 empty] | TOTAL FOR 10 SQM |  |  | 6636.378 | [21 empty] | ¦ |  | ¦
[10 empty] | - |  |  |  | Eurocon tile/ Designer tile flooring (as per CER-112/2007-08) | [13 empty] | - | - | 591.5894 |  | ¦ |  | ¦
[7 empty] | RATE PER SQM |  |  | 663.6378 | [14 empty] | 10 | SQM |  | COST OF granite FLOOR slab , (p-36/29c) gray | 1462 | SQM | 14620 | ¦ |  | ¦
[10 empty] | = | [7 empty] | Old rate | [6 empty] | 0.21 | CUM |  | C.M(1:3) | 5318.7 | CUM | 1116.927 | ¦ |  | ¦
[5 empty] | 29.2 | * | MOSAIC FLOORING IN C.M(1:3) |  |  |  |  | 10 | SQM | COST OF Eurocon TILES (pwd -p 35/17 | 653 | SQM | 6530 | 694.02 | 6940.2 | [8 empty] | LABOUR FOR LAYING & POINTING |  |  |  | ¦ |  | ¦
[7 empty] | USING GREY COLOUR TILES |  |  |  |  | 0.21 | CUM | C.M(1:3) | 5318.7 | CUM | 1116.927 |  | 1116.927 | [5 empty] | 1.1 | NO |  | MASON I | 1325.8 | NO | 1458.38 | ¦ |  | ¦
[7 empty] | - |  |  |  |  | 1.1 | NO | MASON I | 1325.8 | NO | 1458.38 |  | 1458.38 | [5 empty] | 1.1 | NO |  | MASON II | 1237.6 | NO | 1361.36 | ¦ |  | ¦
[5 empty] | 160 | NOS | COST OF GRAY COLOUR TILES | 11907 | 1000 Nos | 1905.12 |  | 1.1 | NO | MASON II | 1237.6 | NO | 1361.36 |  | 1361.36 | [5 empty] | 2.2 | NO |  | MAZDOOR I | 865.2 | NO | 1903.44 | ¦ |  | ¦
[7 empty] | 25X25X2cm |  |  |  |  | 2.2 | NO | MAZDOOR I | 865.2 | NO | 1903.44 |  | 1903.44 | [5 empty] | 2.2 | NO |  | MAZDOOR II | 709.8 | NO | 1561.56 | ¦ |  | ¦
[5 empty] | 0.21 | CUM | C.M(1:3) | 5318.7 | CUM | 1116.927 |  | 2.2 | NO | MAZDOOR II | 709.8 | NO | 1561.56 |  | 1561.56 | [5 empty] | 20 | Kg |  | CEMENT | 6040 | M.T | 120.8 | ¦ |  | ¦
[7 empty] | LABOUR FOR LAYING & POINTING |  |  |  |  | 20 | Kg | CEMENT | 6040 | M.T | 120.8 |  | 120.8 | [5 empty] | 2 | Kg |  | Grout | 36.1 | Kg | 72.2 | ¦ |  | ¦
[5 empty] | 1.1 | NO | MASON I | 1325.8 | NO | 1458.38 |  | 2 | Kg | white/colour cement | 24.925 | Kg | 49.85 |  | 49.85 | [5 empty] | 1.6 | NO |  | MASON II | 1237.6 | NO | 1980.16 | ¦ |  | ¦
[5 empty] | 1.1 | NO | MASON II | 1237.6 | NO | 1361.36 |  | 1.6 | NO | MASON II | 1237.6 | NO | 1980.16 |  | 1980.16 | [5 empty] | 0.5 | NO |  | MAZDOOR I | 865.2 | NO | 432.6 | ¦ |  | ¦
[5 empty] | 2.2 | NO | MAZDOOR I | 865.2 | NO | 1903.44 |  | 0.5 | NO | MAZDOOR I | 865.2 | NO | 432.6 |  | 432.6 | [5 empty] | 1.1 | NO |  | MAZDOOR II | 709.8 | NO | 780.78 | ¦ |  | ¦
[5 empty] | 2.2 | NO | MAZDOOR II | 709.8 | NO | 1561.56 |  | 1.1 | NO | MAZDOOR II | 709.8 | NO | 780.78 |  | 780.78 | [6 empty] | L.S |  | SUNDRIES | 0 | L.S | 0 | ¦ |  | ¦
[5 empty] | 22 | Kg | CEMENT | 6040 | M.T | 132.88 |  |  | L.S | SUNDRIES |  | L.S | 4.6 | 2.75 | 2.74 | [9 empty] | 0 |  | - | ¦ |  | ¦
[5 empty] | 1.6 | NO | MASON II | 1237.6 | NO | 1980.16 | [6 empty] | - | [10 empty] | TOTAL FOR 10 SQM |  |  | 25408.207 | ¦:: |  | ¦::
[5 empty] | 0.5 | NO | MAZDOOR I | 865.2 | NO | 432.6 |  |  |  | TOTAL FOR 10 SQM |  |  | 17300.457 |  | 17708.797 | [11 empty] | - | 0
[5 empty] | 1.1 | NO | MAZDOOR II | 709.8 | NO | 780.78 | [6 empty] | - | [10 empty] | RATE PER SQM |  |  | 2540.8207 | 0
[7 empty] | POLISHING | [6 empty] | RATE PER SQM |  |  | 1730.0457 | 754.4257 | 1770.8797 | [11 empty] | = | ¦ |  | ¦
[5 empty] | 1 | L.S | HIRE CHARGES FOR POWER POLISH | 28.575 | L.S | 28.575 |  |  |  | Vertified tile flooring (Colour) | [17 empty] | ¦ |  | ¦
[5 empty] | 1 | L.S | ELCT.CHARGES | 11.9 | L.S | 11.9 | [21 empty] | ¦ |  | ¦
[5 empty] | 1 | L.S | COST OF POLISHING STONE | 86.4 | L.S | 86.4 | [21 empty] | ¦ |  | ¦
[5 empty] | 1.1 | NO | MOSAIC POLISHER FOR POLISHING | 1020.6 | NO | 1122.66 |  | 10 | SQM | COST OF nano polish Vitified TILES (LSR New It-1) p-35 it-14 | 658 | SQM | 6580 |  |  | Vertified tile flooring ( Ivory) | [11 empty] | ¦ |  | ¦
[5 empty] | 2.2 | NO | MAZDOORII FOR WATER,WASHING ETC | 709.8 | NO | 1561.56 |  | 0.21 | CUM | C.M(1:3) | 5318.7 | CUM | 1116.927 | [14 empty] | ¦ |  | ¦
[6 empty] | L.S | SUNDRIES |  | L.S | 0 |  | 1.1 | NO | MASON I | 1325.8 | NO | 1458.38 | [14 empty] | ¦ |  | ¦
[10 empty] | - |  | 1.1 | NO | MASON II | 1237.6 | NO | 1361.36 | 10 | SQM | COST OF stain free nano polish Vertified TILES (p51, it-156) | 658 | SQM | 6580 |  | 29.5 | * |  | S & F of Granite tile of size 2'x1', 10mm Thick For kitchen arrangements (Ruby red) |  |  |  | ¦ |  | ¦
[7 empty] | TOTAL FOR 10 SQM |  |  | 15444.302 |  | 2.2 | NO | MAZDOOR I | 865.2 | NO | 1903.44 | 0.21 | CUM | C.M(1:3) | 5318.7 | CUM | 1116.927 | [8 empty] | ¦ |  | ¦
[10 empty] | - |  | 2.2 | NO | MAZDOOR II | 709.8 | NO | 1561.56 | 1.1 | NO | MASON I | 1325.8 | NO | 1458.38 | [8 empty] | ¦ |  | ¦
[12 empty] | 20 | Kg | CEMENT | 6040 | M.T | 120.8 | 1.1 | NO | MASON II | 1237.6 | NO | 1361.36 |  |  |  |  | - | - |  |  | ¦ |  | ¦
[7 empty] | RATE PER SQM |  |  | 1544.4302 |  | 2 | Kg | Grout joint filler | 36.1 | Kg | 72.2 | 2.2 | NO | MAZDOOR I | 865.2 | NO | 1903.44 |  | 10 | SQM |  | COST OF granite FLOOR TILES, Ruby Red p-36 28b | 793 | SQM | 7930 | ¦ |  | ¦
[12 empty] | 1.6 | NO | MASON II | 1237.6 | NO | 1980.16 | 2.2 | NO | MAZDOOR II | 709.8 | NO | 1561.56 |  | 0.21 | CUM |  | C.M(1:3) | 5318.7 | CUM | 1116.927 | ¦ |  | ¦
[10 empty] | = |  | 0.5 | NO | MAZDOOR I | 865.2 | NO | 432.6 | 20 | Kg | CEMENT | 6040 | M.T | 120.8 |  |  |  |  | LABOUR FOR LAYING & POINTING |  |  |  | ¦ |  | ¦
[5 empty] | 29.5 | * | Providing White/Color ceramic floor tiles (Anti-skid)of |  |  |  |  | 1.1 | NO | MAZDOOR II | 709.8 | NO | 780.78 | 2 | Kg | Grout joint filler | 36.1 | Kg | 72.2 |  | 1.1 | NO |  | MASON I | 1325.8 | NO | 1458.38 | ¦ |  | ¦
[7 empty] | any size 0f 6mm T.K including pointing etc., | [5 empty] | L.S | SUNDRIES |  | L.S | 0 | 1.6 | NO | MASON II | 1237.6 | NO | 1980.16 |  | 1.1 | NO |  | MASON II | 1237.6 | NO | 1361.36 | ¦ |  | ¦
[7 empty] | as directed by the Dept.Officers. | [10 empty] | 0.5 | NO | MAZDOOR I | 865.2 | NO | 432.6 |  | 2.2 | NO |  | MAZDOOR I | 865.2 | NO | 1903.44 | ¦ |  | ¦
[7 empty] | - | - | [5 empty] | TOTAL FOR 10 SQM |  |  | 17368.207 | 1.1 | NO | MAZDOOR II | 709.8 | NO | 780.78 |  | 2.2 | NO |  | MAZDOOR II | 709.8 | NO | 1561.56 | ¦ |  | ¦
[5 empty] | 10 | SQM | COST OF CERAMIC FLOOR TILES | 377.86 | SQM | 3778.6 | [6 empty] | - |  | L.S | SUNDRIES |  | L.S | 0.18 |  | 20 | Kg |  | CEMENT | 6040 | M.T | 120.8 | ¦ |  | ¦
[5 empty] | 0.21 | CUM | C.M(1:3) | 5318.7 | CUM | 1116.927 |  |  |  | RATE PER SQM |  |  | 1736.8207 | [5 empty] | - |  | 2 | Kg |  | Grout | 36.1 | Kg | 72.2 | 0
[7 empty] | LABOUR FOR LAYING & POINTING | [12 empty] | TOTAL FOR 10 SQM |  |  | 17368.387 |  | 1.6 | NO |  | MASON II | 1237.6 | NO | 1980.16 | ¦ |  | ¦
[5 empty] | 1.1 | NO | MASON I | 1325.8 | NO | 1458.38 | [12 empty] | - |  | 0.5 | NO |  | MAZDOOR I | 865.2 | NO | 432.6 | 0
[5 empty] | 1.1 | NO | MASON II | 1237.6 | NO | 1361.36 | [9 empty] | RATE PER SQM |  |  | 1736.8387 |  | 1.1 | NO |  | MAZDOOR II | 709.8 | NO | 780.78 | ¦ |  | ¦
[5 empty] | 2.2 | NO | MAZDOOR I | 865.2 | NO | 1903.44 | [15 empty] | L.S |  | SUNDRIES | 0 | L.S | 0 | ¦ |  | ¦
[5 empty] | 2.2 | NO | MAZDOOR II | 709.8 | NO | 1561.56 |  |  |  | Vertified tile flooring IVORY |  | d448 | [14 empty] | - | ¦ |  | ¦
[5 empty] | 20 | Kg | CEMENT | 6040 | M.T | 120.8 | [17 empty] | TOTAL FOR 10 SQM |  |  | 18718.207 | ¦ |  | ¦
[5 empty] | 2 | Kg | Grout ( qtn) | 36.1 | Kg | 72.2 | [20 empty] | - | ¦ |  | ¦
[5 empty] | 1.6 | NO | MASON II | 1237.6 | NO | 1980.16 |  | 10 | SQM | COST OF Vertified TILES qtn | 421.3 | SQM | 4213 | [10 empty] | RATE PER SQM |  |  | 1871.8207 | 710 ruby red |  | ¦
[5 empty] | 0.5 | NO | MAZDOOR I | 865.2 | NO | 432.6 |  | 0.21 | CUM | C.M(1:3) | 5318.7 | CUM | 1116.927 | [13 empty] | = | ¦ |  | ¦
[5 empty] | 1.1 | NO | MAZDOOR II | 709.8 | NO | 780.78 |  | 1.1 | NO | MASON I | 1325.8 | NO | 1458.38 | [7 empty] | 29.4 | * |  | Suppling and laying granite wall cladding |  |  |  | ¦ |  | ¦
[6 empty] | L.S | SUNDRIES |  | L.S | 0 |  | 1.1 | NO | MASON II | 1237.6 | NO | 1361.36 | [10 empty] | in C.M(1:2) |  |  |  | ¦ |  | ¦
[10 empty] | - |  | 2.2 | NO | MAZDOOR I | 865.2 | NO | 1903.44 | [10 empty] | - |  |  |  | ¦ |  | ¦
[7 empty] | TOTAL FOR 10 SQM |  |  | 14566.807 |  | 2.2 | NO | MAZDOOR II | 709.8 | NO | 1561.56 | [7 empty] | 1.86 | SQM |  | COST OF granite TILES | 793 | SQM | 1474.98 | ¦ |  | ¦
[10 empty] | - |  | 20 | Kg | CEMENT | 6040 | M.T | 120.8 | [7 empty] | 0.4 | Kg |  | Grout | 36.1 | Kg | 14.44 | 0
[7 empty] | RATE PER SQM |  |  | 1456.6807 |  | 2 | Kg | Grout joint filler | 36.1 | Kg | 72.2 | [7 empty] | 0.02 | CUM |  | C.M(1:2) | 6768.3 | CUM | 135.366 | 0
[10 empty] | = |  | 1.6 | NO | MASON II | 1237.6 | NO | 1980.16 | [7 empty] | 1 | NO |  | MASON I | 1325.8 | NO | 1325.8
[5 empty] | 29.4 | * | Suppling and laying White/Plain colour |  |  |  |  | 0.5 | NO | MAZDOOR I | 865.2 | NO | 432.6 | [7 empty] | 1 | NO |  | Mazdoor-I | 865.2 | NO | 865.2 | 0
[7 empty] | Glazed tiles in C.M(1:2) |  |  |  |  | 1.1 | NO | MAZDOOR II | 709.8 | NO | 780.78 | [8 empty] | L.S |  | SUNDRIES |  | L.S | 0 | 0
[7 empty] | - | [5 empty] | L.S | SUNDRIES |  | L.S | 0 | [13 empty] | - | 0
[5 empty] | 1.86 | SQM | COST OF GLAZED TILES | 415 | SQM | 771.9 |  | 465 | [15 empty] | TOTAL FOR 1.860 SQM |  |  | 3815.786 | 0
[5 empty] | 0.4 | Kg | Grout | 36.1 | Kg | 14.44 |  |  |  | TOTAL FOR 10 SQM |  |  | 15001.207 | [13 empty] | - | 0
[5 empty] | 0.02 | CUM | C.M(1:2) | 6768.3 | CUM | 135.366 | [6 empty] | - | [10 empty] | RATE PER SQM |  |  | 2051.4978 | 0
[5 empty] | 1 | NO | MASON I | 1325.8 | NO | 1325.8 |  |  |  | RATE PER SQM |  |  | 1500.1207 | [13 empty] | = | 0
[5 empty] | 1 | NO | Mazdoor-I | 865.2 | NO | 865.2 | [7 empty] | 29.5 | * | Suppling and laying colour matt finish floor tiles | [11 empty] | 0
[6 empty] | L.S | SUNDRIES |  | L.S | [22 empty] | 0
[10 empty] | - | [21 empty] | 0
[7 empty] | TOTAL FOR 1.860 SQM |  |  | 3112.706 | [9 empty] | - | - | [10 empty] | 0
[10 empty] | - | [7 empty] | 10 | SQM | COST OF matt finish wall of 12x12 (Quotation rate) | 538.21 | SQM | 5382.1 | [8 empty] | 0
[7 empty] | RATE PER SQM |  |  | 1673.4978 | [7 empty] | 0.21 | CUM | C.M(1:3) | 5318.7 | CUM | 1116.927 | [8 empty] | 0
[10 empty] | = | [9 empty] | LABOUR FOR LAYING & POINTING | [11 empty] | 0
[6 empty] | * | Suppling and laying colour matt finish wall tiles | [10 empty] | 1.1 | NO | MASON I | 1325.8 | NO | 1458.38 | [8 empty] | 0
[18 empty] | 1.1 | NO | MASON II | 1237.6 | NO | 1361.36 | [8 empty] | 0
[7 empty] | - | [10 empty] | 2.2 | NO | MAZDOOR I | 865.2 | NO | 1903.44 | [8 empty] | 0
[5 empty] | 1.86 | SQM | COST OF TILES (Quotation rate) | 699.4 | SQM | 1300.884 | [7 empty] | 2.2 | NO | MAZDOOR II | 709.8 | NO | 1561.56 | [8 empty] | 0
[5 empty] | 0.4 | Kg | Cement | 6040 | Kg | 2416 | [7 empty] | 20 | Kg | CEMENT | 6040 | M.T | 120.8 | [8 empty] | 0
[5 empty] | 0.02 | CUM | C.M(1:2) | 6768.3 | CUM | 135.366 | [7 empty] | 2 | Kg | Grout | 36.1 | Kg | 72.2 | [8 empty] | 0
[5 empty] | 1 | NO | MASON I | 1325.8 | NO | 1325.8 | [7 empty] | 1.6 | NO | MASON II | 1237.6 | NO | 1980.16 | [8 empty] | 0
[5 empty] | 1 | NO | Mazdoor-I | 865.2 | NO | 865.2 | [7 empty] | 0.5 | NO | MAZDOOR I | 865.2 | NO | 432.6 | [8 empty] | 0
[6 empty] | L.S | SUNDRIES |  | L.S | [8 empty] | 1.1 | NO | MAZDOOR II | 709.8 | NO | 780.78 | [8 empty] | 0
[10 empty] | - | [8 empty] | L.S | SUNDRIES |  | L.S | 0 | [8 empty] | 0
[7 empty] | TOTAL FOR 1.860 SQM |  |  | 6043.25 | [12 empty] | - | [8 empty] | 0
[10 empty] | - | [9 empty] | TOTAL FOR 10 SQM |  |  | 16170.307 | [8 empty] | 0
[7 empty] | RATE PER SQM |  |  | 3249.0591 | [12 empty] | - | [8 empty] | 0
[10 empty] | = | [9 empty] | RATE PER SQM |  |  | 1617.0307 | [8 empty] | 0
[23 empty] | = | [8 empty] | 0
0
[13 empty] | * | PAINTING TWO COATS OVER NEW (as per CER-112/2007-08) |  |  |  | 15.1 | C. | S & F of Granite slab 18mm to 12mm Thick For kitchen arrangements | [11 empty] | 0
[14 empty] | PLASTERED SURFACE WITH | [5 empty] | ================== | [11 empty] | 0
[5 empty] | 30. | * | FINISHING THE TOP OF FLOORING | [6 empty] | WATER REPELLANT PAINT OVER ONE PRIMER COAT |  |  |  | 10 | Sqm | Granite slab (Ruby red) P-36 it-29 b | 1626 | Sqm | 16260 | [8 empty] | 0
[7 empty] | WITH C.M(1:3)20mm THICK | [6 empty] | - |  |  |  | 0.21 | CUM | C.M 1:3 | 5318.7 | CUM | 1116.927 | [8 empty] | 0
[7 empty] | (NO SAND)USING GRANITECHIPS |  |  |  |  | 3.2 | Kg | COST OF PAINT | 225 | Kg | 720 | 1.1 | No. | Mason Ist | 1325.8 | Each | 1458.38 | [8 empty] | 0
[7 empty] | OF 10mm&BELOW (ELLISPATTERN) |  |  |  |  | 0.98 | LIT | PRIMER (LMR item 112) p44 | 147.5 | LIT | 144.55 | 1.1 | No. | Mason IIst | 1237.6 | Each | 1361.36 | [8 empty] | 0
[7 empty] | - |  |  |  |  | 0.5 | NO | PAINTER I | 1058.4 | NO | 529.2 | 2.2 | No. | Mazdoor Ist | 865.2 | Each | 1903.44 | [8 empty] | 0
[5 empty] | 0.24 | CUM | STONE JELLY 3mm to 10mm | 1742.05 | CUM | 418.092 |  | 0.7 | NO | PAINTER II | 1024.8 | NO | 717.36 | 2.2 | No. | Mazdoor IIst | 709.8 | Each | 1561.56 | [8 empty] | 0
[5 empty] | 0.117 | M.T | CEMENT | 6040 | M.T | 706.68 |  | 0.5 | NO | MAZDOOR I | 865.2 | NO | 432.6 | 10 | L.S | Pointing the joint | 153.47 | L.S | 1534.7 | [8 empty] | 0
[5 empty] | 0.5 | NO | MASON I | 1325.8 | NO | 662.9 |  | 0.8 | NO | MAZDOOR II | 709.8 | NO | 567.84 |  |  |  | 0 |  | - | [8 empty] | 0
[5 empty] | 1.1 | NO | MAZDOOR I | 865.2 | NO | 951.72 |  | 10 | Sqm | Thorough scrapping p28 /108 | 5.6 | Sqm | 56 |  |  | Total for TEN sqm |  |  | 25196.367 | [8 empty] | 0
[5 empty] | 4.3 | NO | MAZDOOR II | 709.8 | NO | 3052.14 |  |  | L.S | SUNDRIES FOR BRUSHES,ETC |  | L.S | 0 | [5 empty] | - | [8 empty] | 0
[6 empty] | L.S | SUNDRIES |  | L.S | 0 | [6 empty] | - |  |  | RATE for one sqm |  |  | 2519.6367 | [8 empty] | 0
[10 empty] | - |  |  |  | TOTAL FOR 10 SQM |  |  | 3167.55 |  |  | G.F |  | 2521.8567 | 2519.6367 | [8 empty] | 0
[7 empty] | TOTAL FOR 10 SQM |  |  | 5791.532 | [6 empty] | - |  |  | F.F |  | 2521.8567 | 2520.7467 | [8 empty] | 0
[10 empty] | - |  |  |  | RATE PER SQM |  |  | 316.755 |  |  | S.F |  |  | 2521.8567 | [8 empty] | 0
[7 empty] | RATE PER SQM |  |  | 579.1532 | [9 empty] | T.F |  |  | 2521.8567 | [8 empty] | 0
[17 empty] | = |  |  | FOURTH FLOOR |  |  | 2521.8567 | [8 empty] | 0
[10 empty] | = | [21 empty] | 0
[5 empty] | 31. | * | WEATHERING COURSE WITH BRICK |  |  |  |  | 40. | * | PAINTING TWO COATS OVER NEW (as per CER-112/2007-08) | [17 empty] | 0
[7 empty] | JELLY LIME IN RATIO 32:121/2 | [6 empty] | PLASTERED SURFACE WITH |  |  |  | 15.1 | C. | S & F of Granite slab 18mm to 20mm Thick For kitchen arrangements | [11 empty] | 0
[7 empty] | BY VOLUMN WELL WATERING | [6 empty] | Plastic Emulsion PAINT | [5 empty] | ================== | [11 empty] | 0
[7 empty] | CONSOLIDATED WITH WOODEN | [6 empty] | - |  |  |  | 10 | Sqm | Granite slab ( Jet Black) P-36 it-29 a | 1737 | Sqm | 17370 | [8 empty] | 0
[7 empty] | BEATERS TO REQUIRED SLOP |  |  |  |  | 1.4 | LIT | Plastic Emulsion PAINT (LMR item 113) p-45 143( First qty | 295.6 | LIT | 413.84 | 0.21 | CUM | C.M 1:3 | 5318.7 | CUM | 1116.927 | [8 empty] | 0
[7 empty] | - |  |  |  |  | 0.98 | LIT | Primer (LMR item 142) p45 | 147.5 | LIT | 144.55 | 1.1 | No. | Mason Ist | 1325.8 | Each | 1458.38 | [8 empty] | 0
[5 empty] | 12.8 | CUM | BROKEN BRICKJELLY2OmmGAUGE | 1532.42 | CUM | 19614.976 |  | 2.2 | NO | PAINTER I | 1058.4 | NO | 2328.48 | 1.1 | No. | Mason IIst | 1237.6 | Each | 1361.36 | [8 empty] | 0
[5 empty] | 5 | CUM | COST OF LIME STONE | 993 | CUM | 4965 |  |  | L.S | SUNDRIES FOR BRUSHES,ETC |  | L.S | 2.55 | 2.2 | No. | Mazdoor Ist | 865.2 | Each | 1903.44 | [8 empty] | 0
[5 empty] | 1.8 | NO | MASON I | 1325.8 | NO | 2386.44 | [7 empty] | 2.2 | No. | Mazdoor IIst | 709.8 | Each | 1561.56 | [8 empty] | 0
[5 empty] | 17.7 | NO | MAZDOOR I | 865.2 | NO | 15314.04 |  |  |  | TOTAL FOR 10 SQM |  |  | 2889.42 | 10 | L.S | Pointing the joint | 153.47 | L.S | 1534.7 | [8 empty] | 0
[5 empty] | 14.1 | NO | MAZDOOR II | 709.8 | NO | 10008.18 | [6 empty] | - |  |  |  | 0 |  | - | [8 empty] | 0
[6 empty] | L.S | SUNDRIES |  | L.S | 0 |  |  |  | RATE PER SQM |  |  | 288.942 | 131.942 |  | Total for TEN sqm |  |  | 26306.367 | [8 empty] | 0
[10 empty] | - | [12 empty] | - | [8 empty] | 0
[7 empty] | TOTAL FOR 10 CUM |  |  | 52288.636 | [6 empty] | = |  |  | RATE for one sqm |  |  | 2630.6367 | [8 empty] | 0
[10 empty] | - | [21 empty] | 0
[7 empty] | RATE PER CUM |  |  | 5228.8636 |  | 15.1 | C. | S & F of Granite slab 18mm to 20mm Thick For kitchen arrangements |  |  |  |  | Providing cooling tiles over terrace floor | [12 empty] | 0
[10 empty] | = |  |  |  | ================== |  |  |  | 10 | SQM | COST OF CERAMIC FLOOR TILES p-34 it-7 a | 506 | SQM | 5060 |  |  | 9 |  | 6-10mm thick metal | 1818.72 | 16368.48 |  | 0
[12 empty] | 10 | Sqm | Granite slab (Ruby red) P-36 it-29b | 1626 | Sqm | 16260 | 0.21 | CUM | C.M(1:3) | 5318.7 | CUM | 1116.927 |  |  | 4.5 |  | C.M(1:2) | 6768.3 | 30457.35 |  | 0
[6 empty] | ** | POINTING WITH C.M.(1:3)FOR |  |  |  |  | 0.12 | CUM | C.M 1:3 | 5318.7 | CUM | 638.244 | 10 |  | Pointing with CM 1:3 | 414.8848 |  | 4148.848 |  |  | 1.8 |  | MASON II | 1237.6 | 2227.68 |  | 0
[7 empty] | PRESSED TILES |  |  |  |  | 1 | No. | Mason Ist | 1325.8 | Each | 1325.8 | 1.1 | NO | MASON I | 1325.8 | NO | 1458.38 |  |  | 17.7 |  | MAZDOOR I | 865.2 | 15314.04 |  | 0
[7 empty] | - |  |  |  | 10956.166 | 1 | No. | Mazdoor Ist | 865.2 | Each | 865.2 | 2.1 | NO | MASON II | 1237.6 | NO | 2598.96 |  |  | 14.1 |  | MAZDOOR II | 709.8 | 10008.18 |  | 0
[5 empty] | 0.04 | CUM | CEMENT MORTER(1:3) | 5318.7 | CUM | 212.748 |  |  | L.S | Packing with C.M., Scaffolding |  | L.S | 0.33 | 2.2 | NO | MAZDOOR I | 865.2 | NO | 1903.44 | [6 empty] | 74375.73 |  | 0
[5 empty] | 2.2 | NO | MASON II | 1237.6 | NO | 2722.72 | 10956.166 |  |  | and Polishing etc., |  |  | - | 1.1 | NO | MAZDOOR II | 709.8 | NO | 780.78 | [6 empty] | 7437.573 |  | 0
[5 empty] | 0.5 | NO | MAZDOOR I | 865.2 | NO | 432.6 |  |  |  | Total for TEN sqm |  |  | 19089.574 | 6.5 | Kg | ABC plus powder | 17.18 | M.T | 111.67 | [8 empty] | 0
[5 empty] | 1.1 | NO | MAZDOOR II | 709.8 | NO | 780.78 | [6 empty] | - | 3 | Kg | Colour cement p-36 | 27.25 | Kg | 81.75 | [8 empty] | 0
[6 empty] | L.S | SUNDRIES |  | L.S | 0 |  |  |  | RATE for one sqm |  |  | 1908.9574 | 2.15 | NO | ABC Grout | 45.8 | NO | 98.47 | [8 empty] | 0
[10 empty] | - |  |  |  | G.F |  | 1917.9874 | 1909.1674 | 0.4 | NO | Base concrete 1:2:4 (6-10mm thick metal) | 7437.573 | NO | 2975.0292 | [8 empty] | 0
[7 empty] | TOTAL FOR 10 SQM |  |  | 4148.848 |  |  |  | F.F |  | 1920.1874 | 1910.2774 |  |  |  |  | NO | 0 | [8 empty] | 0
[10 empty] | - |  |  |  | S.F |  |  | 1911.3874 |  | L.S | SUNDRIES |  | L.S | 0.8 | [8 empty] | 0
[7 empty] | RATE PER SQM |  |  | 414.8848 |  |  |  | T.F |  |  | 1913.5874 | [5 empty] | - | [8 empty] | 0
[10 empty] | = |  |  |  | FOURTH FLOOR |  |  | 1915.7874 |  |  | TOTAL FOR 10 SQM |  |  | 20335.0542 | [8 empty] | 0
[23 empty] | - | [8 empty] | 0
[5 empty] | 32.1 | * | FINISHING TOP OF ROOF WITH | [12 empty] | RATE PER SQM |  |  | 2033.5054 |  | 0.03 | [6 empty] | 0
[7 empty] | ONE COURSE OF PRESSED TILES | [15 empty] | = | [8 empty] | 0
[7 empty] | OVER A BED OF C.M(1:3), | [24 empty] | 0
[7 empty] | 12mmTHICK MIXED WITH WATER PROOF COMPOUND | [17 empty] | 3.02 | kg |  | Aluminium section | 325 | kg | 981.5 | 0
[7 empty] | AT 2% BY WEIGHT OF CEMENT | [6 empty] | Two legged scaffolding | [5 empty] | Aluminium window openable 1.35x1.05m (Six leaves) |  |  |  |  | 2.19 | kg |  | Aluminium section | 325 | kg | 711.75 | 0
[7 empty] | - | [10 empty] | 3.72 | kg | Aluminium section | 325 | kg | 1209 |  | 4.96 | kg |  | Aluminium section | 325 | kg | 1612 | 0
[5 empty] | 190 | NOS | PRESSED TILES 23X23X2cm P-15 | 16106 | 1000 Nos | 3060.14 |  | 70 | Rmt | 15cm dia casurina poles p -19 /115a. | 33 | Rmt | 2310 | 3.87 | kg | Aluminium section | 325 | kg | 1257.75 |  | 0.85 | kg |  | Aluminium section | 325 | kg | 276.25 | 0
[5 empty] | 0.12 | CUM | C.M(1:3) | 5318.7 | CUM | 638.244 | [7 empty] | 7.46 | kg | Aluminium section | 325 | kg | 2424.5 |  | 0.732 | sqm |  | glass 4mm pin headed | 306.9 | sqm | 224.6508 | 0
[5 empty] | 10 | SQM | POINTING WITH C.M(1:3) | 414.8848 | SQM | 4148.848 |  | 0.3 | Cum | Country wood planks p -18 /107 | 17600 | Cum | 5280 | 1.28 | kg | Aluminium section | 325 | kg | 416 |  | 6.872 | Rmt |  | rubber beeding | 29.05 | Rmt | 199.6316 | 0
[5 empty] | 1.54 | Kg | WPC | 42.7 | Kg | 65.758 | [7 empty] | 1.107 | sqm | glass 4mm pin headed | 306.9 | sqm | 339.7383 |  | 8 | NO |  | hinges | 71.9 | NO | 575.2 | 0
[5 empty] | 1.1 | NO | MASON I | 1325.8 | NO | 1458.38 |  |  |  | Total for 10 times |  |  | 7590 | 10.344 | Rmt | rubber beeding | 29.05 | Rmt | 300.4932 |  | 4 | NO |  | handle | 57.65 | NO | 230.6 | 0
[5 empty] | 2.1 | NO | MASON II | 1237.6 | NO | 2598.96 |  |  |  | For one operation |  |  | 759 | 12 | NO | hinges it-77 a p-40 | 71.9 | NO | 862.8 |  | 4 | NO |  | stay | 30 | NO | 120 | 0
[5 empty] | 2.2 | NO | MAZDOOR I | 865.2 | NO | 1903.44 | [7 empty] | 6 | NO | handle | 57.65 | NO | 345.9 |  | 4 | NO |  | stiffner | 20 | NO | 80 | 0
[5 empty] | 1.1 | NO | MAZDOOR II | 709.8 | NO | 780.78 |  | 2 | Nos | Mazdoor I | 865.2 | each | 1730.4 | 6 | NO | stay | 30 | NO | 180 |  | 4 | NO |  | holdfast | 15 | NO | 60 | 0
[6 empty] | L.S | SUNDRIES |  | L.S | 0 | [7 empty] | 6 | NO | stiffner | 20 | NO | 120 |  | 0.945 | Sqm |  | labbour charges | 2654.4 | Sqm | 2508.408 | 0
[10 empty] | - |  |  |  | Coir, nails etc. | LS |  | 11.5 | 4 | NO | holdfast | 15 | NO | 60 |  |  |  |  | sundries |  |  | 0.81 | 0
[7 empty] | TOTAL FOR 10 SQM |  |  | 14654.55 |  |  |  | Total for 6 Rmt. |  |  | 2500.9 | 1.418 | Sqm | labbour charges | 2654.4 | Sqm | 3763.9392 |  |  |  |  | Rate per each |  |  | 7580.8004 | 0
[10 empty] | - | [9 empty] | sundries | [11 empty] | 0
[7 empty] | RATE PER SQM |  |  | 1465.455 |  |  |  | Total for1 Rmt. |  |  | 416.8167 |  |  | Rate per each |  |  | 11280.1207 | [8 empty] | 0
[10 empty] | = | [17 empty] | Aluminium window openable 1.05x1.35m (Four leaves) |  |  |  | 0
[25 empty] | 3.72 | kg |  | Aluminium section | 325 | kg | 1209 | 0
[12 empty] | 29.5 | * | Providing Granite slab flooring of | [5 empty] | Aluminium window openable 0.90x1.35m (Four leaves) |  |  |  |  | 2.69 | kg |  | Aluminium section | 325 | kg | 874.25 | 0
[5 empty] | 32.2 | * | FINISHING TOP OF ROOF WITH | [6 empty] | any size 0f 6mm T.K including pointing etc., |  |  |  | 3.49 | kg | Aluminium section | 325 | kg | 1134.25 |  | 6.15 | kg |  | Aluminium section | 325 | kg | 1998.75 | 0
[7 empty] | ONE COURSE OF PRESSED TILES | [6 empty] | as directed by the Dept.Officers. |  |  |  | 2.53 | kg | Aluminium section | 325 | kg | 822.25 |  | 1.07 | kg |  | Aluminium section | 325 | kg | 347.75 | 0
[7 empty] | OVER A BED OF C.M(1:3), | [6 empty] | - | - |  |  | 5.75 | kg | Aluminium section | 325 | kg | 1868.75 |  | 1.153 | sqm |  | glass 4mm pin headed | 306.9 | sqm | 353.8557 | 0
[7 empty] | 12mmTHICK MIXED WITH WATER PROOF COMPOUND |  |  |  |  | 10 | SQM | COST OF Granite tile 20mm tk(Ruby red/raw silk) polished | 1626 | SQM | 16260 | 1 | kg | Aluminium section | 325 | kg | 325 |  | 8.672 | Rmt |  | rubber beeding | 29.05 | Rmt | 251.9216 | 0
[7 empty] | AT 2% BY WEIGHT OF CEMENT |  |  |  |  | 0.21 | CUM | C.M(1:3) | 5318.7 | CUM | 1116.927 | 0.967 | sqm | glass 4mm pin headed | 306.9 | sqm | 296.7723 |  | 8 | NO |  | hinges | 71.9 | NO | 575.2 | 0
[7 empty] | - | [6 empty] | LABOUR FOR LAYING & POINTING |  |  |  | 8.072 | Rmt | rubber beeding | 29.05 | Rmt | 234.4916 |  | 4 | NO |  | handle | 57.65 | NO | 230.6 | 0
[5 empty] | 190 | NOS | PRESSED TILES 23X23X18MM | 16106 | 1000 Nos | 3060.14 |  | 1.1 | NO | MASON I | 1325.8 | NO | 1458.38 | 8 | NO | hinges | 71.9 | NO | 575.2 |  | 4 | NO |  | stay | 30 | NO | 120 | 0
[5 empty] | 0.12 | CUM | C.M(1:3) | 5318.7 | CUM | 638.244 |  | 1.1 | NO | MASON II | 1237.6 | NO | 1361.36 | 4 | NO | handle | 57.65 | NO | 230.6 |  | 4 | NO |  | stiffner | 20 | NO | 80 | 0
[5 empty] | 10 | SQM | POINTING WITH C.M(1:3) | 414.8848 | SQM | 4148.848 |  | 2.2 | NO | MAZDOOR I | 865.2 | NO | 1903.44 | 4 | NO | stay | 30 | NO | 120 |  | 4 | NO |  | holdfast | 15 | NO | 60 | 0
[5 empty] | 5.8 | Kg | WPC | 42.7 | Kg | 247.66 |  | 2.2 | NO | MAZDOOR II | 709.8 | NO | 1561.56 | 4 | NO | stiffner | 20 | NO | 80 |  | 1.42 | Sqm |  | labbour charges | 2654.4 | Sqm | 3769.248 | 0
[5 empty] | 1.1 | NO | MASON I | 1325.8 | NO | 1458.38 |  | 20 | Kg | CEMENT | 6040 | M.T | 120.8 | 4 | NO | holdfast | 15 | NO | 60 |  |  |  |  | sundries |  |  | 0.85 | 0
[5 empty] | 2.1 | NO | MASON II | 1237.6 | NO | 2598.96 |  | 2 | Kg | Grout | 36.1 | Kg | 72.2 | 1.215 | Sqm | labbour charges | 2654.4 | Sqm | 3225.096 |  |  |  |  | Rate per each |  |  | 9871.4253 | 0
[5 empty] | 2.2 | NO | MAZDOOR I | 865.2 | NO | 1903.44 |  | 1.6 | NO | MASON II | 1237.6 | NO | 1980.16 |  |  | sundries |  |  | 0.23 | [8 empty] | 0
[5 empty] | 1.1 | NO | MAZDOOR II | 709.8 | NO | 780.78 |  | 0.5 | NO | MAZDOOR I | 865.2 | NO | 432.6 |  |  | Rate per each |  |  | 8972.6399 | [8 empty] | 0
[6 empty] | L.S | SUNDRIES |  | L.S | 0 |  | 1.1 | NO | MAZDOOR II | 709.8 | NO | 780.78 | [10 empty] | Aluminium window openable 0.50x1.35m (Two leaves) |  |  |  | 0
[10 empty] | - |  |  | L.S | SUNDRIES |  | L.S | 0.28 | [7 empty] | 2.87 | kg |  | Aluminium section | 325 | kg | 932.75 | 0
[7 empty] | TOTAL FOR 10 SQM |  |  | 14836.452 | [6 empty] | - |  |  | Aluminium window openable 1.80x1.35m (Eight leaves) |  |  |  |  | 0.56 | kg |  | Aluminium section | 325 | kg | 182 | 0
[10 empty] | - |  |  |  | TOTAL FOR 10 SQM |  |  | 27048.487 | 4.88 | kg | Aluminium section | 325 | kg | 1586 |  | 2.98 | kg |  | Aluminium section | 325 | kg | 968.5 | 0
[7 empty] | RATE PER SQM |  |  | 1483.6452 | [6 empty] | - | 6.57 | kg | Aluminium section | 325 | kg | 2135.25 |  | 0.52 | kg |  | Aluminium section | 325 | kg | 169 | 0
[10 empty] | = |  |  |  | RATE PER SQM |  |  | 2704.8487 | 11.56 | kg | Aluminium section | 325 | kg | 3757 |  | 0.533 | sqm |  | glass 4mm pin headed | 306.9 | sqm | 163.5777 | 0
[17 empty] | = | 2.01 | kg | Aluminium section | 325 | kg | 653.25 |  | 4.196 | Rmt |  | rubber beeding | 29.05 | Rmt | 121.8938 | 0
[5 empty] | 33. | * | PLASTERING C.M(1:5) 12mmTHICK | [6 empty] | Aluminium window openable 1.35x1.35m (Six leaves) |  |  |  | 1.96 | sqm | glass 4mm pin headed | 306.9 | sqm | 601.524 |  | 4 | NO |  | hinges | 71.9 | NO | 287.6 | 0
[7 empty] | - |  |  |  |  | 4.185 | kg | Aluminium section (p-38/84a) | 325 | kg | 1360.125 | 16.224 | Rmt | rubber beeding | 29.05 | Rmt | 471.3072 |  | 2 | NO |  | handle | 57.65 | NO | 115.3 | 0
[5 empty] | 0.14 | CUM | CEMENT MORTAR(1:5) | 4159.02 | CUM | 582.2628 |  | 4.55 | kg | Aluminium section | 325 | kg | 1478.75 | 16 | NO | hinges | 71.9 | NO | 1150.4 |  | 2 | NO |  | stay | 30 | NO | 60 | 0
[5 empty] | 1.1 | NO. | MASON I | 1325.8 | NO. | 1458.38 |  | 8.66 | kg | Aluminium section | 325 | kg | 2814.5 | 8 | NO | handle | 57.65 | NO | 461.2 |  | 2 | NO |  | stiffner | 20 | NO | 40 | 0
[5 empty] | 0.5 | NO. | MAZDOOR I | 865.2 | NO. | 432.6 |  | 1.51 | kg | Aluminium section | 325 | kg | 490.75 | 8 | NO | stay | 30 | NO | 240 |  | 4 | NO |  | holdfast | 15 | NO | 60 | 0
[5 empty] | 1.1 | NO. | MAZDOOR II | 709.8 | NO. | 780.78 |  | 1.462 | sqm | glass 4mm pin headed | 306.9 | sqm | 448.6878 | 8 | NO | stiffner | 20 | NO | 160 |  | 0.675 | Sqm |  | labbour charges | 2654.4 | Sqm | 1791.72 | 0
[6 empty] | L.S | SUNDRIES |  | L.S | 5 |  | 12.144 | Rmt | rubber beeding P-45/81 | 29.05 | Rmt | 352.7832 | 4 | NO | holdfast | 15 | NO | 60 |  |  |  |  | sundries |  |  | 0.39 | 0
[10 empty] | - |  | 12 | NO | hinges 75mm x 30 mm P-45/94 b | 71.9 | NO | 862.8 | 2.43 | Sqm | labbour charges | 2654.4 | Sqm | 6450.192 |  |  |  |  | Rate per each |  |  | 4892.7315 | 0
[7 empty] | TOTAL FOR 10 SQM |  |  | 3259.0228 |  | 6 | NO | handle 150 mm long p-42 /80b | 57.65 | NO | 345.9 |  |  | sundries | [11 empty] | 0
[10 empty] | - |  | 6 | NO | stay 10" | 30 | NO | 180 |  |  | Rate per each |  |  | 17726.1232 |  |  |  |  | Aluminium window openable 0.90x0.60m (Two leaves) |  |  |  | 0
[7 empty] | RATE PER SQM |  |  | 325.9023 |  | 6 | NO | stiffner | 20 | NO | 120 | [7 empty] | 2.33 | kg |  | Aluminium section | 325 | kg | 757.25 | 0
[12 empty] | 4 | NO | holdfast | 15 | NO | 60 |  |  | Aluminium window openable 1.80x2.20m (Eight leaves) |  |  |  |  | 0.67 | kg |  | Aluminium section | 325 | kg | 217.75 | 0
[10 empty] | = |  | 1.823 | Sqm | labbour charges | 2654.4 | Sqm | 4838.9712 | 6.2 | kg | Aluminium section | 325 | kg | 2015 |  | 2.65 | kg |  | Aluminium section | 325 | kg | 861.25 | 0
[5 empty] | 34. | * | PLASTERING C.M(1:4) 12mmTHICK | [6 empty] | sundries |  |  | 0.51 | 9.4332 | kg | Aluminium section | 325 | kg | 3065.79 |  | 0.46 | kg |  | Aluminium section | 325 | kg | 149.5 | 0
[7 empty] | - |  |  |  | 6.5695 | [5 empty] | 13353.7772 | 16.0711 | kg | Aluminium section | 325 | kg | 5223.114 |  | 0.417 | sqm |  | glass 4mm pin headed | 306.9 | sqm | 127.9773 | 0
[5 empty] | 0.14 | CUM | CEMENT MORTAR(1:4) | 4593.9 | CUM | 643.146 | [7 empty] | 2.8545 | kg | Aluminium section | 325 | kg | 927.706 |  | 3.696 | Rmt |  | rubber beeding | 29.05 | Rmt | 107.3688 | 0
[5 empty] | 1.1 | NO. | MASON I | 1325.8 | NO. | 1458.38 | [7 empty] | 3.31 | sqm | glass 4mm pin headed | 306.9 | sqm | 1015.839 |  | 4 | NO |  | hinges | 71.9 | NO | 287.6 | 0
[5 empty] | 0.5 | NO. | MAZDOOR I | 865.2 | NO. | 432.6 |  |  |  | Aluminium window openable 1.20x1.35m (Four leaves) |  |  |  | 23.02 | Rmt | rubber beeding | 29.05 | Rmt | 668.731 |  | 2 | NO |  | handle | 57.65 | NO | 115.3 | 0
[5 empty] | 1.1 | NO. | MAZDOOR II | 709.8 | NO. | 780.78 |  | 3.95 | kg | Aluminium section (p-40/61a) | 325 | kg | 1283.75 | 16 | NO | hinges | 71.9 | NO | 1150.4 |  | 2 | NO |  | stay | 30 | NO | 60 | 0
[6 empty] | L.S | SUNDRIES |  | L.S | 5 |  | 2.86 | kg | Aluminium section | 325 | kg | 929.5 | 8 | NO | handle | 57.65 | NO | 461.2 |  | 2 | NO |  | stiffner | 20 | NO | 40 | 0
[12 empty] | 6.55 | kg | Aluminium section | 325 | kg | 2128.75 | 8 | NO | stay | 30 | NO | 240 |  | 2 | NO |  | holdfast | 15 | NO | 30 | 0
[10 empty] | - |  | 1.15 | kg | Aluminium section | 325 | kg | 373.75 | 8 | NO | stiffner | 20 | NO | 160 |  | 0.54 | Sqm |  | labbour charges | 2654.4 | Sqm | 1433.376 | 0
[7 empty] | TOTAL FOR 10 SQM |  |  | 3319.906 | 3416.378 | 1.338 | sqm | glass 4mm pin headed | 306.9 | sqm | 410.6322 | 4 | NO | holdfast | 15 | NO | 60 |  |  |  |  | sundries |  |  | 0.7 | 0
[10 empty] | - |  | 9.272 | Rmt | rubber beeding P-41/64 | 29.05 | Rmt | 269.3516 | 3.96 | Sqm | labbour charges | 2654.4 | Sqm | 10511.424 |  |  |  |  | Rate per each |  |  | 4188.0721 | 0
[7 empty] | RATE PER SQM |  |  | 331.9906 |  | 8 | NO | hinges 75mm x 30 mm P-41/77 b | 71.9 | NO | 575.2 |  |  | sundries |  |  | 0.09 | [8 empty] | 0
[10 empty] | = |  | 4 | NO | handle 150 mm long p-42 /80b | 57.65 | NO | 230.6 |  |  | Rate per each |  |  | 25499.294 | [8 empty] | 0
[5 empty] | 35. | * | PLASTERING C.M(1:3) 10mmTHICK |  |  |  |  | 4 | NO | stay | 30 | NO | 120 | [10 empty] | Aluminium window openable 0.90x1.20m (Four leaves) |  |  |  | 0
[7 empty] | - |  |  |  |  | 4 | NO | stiffner | 20 | NO | 80 | [7 empty] | 3.255 | kg |  | Aluminium section | 325 | kg | 1057.875 | 0
[5 empty] | 0.1 | CUM | CEMENT MORTAR(1:3) | 5318.7 | CUM | 531.87 |  | 4 | NO | holdfast | 15 | NO | 60 |  |  | 2014-15 RATE |  |  |  |  | 2.358 | kg |  | Aluminium section | 325 | kg | 766.35 | 0
[5 empty] | 1.1 | NO. | MASON I | 1325.8 | NO. | 1458.38 | 11.742 | 1.62 | Sqm | labbour charges | 2654.4 | Sqm | 4300.128 | 4.42 | kg | Aluminium section | 325 | kg | 1436.5 |  | 5.357 | kg |  | Aluminium section | 325 | kg | 1741.038 | 0
[5 empty] | 1.1 | NO. | MAZDOOR I | 865.2 | NO. | 951.72 |  |  |  | sundries |  |  | 0.25 | 4.72 | kg | Aluminium section | 325 | kg | 1534 |  | 0.926 | kg |  | Aluminium section | 325 | kg | 300.95 | 0
[5 empty] | 1.1 | NO. | MAZDOOR II | 709.8 | NO. | 780.78 | [6 empty] | 10761.9118 | 9.06 | kg | Aluminium section | 325 | kg | 2944.5 |  | 0.85 | sqm |  | glass 4mm pin headed | 306.9 | sqm | 260.865 | 0
[6 empty] | L.S | SUNDRIES |  | L.S | 5 | [7 empty] | 1.58 | kg | Aluminium section | 325 | kg | 513.5 |  | 7.472 | Rmt |  | rubber beeding | 29.05 | Rmt | 217.0616 | 0
[10 empty] | - | [7 empty] | 1.65 | sqm | glass 4mm pin headed | 306.9 | sqm | 506.385 |  | 8 | NO |  | hinges | 71.9 | NO | 575.2 | 0
[7 empty] | TOTAL FOR 10 SQM |  |  | 3727.75 |  |  |  | Aluminium window openable 0.45x1.35m (Two leaves) |  |  |  | 12.74 | Rmt | rubber beeding | 29.05 | Rmt | 370.097 |  | 4 | NO |  | handle | 57.65 | NO | 230.6 | 0
[10 empty] | - |  | 2.79 | kg | Aluminium section (p-40/61a) | 325 | kg | 906.75 | 12 | NO | hinges | 71.9 | NO | 862.8 |  | 4 | NO |  | stay | 30 | NO | 120 | 0
[7 empty] | RATE PER SQM |  |  | 372.775 |  | 0.5 | kg | Aluminium section | 325 | kg | 162.5 | 6 | NO | handle | 57.65 | NO | 345.9 |  | 4 | NO |  | stiffner | 20 | NO | 80 | 0
[10 empty] | = |  | 2.85 | kg | Aluminium section | 325 | kg | 926.25 | 6 | NO | stay | 30 | NO | 180 |  | 4 | NO |  | holdfast | 15 | NO | 60 | 0
[12 empty] | 0.5 | kg | Aluminium section | 325 | kg | 162.5 | 6 | NO | stiffner | 20 | NO | 120 |  | 1.08 | Sqm |  | labbour charges | 2654.4 | Sqm | 2866.752 | 0
[6 empty] | * | PLASTERING C.M(1:3)12mmTHICK |  |  |  |  | 0.471 | sqm | glass 4mm pin headed | 306.9 | sqm | 144.5499 | 4 | NO | holdfast | 15 | NO | 60 |  |  |  |  | sundries |  |  | 0.96 | 0
[7 empty] | MIXEDWITH WATER PROOF COMPOUND |  |  |  |  | 3.996 | Rmt | rubber beeding P-41/64 | 29.05 | Rmt | 116.0838 | 2.025 | Sqm | labbour charges | 2654.4 | Sqm | 5375.16 |  |  |  |  | Rate per each |  |  | 8277.6516 | 0
[7 empty] | 2Kg/10 SQM |  |  |  |  | 4 | NO | hinges 75mm x 30 mm P-41/77 b | 71.9 | NO | 287.6 |  |  | sundries |  |  | 0.31 | [8 empty] | 0
[7 empty] | - |  |  |  |  | 2 | NO | handle 150 mm long p-42 /80b | 57.65 | NO | 115.3 |  |  | Rate per each |  |  | 14249.152 | [8 empty] | 0
[5 empty] | 0.14 | CUM | CEMENT MORTAR(1:3) | 5318.7 | CUM | 744.618 |  | 2 | NO | stay | 30 | NO | 60 |  |  | 2.025 | [7 empty] | Alum Vent 0.90x0.45m | Data based on Police Acadamy |  |  | 0
[5 empty] | 1.1 | NO. | MASON I | 1325.8 | NO. | 1458.38 |  | 2 | NO | stiffner | 20 | NO | 40 | [7 empty] | 4.21 | kg |  | Aluminium section | 325 | kg | 1368.25 | 0
[5 empty] | 0.5 | NO. | MAZDOOR I | 865.2 | NO. | 432.6 |  | 4 | NO | holdfast | 15 | NO | 60 |  |  | Aluminium luvered Ventilator 0.60x0.60m | Data based on Police Acadamy |  |  |  | 0.405 | sqm |  | glass 4mm pin headed | 306.9 | kg | 124.2945 | 0
[5 empty] | 1.1 | NO. | MAZDOOR II | 709.8 | NO. | 780.78 |  | 0.608 | Sqm | labbour charges | 2654.4 | Sqm | 1613.8752 | 3.739 | kg | Aluminium section | 325 | kg | 1215.175 |  | 0.405 | sqm |  | labbour charges | 2654.4 | kg | 1075.032 | 0
[5 empty] | 2 | Kg | WATER PROOF COMPOUNDS | 42.7 | Kg | 85.4 |  |  |  | sundries |  |  | 0.58 | 0.36 | sqm | glass 4mm pin headed | 306.9 | kg | 110.484 | [7 empty] | 2567.5765 | 0
[6 empty] | L.S | SUNDRIES |  | L.S | 5 | [6 empty] | 4595.9889 | 0.36 | sqm | labbour charges | 2654.4 | kg | 955.584 |  |  |  |  | Rate / Sqm |  |  | 6339.6951 | 0
[10 empty] | - | [12 empty] | 2281.243 | [8 empty] | 0
[7 empty] | TOTAL FOR 10 SQM |  |  | 3506.778 |  |  |  | Aluminium window openable 1.80x1.65m (Eight leaves) | [5 empty] | Rate / Sqm |  |  | 6336.7861 | [8 empty] | 0
[10 empty] | - |  | 5.35 | kg | Aluminium section (p-40/61a) | 325 | kg | 1738.75 | [14 empty] | 0
[7 empty] | RATE PER SQM |  |  | 350.6778 |  | 7.58 | kg | Aluminium section | 325 | kg | 2463.5 |  |  | Aluminium luvered Ventilator 0.75x0.60m | Data based on Police Acadamy | [10 empty] | 0
[10 empty] | = |  | 13.15 | kg | Aluminium section | 325 | kg | 4273.75 | 4.21 | kg | Aluminium section | 325 | kg | 1368.25 | [8 empty] | 0
[12 empty] | 2.31 | kg | Aluminium section | 325 | kg | 750.75 | 0.45 | sqm | glass 4mm pin headed | 306.9 | kg | 138.105 | [8 empty] | 0
[12 empty] | 2.44 | sqm | glass 4mm pin headed | 306.9 | sqm | 748.836 | 0.45 | sqm | labbour charges | 2654.4 | kg | 1194.48 | [8 empty] | 0
[5 empty] | 36. | * | Providing Band with C.M 1:5, 12mm thick |  |  |  |  | 18.62 | Rmt | rubber beeding P-41/64 | 29.05 | Rmt | 540.911 | 1710.583 |  |  |  |  | 2700.835 | [8 empty] | 0
[7 empty] | and 75mmwide in all floors including |  |  |  |  | 16 | NO | hinges 75mm x 30 mm P-41/77 b | 71.9 | NO | 1150.4 |  |  | Rate / Sqm |  |  | 6001.8556 |  |  |  |  | Aluminium window openable 0.75x1.35m (Two leaves) |  |  |  | 0
[7 empty] | finishing with neat cement scaffolding |  |  |  |  | 8 | NO | handle 150 mm long p-42 /80b | 57.65 | NO | 461.2 | [7 empty] | 3.26 | kg |  | Aluminium section | 325 | kg | 1059.5 | 0
[7 empty] | curing etc complete. |  |  |  |  | 8 | NO | stay | 30 | NO | 240 |  |  | Aluminium window openable 1.20x1.05m (Four leaves) |  |  |  |  | 0.84 | kg |  | Aluminium section | 325 | kg | 273 | 0
[7 empty] | - | - |  |  |  | 8 | NO | stiffner | 20 | NO | 160 | 3.49 | kg | Aluminium section | 325 | kg | 1134.25 |  | 3.65 | kg |  | Aluminium section | 325 | kg | 1186.25 | 0
[6 empty] | a. | 150mm Thick Band |  |  |  |  | 4 | NO | holdfast | 15 | NO | 60 | 2.53 | kg | Aluminium section | 325 | kg | 822.25 |  | 0.64 | kg |  | Aluminium section | 325 | kg | 208 | 0
[6 empty] | - | - |  |  |  |  | 2.97 | Sqm | labbour charges | 2654.4 | Sqm | 7883.568 | 5.755 | kg | Aluminium section | 325 | kg | 1870.375 |  | 0.841 | sqm |  | glass 4mm pin headed | 306.9 | sqm | 258.1029 | 0
[5 empty] | 0.014 | Cum | Cement mortar1:5 | 4159.02 | Cum | 58.2263 |  |  |  | sundries |  |  | 0.78 | 1.001 | kg | Aluminium section | 325 | kg | 325.325 |  | 5.196 | Rmt |  | rubber beeding | 29.05 | Rmt | 150.9438 | 0
[5 empty] | 0.3 | No. | Masn Ist | 1325.8 | No. | 397.74 | [6 empty] | 20472.445 | 1.012 | sqm | glass 4mm pin headed | 306.9 | sqm | 310.5828 |  | 4 | NO |  | hinges | 71.9 | NO | 287.6 | 0
[5 empty] | 0.3 | No. | Mazdoor Ist | 865.2 | No. | 259.56 | [6 empty] | 6893.0791 | Sqm | Rmt | rubber beeding | 29.05 | Rmt | 0 |  | 2 | NO |  | handle | 57.65 | NO | 115.3 | 0
[6 empty] | L.S | Sundries |  | L.S | 0 | [7 empty] | 8 | NO | hinges | 71.9 | NO | 575.2 |  | 2 | NO |  | stay | 30 | NO | 60 | 0
[10 empty] | - |  |  |  | Aluminium window Fixed 0.90x2.10m |  |  |  | 4 | NO | handle | 57.65 | NO | 230.6 |  | 2 | NO |  | stiffner | 20 | NO | 40 | 0
[7 empty] | Total for 6.77Rmt |  |  | 715.5263 |  | 10.75 | kg | Aluminium section (p-40/61a) | 325 | kg | 3493.75 | 4 | NO | stay | 30 | NO | 120 |  | 4 | NO |  | holdfast | 15 | NO | 60 | 0
[10 empty] | - |  | 0.992 | kg | Aluminium section | 325 | kg | 322.4 | 4 | NO | stiffner | 20 | NO | 80 |  | 1.01 | Sqm |  | labbour charges | 2654.4 | Sqm | 2680.944 | 0
[7 empty] | Rate per Rmt. |  |  | 105.6907 |  | 0 | kg | Aluminium section | 325 | kg | 0 | 4 | NO | holdfast | 15 | NO | 60 |  |  |  |  | sundries |  |  | 0.84 | 0
[12 empty] | 0 | kg | Aluminium section | 325 | kg | 0 | 1.26 | Sqm | labbour charges | 2654.4 | Sqm | 3344.544 |  |  |  |  | Rate per each |  |  | 6380.4807 | 0
[10 empty] | = |  | 1.89 | sqm | glass 4mm pin headed | 306.9 | sqm | 580.041 |  |  | sundries |  |  | 0.14 | [8 empty] | 0
[6 empty] | b. | 75mm Thick Band |  |  |  |  | 8 | Rmt | rubber beeding P-41/64 | 29.05 | Rmt | 232.4 |  |  | Rate per each |  |  | 8873.2668 | [8 empty] | 0
[6 empty] | - | - |  |  |  |  | 0 | NO | hinges 75mm x 30 mm P-41/77 b | 71.9 | NO | 0 | [14 empty] | 0
[5 empty] | 0.007 | Cum | Cement mortar1:5 | 4159.02 | Cum | 29.1131 |  | 0 | NO | handle 150 mm long p-42 /80b | 57.65 | NO | 0 | [14 empty] | 0
[5 empty] | 0.2 | No. | Masn Ist | 1325.8 | No. | 265.16 |  | 0 | NO | stay | 30 | NO | 0 |  |  | Aluminium Ventilator 1.285x0.60m | Data based on Police Acadamy | [10 empty] | 0
[5 empty] | 0.2 | No. | Mazdoor Ist | 865.2 | No. | 173.04 |  | 0 | NO | stiffner | 20 | NO | 0 | 6.81 | kg | Aluminium section | 325 | kg | 2213.25 | [8 empty] | 0
[7 empty] | Sundries |  |  | 0 |  | 0 | NO | holdfast | 15 | NO | 0 | 0.771 | sqm | glass 4mm pin headed | 306.9 | kg | 236.6199 | [8 empty] | 0
[10 empty] | - |  | 1.89 | Sqm | labbour charges | 2654.4 | Sqm | 5016.816 | 0.771 | sqm | labbour charges | 2654.4 | kg | 2046.5424 | [8 empty] | 0
[7 empty] | Total for 6.77Rmt |  |  | 467.3131 |  |  |  | sundries |  |  | 0.28 | [5 empty] | 4496.4123 | [8 empty] | 0
[10 empty] | - | [6 empty] | 9645.687 |  |  | Rate / Sqm |  |  | 5831.9226 | [8 empty] | 0
[7 empty] | Rate per Rmt. |  |  | 69.0271 | [21 empty] | 0
[10 empty] | = | [21 empty] | 0
[14 empty] | Aluminium Ventilator 0.90x0.60m | Data based on Police Acadamy | [16 empty] | 0
[12 empty] | 4.67 | kg | Aluminium section (p-40/61a) | 325 | kg | 1517.75 | [14 empty] | 0
[6 empty] | c. | 50mm Thick Band |  |  |  |  | 0.54 | sqm | glass 4mm pin headed | 306.9 | kg | 165.726 | [14 empty] | 0
[6 empty] | - | - |  |  |  |  | 0.54 | sqm | labbour charges | 2654.4 | kg | 1433.376 | [14 empty] | 0
[5 empty] | 0.0047 | Cum | Cement mortar1:5 | 4159.02 | Cum | 19.5474 | [6 empty] | 3116.852 | [14 empty] | 0
[5 empty] | 0.15 | No. | Masn Ist | 1325.8 | No. | 198.87 |  |  |  | Rate / Sqm |  |  | 5771.9481 | [14 empty] | 0
[5 empty] | 0.15 | No. | Mazdoor Ist | 865.2 | No. | 129.78 | [21 empty] | 0
[7 empty] | Sundries |  |  | 0 |  |  |  | Aluminium Ventilator 1.35x0.60m | Data based on Police Acadamy | [16 empty] | 0
[10 empty] | - |  | 7.01 | kg | Aluminium section (p-40/61a) | 325 | kg | 2278.25 | 0.091688 | 5.5013 | 0.458 | [11 empty] | 0
[7 empty] | Total for 6.77Rmt |  |  | 348.1974 |  | 0.81 | sqm | glass 4mm pin headed | 306.9 | kg | 248.589 | [14 empty] | 0
[10 empty] | - |  | 0.81 | sqm | labbour charges | 2654.4 | kg | 2150.064 | [14 empty] | 0
[7 empty] | Rate per Rmt. |  |  | 51.4324 | [6 empty] | 4677.583 | [14 empty] | 0
[10 empty] | = |  |  |  | Rate / Sqm |  |  | 5774.7938 | [14 empty] | 0
0
[5 empty] | 37.1 | * | WHITE WASHING THREE COAT | [6 empty] | Aluminium window openable 1.50x1.35m (Six leaves) | [17 empty] | 0
[7 empty] | - |  |  |  |  | 4.42 | kg | Aluminium section (p-40/61a) | 325 | kg | 1436.5 | [14 empty] | 0
[5 empty] | 0.09 | CUM | SLACKED SHELL LIME | 1348 | CUM | 121.32 |  | 4.72 | kg | Aluminium section (p-40/61a) | 325 | kg | 1534 | [14 empty] | 0
[5 empty] | 2.2 | NO. | MASON II | 1237.6 | NO. | 2722.72 |  | 9.06 | kg | Aluminium section | 325 | kg | 2944.5 | [14 empty] | 0
[5 empty] | 0.5 | NO. | MAZDOOR I | 865.2 | NO. | 432.6 |  | 1.58 | kg | Aluminium section | 325 | kg | 513.5 | [14 empty] | 0
[5 empty] | 3.8 | NO. | MAZDOOR II | 709.8 | NO. | 2697.24 |  | 1.65 | sqm | glass 4mm pin headed | 306.9 | sqm | 506.385 | [14 empty] | 0
[6 empty] | L.S | SUNDRIES FOR BRUSH,BLUE,GUM ETC |  | L.S | 1.5 |  | 12.74 | Rmt | rubber beeding P-41/64 | 29.05 | Rmt | 370.097 | [14 empty] | 0
[10 empty] | - |  | 12 | NO | hinges 75mm x 30 mm P-41/77 b | 71.9 | NO | 862.8 | [14 empty] | 0
[7 empty] | TOTAL FOR 100 SQM |  |  | 5975.38 |  | 6 | NO | handle 150 mm long p-42 /80b | 57.65 | NO | 345.9 | [14 empty] | 0
[10 empty] | - |  | 6 | NO | stay | 30 | NO | 180 | [14 empty] | 0
[7 empty] | RATE PER SQM |  |  | 59.7538 |  | 6 | NO | stiffner | 20 | NO | 120 | [14 empty] | 0
[10 empty] | = |  | 4 | NO | holdfast | 15 | NO | 60 | [14 empty] | 0
[5 empty] | 38.1. | * | CEMENT PAINTING TWO COATS |  |  |  |  | 2.025 | Sqm | labbour charges | 2654.4 | Sqm | 5375.16 | [14 empty] | 0
[7 empty] | OVER THE PRIMER COAT OF | [6 empty] | sundries |  |  | 0.31 | [14 empty] | 0
[7 empty] | APPROVED CEMENT PAINT FOR NEW | [9 empty] | 14249.152 | [14 empty] | 0
[7 empty] | PLASTERED SURFACES | [24 empty] | 0
[7 empty] | - | [24 empty] | 0
[5 empty] | 4.8 | Kg | CEMENT PAINT | 49.85 | Kg | 239.28 | [21 empty] | 0
[5 empty] | 0.75 | NO. | PAINTER I | 1058.4 | NO. | 793.8 | [21 empty] | 0
[5 empty] | 0.75 | NO. | MAZDOOR I | 865.2 | NO. | 648.9 | [21 empty] | 0
[5 empty] | 1.2 | NO. | MAZDOOR II | 709.8 | NO. | 851.76 | [21 empty] | 0
[6 empty] | L.S | SUNDRIES FOR BRUSH ETC |  | L.S | 1.5 | [21 empty] | 0
[10 empty] | - | [21 empty] | 0
[7 empty] | TOTAL FOR 10 SQM |  |  | 2535.24 | [21 empty] | 0
[10 empty] | - | [21 empty] | 0
[7 empty] | RATE PER SQM |  |  | 253.524 | [21 empty] | 0
[10 empty] | = | [21 empty] | 0
[5 empty] | 38.2 | * | Matt paint Two coats | [24 empty] | 0
[7 empty] | =========== | [5 empty] | * | SUPERCEM PAINTING TWO COATS | [17 empty] | 0
[5 empty] | 3.08 | Lts | Matt paint | 158 | Lts | 486.64 |  |  |  | OVER THE PRIMER COAT OF | [17 empty] | 0
[5 empty] | 0.5 | No. | Painter Ist | 1058.4 | No. | 529.2 |  |  |  | APPROVED CEMENT PAINT FOR NEW | [17 empty] | 0
[5 empty] | 0.5 | No. | Mazdoor Ist | 865.2 | No. | 432.6 |  |  |  | PLASTERED SURFACES | [17 empty] | 0
[5 empty] | 0.8 | No. | Mazdoor IInd | 709.8 | No. | 567.84 |  |  |  | - | [17 empty] | 0
[6 empty] | L.S | SUNDRIES FOR BRUSH ETC |  | L.S | 1.5 |  | 2.18 | Kg | SUPERCEM | 70 | Kg | 152.6 | [14 empty] | 0
[12 empty] | 0.75 | NO. | PAINTER I | 1058.4 | NO. | 793.8 | [14 empty] | 0
[10 empty] | - |  | 0.75 | NO. | MAZDOOR I | 865.2 | NO. | 648.9 | [14 empty] | 0
[7 empty] | Total for 10 Sqm |  |  | 2017.78 |  | 1.2 | NO. | MAZDOOR II | 709.8 | NO. | 851.76 | [14 empty] | 0
[10 empty] | - |  |  | L.S | SUNDRIES FOR BRUSH ETC |  | L.S | 1.5 | [14 empty] | 0
[7 empty] | Rate for one Sqm. |  |  | 201.778 | [6 empty] | - | [14 empty] | 0
[10 empty] | = |  |  |  | TOTAL FOR 10 SQM |  |  | 2448.56 | [14 empty] | 0
[5 empty] | 40. | * | PAINTING TWO COATS OVER new | [9 empty] | - | [14 empty] | 0
[7 empty] | WOOD WORKS WITH IIND CLASS | [6 empty] | RATE PER SQM |  |  | 244.856 | [14 empty] | 0
[7 empty] | SYNTHETIC ENAMEL PAINT INCL.PRIMER COAT. | [9 empty] | = | [14 empty] | 0
[7 empty] | - | [5 empty] | Aluminium window openable 1.80 x 1.65 m =2.97m2 | [18 empty] | 0
[5 empty] | 1.44 | LIT | READY MIXED PRIMER PAINT | 147.5 | LIT | 212.4 |  |  |  | FRENCH WINDOW Reference Data Nagapattinam Ar Ph-XIX CER 224-2012-2013 | [17 empty] | 0
[5 empty] | 0.7 | NO | PAINTER I | 1058.4 | NO | 740.88 | [21 empty] | 0
[5 empty] | 2.55 | LIT | READY MIXED IIND CLASS PAINT | 238.9 | LIT | 609.195 | [21 empty] | 0
[5 empty] | 1.2 | NO | PAINTER I | 1058.4 | NO | 1270.08 |  | 19.13 | kg | Clip Beading | 325 | kg | 6217.25 | [14 empty] | 0
[6 empty] | L.S | SUNDRIES FOR BRUSHES,ETC |  | L.S | 1.5 |  | 2.97 | sqm | Glass 4mm pin headed | 306.9 | sqm | 911.493 | [14 empty] | 0
[10 empty] | - |  | 15.3 | Rmt | Rubber beeding | 29.05 | Rmt | 444.465 | [14 empty] | 0
[7 empty] | TOTAL FOR 10 SQM |  |  | 2834.055 |  | 3 | sets | Max hinges (10") | 350 | NO | 1050 | [14 empty] | 0
[10 empty] | - |  | 3 | NO | Handle | 57.65 | NO | 172.95 | [14 empty] | 0
[7 empty] | RATE PER SQM |  |  | 283.4055 |  | 6 | NO | Holdfast | 15 | NO | 90 | [14 empty] | 0
[12 empty] | 2.97 | Sqm | Labbour charges | 2654.4 | Sqm | 7883.568 | [14 empty] | 0
[10 empty] | = |  |  |  | Sundries |  |  | 3.5 | [14 empty] | 0
[5 empty] | 41 | * | PAINTING TWO COATS OVER NEW | [6 empty] | RATE FOR EACH |  |  | 16773.226 | [14 empty] | 0
[7 empty] | IRON WORKS WITH IIND CLASS | [24 empty] | 0
[7 empty] | SYNTHETIC ENAMEL PAINT | [6 empty] | RATE PER SQM |  |  | 5647.5508 | 1907.5508 | [13 empty] | 0
[7 empty] | - | [24 empty] | 0
[5 empty] | 2.22 | LIT | READY MIXED IIND CLASS PAINT | 227.6 | LIT | 505.272 |  | 1 | NO. | FITTER Ist CLASS | 1170.4 | NO. | 1170.4 | [14 empty] | 0
[5 empty] | 1.1 | NO | PAINTER I | 1058.4 | NO | 1164.24 |  | 1 | NO. | MAZDOOR Ist CLASS | 865.2 | NO. | 865.2 | [14 empty] | 0
[6 empty] | L.S | SUNDRIES FOR BRUSHES,ETC |  | L.S | 1.5 |  | 0.5 | NO. | CARPENTER II CLASS | 1237.6 | NO. | 618.8 | [14 empty] | 0
[10 empty] | - | [21 empty] | 0
[7 empty] | TOTAL FOR 10 SQM |  |  | 1671.012 |  |  |  | LABOUR RATE |  |  | - | [14 empty] | 0
[10 empty] | - | [6 empty] | 2654.4 | [14 empty] | 0
[7 empty] | RATE PER SQM |  |  | 167.1012 | [21 empty] | 0
0
0
[5 empty] | 238 | * | ANTI-CORROSIVE TREATMENT FOR STEEL | [24 empty] | 0
[7 empty] | FABRICATION (RCC WORKS) | [24 empty] | 0
[7 empty] | - | [24 empty] | 0
[5 empty] | 20 | LIT | ANTI-CORROSIVE(COROLOK-CP ( qtn) | 116.2 | LIT | 2324 | [21 empty] | 0
[7 empty] | /PROTEKLOL) CHEMICALS | [24 empty] | 0
[5 empty] | 50 | Kg | CEMENT | 6.04 | Kg | 302 | [21 empty] | 0
[5 empty] | 1 | L.S | BRUSHES GLOVES ETC | 75 | L.S | 75 | [21 empty] | 0
[5 empty] | 1 | L.S | TRANSPORTING AND HANDLING | 40 | L.S | 40 | [21 empty] | 0
[5 empty] | 2.5 | L.S | PAINTERII | 1024.8 | L.S | 2562 | [21 empty] | 0
[6 empty] | L.S | SUNDRIES FOR BRUSHES,CLOTH ETC |  | L.S | 1.5 | [21 empty] | 0
[10 empty] | - | [21 empty] | 0
[7 empty] | TOTTAL FOR 1 MT |  |  | 5304.5 | [21 empty] | 0
[10 empty] | - | [21 empty] | 0
0
[5 empty] | 42. | * | SUPPLYING AND FABRICATING AND | [24 empty] | 0
[7 empty] | PLACING M.S RODS/RTS ROD (upto 16mm dia) | [24 empty] | 0
[7 empty] | - | [24 empty] | 0
[5 empty] | 1 | QUTL | R.T.S RODS/M.S.RODS UPTO 16MM DIA | 58000 | MT | 5800 | [21 empty] | 0
[5 empty] | 0.01 | QUTL | BINDING WIRE | 56350 | MT | 56.35 | [21 empty] | 0
[5 empty] | 3.5 | NO | FITTER I | 1149.4 | Each | 4022.9 | [21 empty] | 0
[5 empty] | 1.3 | Kg | Cement for slurry | 6.04 | Kg | 7.852 | [21 empty] | 0
[5 empty] | 0.25 | NO | Painter-II | 1024.8 | Each | 256.2 | [21 empty] | 0
[6 empty] | L.S | SUNDRIES |  | L.S | 0 | [21 empty] | 0
[10 empty] | - | [21 empty] | 0
[7 empty] | TOTTAL FOR 1 QTL |  |  | 10143.302 | [21 empty] | 0
[10 empty] | - | [21 empty] | 0
[7 empty] | RATE PER M.T |  |  | 101433.02 | [21 empty] | 0
0
0
[7 empty] | b. above 16mm dia | [24 empty] | 0
[5 empty] | 1 | QUTL | R.T.S RODS/M.S.RODS ABOVE 16MM DIA | 58000 | MT | 5800 | [21 empty] | 0
[5 empty] | 0.01 | QUTL | BINDING WIRE | 56350 | MT | 56.35 | [21 empty] | 0
[5 empty] | 3.5 | NO | FITTER I | 1149.4 | Each | 4022.9 | [21 empty] | 0
[5 empty] | 1.3 | Kg | Cement for slurry | 6.04 | Kg | 7.852 | [21 empty] | 0
[5 empty] | 0.25 | NO | Painter-II | 1024.8 | Each | 256.2 | [21 empty] | 0
[6 empty] | L.S | SUNDRIES |  | L.S | 0 | [21 empty] | 0
[10 empty] | - | [21 empty] | 0
[7 empty] | TOTTAL FOR 1 QTL |  |  | 10143.302 | [21 empty] | 0
[10 empty] | - | [21 empty] | 0
[7 empty] | RATE PER M.T |  |  | 101433.02 | [21 empty] | 0
[10 empty] | = | [21 empty] | 0
0
[5 empty] | 43. | a. | SUPPLYING AND FABRICATING AND | [6 empty] | COASTAL AREA | [17 empty] | 0
[7 empty] | PLACING R.T.S RODS/MS RODS upto 16mm dia(without cement slurry) |  |  |  |  | 43. | a. | SUPPLYING AND FABRICATING AND | [17 empty] | 0
[7 empty] | - | [6 empty] | PLACING R.T.S RODS/MS RODS upto 16mm dia(without cement slurry) | [17 empty] | 0
[5 empty] | 1 | QUTL | R.T.S RODS/M.S.RODS UPTO 16MM DIA | 58000 | MT | 5800 | 393.72 |  |  | - | [17 empty] | 0
[5 empty] | 0.01 | QUTL | BINDING WIRE | 56350 | MT | 56.35 | 131.24 | 1 | QUTL | R.T.S RODS/M.S.RODS UPTO 16MM DIA | 58000 | MT | 5800 | [14 empty] | 0
[5 empty] | 3.5 | NO | FITTER I | 1149.4 | NO | 4022.9 |  | 0.01 | QUTL | BINDING WIRE insulated with PVC as per circular | 71428.5714 | MT | 71.4286 | [14 empty] | 0
[6 empty] | L.S | SUNDRIES |  | L.S | 0 |  | 3.5 | NO | FITTER I | 1149.4 | NO | 4022.9 | [14 empty] | 0
[10 empty] | - |  |  | L.S | SUNDRIES |  | L.S | 0 | [14 empty] | 0
[7 empty] | TOTTAL FOR 1 QTL |  |  | 9879.25 | [6 empty] | - | [14 empty] | 0
[10 empty] | - |  |  |  | TOTTAL FOR 1 QTL |  |  | 9894.3286 | [14 empty] | 0
[7 empty] | RATE PER M.T |  |  | 98792.5 | [6 empty] | - | [14 empty] | 0
[14 empty] | RATE PER M.T |  |  | 98943.2857 | [14 empty] | 0
[6 empty] | b. | SUPPLYING AND FABRICATING AND | [24 empty] | 0
[7 empty] | PLACING R.T.S RODS/MS RODS above 16mm dia(without cement slurry) | [5 empty] | b. | SUPPLYING AND FABRICATING AND | [17 empty] | 0
[7 empty] | - | [6 empty] | PLACING R.T.S RODS/MS RODS above 16mm dia(without cement slurry) | [17 empty] | 0
[5 empty] | 1 | QUTL | R.T.S RODS/M.S.RODS ABOVE 16MM DIA | 58000 | MT | 5800 |  |  |  | - | [17 empty] | 0
[5 empty] | 0.01 | QUTL | BINDING WIRE | 56350 | MT | 56.35 |  | 1 | QUTL | R.T.S RODS/M.S.RODS ABOVE 16MM DIA | 58000 | MT | 5800 | [14 empty] | 0
[5 empty] | 3.5 | NO | FITTER I | 1149.4 | NO | 4022.9 |  | 0.01 | QUTL | BINDING WIRE insulated with PVC as per circular | 71428.5714 | MT | 71.4286 | [14 empty] | 0
[6 empty] | L.S | SUNDRIES |  | L.S | 0 |  | 3.5 | QUTL | FITTER I | 1149.4 | NO | 4022.9 | [14 empty] | 0
[10 empty] | - |  |  | QUTL | SUNDRIES |  | L.S | 0 | [14 empty] | 0
[7 empty] | TOTTAL FOR 1 QTL |  |  | 9879.25 | [6 empty] | - | [14 empty] | 0
[10 empty] | - |  |  |  | TOTTAL FOR 1 QTL |  |  | 9894.3286 | [14 empty] | 0
[7 empty] | RATE PER M.T |  |  | 98792.5 | [6 empty] | - | [14 empty] | 0
[14 empty] | RATE PER M.T |  |  | 98943.2857 | [14 empty] | 0
[5 empty] | 44.1 | * | SUPPLY AND FIXING OF | [24 empty] | 0
[7 empty] | 110mmDIA P.V.C RAIN WATER | [24 empty] | 0
[7 empty] | DOWN FALL PIPE Type- A SWR pipe |  |  |  |  | 44.1 | * | SUPPLY AND FIXING OF | [17 empty] | 0
[7 empty] | - | [6 empty] | 110mmDIA P.V.C RAIN WATER | [17 empty] | 0
[5 empty] | 3 | RMT | 110mmDIA P.V.C PIPE | 120.54 | RMT | 361.62 |  |  |  | DOWN FALL PIPE Type- A SWR pipe | [17 empty] | 0
[5 empty] | 1 | NO. | 110mmDIA P.V.C PLAIN BEND | 76 | NO. | 76 |  |  |  | - | [17 empty] | 0
[5 empty] | 1 | NO. | 110mmDIA P.V.C SHOE | 83.4 | NO. | 83.4 |  | 3 | RMT | 110mmDIA P.V.C PIPE | 120.54 | NO. | 361.62 | [14 empty] | 0
[5 empty] | 2 | NO. | SPECIAL CLAMP | 21.6 | NO. | 43.2 |  | 1 | NO. | 110mmDIA P.V.C PLAIN BEND | 76.78 | NO. | 76.78 | [14 empty] | 0
[5 empty] | 1 | NO. | C.I. GRATING 100mm DIA | 32.1 | NO. | 32.1 |  | 1 | NO. | 110mmDIA P.V.C SHOE | 83.4 | NO. | 83.4 | [14 empty] | 0
[5 empty] | 0.5 | NO. | PLUMBER I | 1149.4 | NO. | 574.7 |  | 2 | Nos. | UPVC SPECIAL CLAMP as per qtn | 12 | NO. | 24 | [14 empty] | 0
[6 empty] | L.S | COST OF PLUG SCREWS , RUBBER |  | L.S |  |  | 1 | Nos. | C.I. GRATING 100mm DIA | 32.1 | L.S | 32.1 | [14 empty] | 0
[7 empty] | LUBRICANT ETC |  |  |  |  | 0.5 | Nos. | PLUMBER I | 1149.4 |  | 574.7 | [14 empty] | 0
[10 empty] | - |  |  | Nos. | COST OF PLUG SCREWS , RUBBER | 0 | [16 empty] | 0
[7 empty] | TOTAL FOR 3 RMT |  |  | 1171.02 |  |  |  | LUBRICANT ETC |  |  | 31.68 | [14 empty] | 0
0
[10 empty] | - |  |  |  | TOTAL FOR 3 RMT |  |  | 1184.28 | [14 empty] | 0
[7 empty] | RATE PER RMT |  |  | 390.34 | [21 empty] | 0
[10 empty] | = | [6 empty] | - | [14 empty] | 0
[5 empty] | 45. |  | STUCCO PLASTERING 12mm tk. | [6 empty] | RATE PER RMT |  |  | 394.76 | 930 | -254.28 | [12 empty] | 0
[7 empty] | CHIPSUSING 86.5KgCEMENT AND | [9 empty] | = | [14 empty] | 0
[7 empty] | .15CUM FOR 10 SQM | [24 empty] | 0
[7 empty] | - | [24 empty] | 0
[5 empty] | 0.15 | CUM | BLUE METEL 3-10mm HBG | 1742.05 | CUM | 261.3075 | [21 empty] | 0
[5 empty] | 0.0865 | M.T | CEMENT | 6040 | M.T | 522.46 | [21 empty] | 0
[5 empty] | 1.6 | NO | MASON I | 1325.8 | NO | 2121.28 | [21 empty] | 0
[5 empty] | 0.5 | NO | MAZDOOR I | 865.2 | NO | 432.6 | [21 empty] | 0
[5 empty] | 1.1 | NO | MAZDOOR II | 709.8 | NO | 780.78 | [21 empty] | 0
[6 empty] | L.S | SUNDRIES |  | L.S | 0 | [21 empty] | 0
[10 empty] | - | [21 empty] | 0
[7 empty] | TOTAL FOR 10 SQM |  |  | 4118.4275 | [21 empty] | 0
[10 empty] | - | [21 empty] | 0
[7 empty] | RATE PER SQM |  |  | 411.8427 | [21 empty] | 0
[10 empty] | = | [21 empty] | 0
[5 empty] | 46. | * | SUPPLYING AND FIXING OF 20MM | [24 empty] | 0
[7 empty] | DIA ALUMINIUM HANGER ROD TO | [24 empty] | 0
[7 empty] | THE REQUIRED LENGTH WITH | [24 empty] | 0
[7 empty] | ALUMINUM END BRACKETS INCLUDING | [24 empty] | 0
[7 empty] | COST OF SCREWS TW PLUGS AND | [24 empty] | 0
[7 empty] | LABOUR CHARGES FOR FIXING IN | [24 empty] | 0
[7 empty] | POSTION COMPLETE IN ALL RESPECT | [24 empty] | 0
[7 empty] | AND AS DIRECTED BY THE DEPT, | [24 empty] | 0
[7 empty] | OFFICERS | [24 empty] | 0
[7 empty] | = | [24 empty] | 0
0
[5 empty] | 1 | Rmt | 2omm alu. hanger rod | 45.72 | Rmt | 45.72 | [21 empty] | 0
[5 empty] | 1 | Set | Alu.Bracket with screws | 5 | Set | 5 | [21 empty] | 0
[6 empty] | L.S | Sundries FOR PLUGS ,NAILS AND LABOUR ETC., |  | L.S | 7.28 | [21 empty] | 0
[10 empty] | - | [21 empty] | 0
[7 empty] | Total for 1 Rmt |  |  | 58 | [21 empty] | 0
[10 empty] | = | [21 empty] | 0
[5 empty] | 47. | * | SUPPLY AND FIXING ALUMINUM TOWEL RAIL OF | [24 empty] | 0
[7 empty] | 70CM LONG INCLUDING COST OF SCREW TW | [24 empty] | 0
[7 empty] | PLUGS AND LABOURS CHARGES FOR FIXING IN | [24 empty] | 0
[7 empty] | POSITION ETC COMPLETE IN ALL RESPECT AND | [24 empty] | 0
[7 empty] | AS DIRECTED BY THE DEPT OFFICERS. | [24 empty] | 0
[7 empty] | - | - | [23 empty] | 0
[5 empty] | 1 | no | Alu.Towel rail 75Cm long | 85 | Each | 85 | [21 empty] | 0
[6 empty] | L.S | Alu. Bolt With screws |  | L.S | 7.5 | [21 empty] | 0
[6 empty] | L.S | Labour for fixing and cost of |  | L.S | 2.5 | [21 empty] | 0
[7 empty] | T.W.Pluges |  |  | - | [21 empty] | 0
[7 empty] | Total for 1 Rmt |  |  | 95 | [21 empty] | 0
[10 empty] | = | [21 empty] | 0
[5 empty] | 48. | * | SUPPLING AND FIXING COAT STAND | [24 empty] | 0
[7 empty] | WITH FIVE PINS | [24 empty] | 0
[7 empty] | - | [24 empty] | 0
[5 empty] | 1 | no | Cost of Coat stand | 50 | Each | 50 | [21 empty] | 0
[6 empty] | L.S | Labour for fixing |  | L.S | 5 | [21 empty] | 0
[10 empty] | - | [21 empty] | 0
[7 empty] | Total for 1 No. |  |  | 55 | [21 empty] | 0
[10 empty] | = | [21 empty] | 0
[5 empty] | 49. | * | SUPPLING AND FIXING OF PICTURE HOOKS | [24 empty] | 0
[7 empty] | - | - | [23 empty] | 0
[5 empty] | 1 | no | Cost of Picture hooks | 1.2 | Each | 1.2 | [21 empty] | 0
[6 empty] | L.S | Labour for fixing |  | L.S | 0.3 | [21 empty] | 0
-
[7 empty] | Total for 1 No. |  |  | 1.5
-
[5 empty] | 50.1 | * | Supplying and fixing of Precast slab
50mm thick made in C.C 1:3:6 using 20mm
Hbs jelly ,moulding the slab, laying,
curing,transporting and placing in
possition etc complete
[7 empty] | - | -
[5 empty] | 9 | Cum | 20mm HBS Jelly | 2446.72 | Cum | 22020.48
[5 empty] | 4.5 | Cum | C.M. 1:3 | 5318.7 | Cum | 23934.15
[5 empty] | 1.8 | No. | Mason IInd | 1237.6 | Each | 2227.68
[5 empty] | 17.7 | No. | Mazdoor Ist | 865.2 | Each | 15314.04
[5 empty] | 14.1 | No. | Mazdoor IInd | 709.8 | Each | 10008.18
-
[7 empty] | Total for 10 cum |  |  | 73504.53
-
[7 empty] | Rate per cum |  |  | 7350.453
=
[6 empty] | ** | PRECAST Plain cement concrete P.C.C
Slabs of 50mm thick (precast slab 50mm Thick)
[7 empty] | - | -
[5 empty] | 0.314 | Cum | C.C. 1:3:6 using 20mm HBS | 7350.453 | Cum | 2308.0422
[5 empty] | 18 | No. | Precasting Charges ( 6.28*120sqm=753.6/18=41.87each) | 41.87 | Each | 753.66
[5 empty] | 18 | No. | Transporting | 1 | Each | 18
[5 empty] | 18 | No. | Laying and Pointing | 2 | Each | 36
-
[7 empty] | Total for 6.28 Sqm |  |  | 3115.7022
-
[7 empty] | Rate per Sqm |  |  | 496.1309
=
PCC 1:3:6, for petty works
-
[5 empty] | 0.01 | Cum | C.C. 1:3:6 using 20mm HBS | 7350.453 | Cum | 73.5
[5 empty] | 0.01 | cum | moulding charges | LS |  | 1.2
-
[7 empty] | Total for .01 cum |  |  | 74.7
-
[7 empty] | Rate per cum |  |  | 7470
=
[5 empty] | 50.2 | ** | PRECAST Plain cement concrete P.C.C
KERB STONE 450x300x150mm
[7 empty] | - | -
[5 empty] | 0.405 | Cum | C.C. 1:3:6 using 20mm HBS | 7470 | Cum | 3025.35
[7 empty] | 'including Transporting charges | LS
-
[7 empty] | Total for 9 m |  |  | 3025.35
-
[7 empty] | Rate per M |  |  | 336.15
=
[5 empty] | 50.3 |  | PLANTING AVENUE TREES
-
[5 empty] | 4.32 | CUM | Earth work excavation | 148.75 | CUM | 642.6
[5 empty] | 1.44 | CUM | Manure | 69.1 | CUM | 99.504
[5 empty] | 1.44 | CUM | RED EARTH | 222.7 | CUM | 320.688
[5 empty] | 1.44 | CUM | River sand | 2265.5 | CUM | 3262.32
[5 empty] | 2.88 | CUM | mixing charges | 10 | CUM | 28.8
[5 empty] | 20 | nos | Avenue trees | 46.1 | nos | 922
[5 empty] | 42 | RM | Casurina props 5 to 8cm dia p19 / It- 118 d | 17.5 | RM | 735
[5 empty] | 4.32 | CUM | filling chares | 51.73 | CUM | 223.4736
[5 empty] | l.s |  | Maintenance charges |  |  | 2000
-
[7 empty] | Total for 20 no. |  |  | 8234.3856
-
[7 empty] | Total for 1 no. |  |  | 411.7193
=
[5 empty] | 50.4 |  | AVENUE TREE GUARD
-
[5 empty] | 0.1 | CUM | Earth work excavation | 297.5 | CUM | 29.75
[5 empty] | 6.3 | RM | CW reepers 50x25 cm it-123 p-19 | 34.6 | RM | 217.98
[5 empty] | 6.3 | RM | Casurina props 5 to 8cm dia | 17.5 | RM | 110.25
[5 empty] | 3.15 | sqm | Chicken mesh | 40.65 | sqm | 128.0475 | Lit.
[5 empty] | 0.25 | no | Carpenter II | 1237.6 | no | 309.4
[5 empty] | 0.2 | no | Fitter I | 1149.4 | no | 229.88
[7 empty] | sundries |  |  | 0
-
[7 empty] | Total for 1 no. |  |  | 1025.3075
-
[5 empty] | 50.5 |  | PROVIDING SCHME NAME BOARD
-
[5 empty] | 0.486 | cum | Earth work excavation | 148.75 | cum | 72.2925
[5 empty] | 0.486 | cum | CC 1:5:10 | 6456.897 | cum | 3138.0519
[5 empty] | 81.75 | KG | MS angle | 53 | KG | 4332.75
[5 empty] | 7.2 | KG | MS Stiffner | 53 | KG | 381.6
[5 empty] | 43.68 | KG | MS Sheet | 53 | KG | 2315.04
[5 empty] | 132.63 | KG | Welding charges | 73.5 | KG | 9748.305
[5 empty] | 2.2 | sqm | Painting / lettering charges qtn | 970 | sqm | 2134
[5 empty] | LS |  | Labour for erection of board | LS |  | 250
[5 empty] | LS |  | Bolts &nuts | LS |  | 20.47
-
22392.5094
-
[5 empty] | 86 |  | PROVIDING ANTI-TERMITE TREATMENT |  |  | 33.9
[5 empty] | 51. |  | PVC WATER TANK OF 700 LITRE CAPACITY p50 /180 |  |  | 10.05
[7 empty] | Ex. free board with ISI mark |  |  | 7035
[7 empty] | PVC WATER TANK OF 200 LITRE CAPACITY |  |  | 2010 | 10050 | 15075
[6 empty] | * | LABOUR CHARGE FOR LAYING
JOINTING P.V.C PIPE AND SPECIALS
ABOVE G.L
-
[6 empty] | c | ABOVE G.L |  |  | 20mm Dia
[7 empty] | - |  |  | =
[5 empty] | 30 | RMT | LAYING JOINTING INCLUDING | 11.2 | RMT | 336
ALIGNING
[5 empty] | 8 | NO. | CUTTING CHARGES | 8.9 | NO. | 71.2
[5 empty] | 8 | NO. | THREADING CHARGES | 12.65 | NO. | 101.2
[5 empty] | 3 | NO. | STONE CUTTER II | 980 | NO. | 2940
[5 empty] | 1 | NO. | MASAN I | 1325.8 | NO. | 1325.8
[5 empty] | 2 | NO. | MAZDOOR I | 865.2 | NO. | 1730.4
[5 empty] | 1 | NO. | MAZDOOR II | 709.8 | NO. | 709.8
[5 empty] | 1 | NO. | COST OF CLAMPS PLUGS | 5 | Each | 5
JOINTING MATERIALS ETC
[6 empty] | L.S | SUNDRIES |  | L.S | 0
-
[7 empty] | TOTAL FOR 30 M |  |  | 7219.4
-
[7 empty] | RATE PER RMT |  |  | 240.6467
-
[6 empty] | b. | ABOVE G.L |  |  | 25mm
[7 empty] | - |  |  | =
[5 empty] | 30 | RMT | LAYING JOINTING INCLUDING | 11.2 | RMT | 336
ALIGNING
[5 empty] | 8 | NO. | CUTTING CHARGES | 8.9 | NO. | 71.2
[5 empty] | 8 | NO. | THREADING CHARGES | 12.85 | NO. | 102.8
[5 empty] | 3 | NO. | STONE CUTTER II | 980 | NO. | 2940
[5 empty] | 1 | NO. | MASAN I | 1325.8 | NO. | 1325.8
[5 empty] | 2 | NO. | MAZDOOR I | 865.2 | NO. | 1730.4
[5 empty] | 1 | NO. | MAZDOOR II | 709.8 | NO. | 709.8
[5 empty] | 1 | NO. | COST OF CLAMPS PLUGS | 3 | NO. | 3
JOINTING MATERIALS ETC
[6 empty] | L.S | SUNDRIES |  | L.S | 0
-
[7 empty] | TOTAL FOR 30 M |  |  | 7219
-
[7 empty] | RATE PER RMT |  |  | 240.6333
-
[6 empty] | a. | ABOVE G.L |  |  | 32mm
[7 empty] | - |  |  | =
[5 empty] | 30 | RMT | LAYING JOINTING INCLUDING | 11.2 | RMT | 336
ALIGNING
[5 empty] | 8 | NO. | CUTTING CHARGES | 10.65 | NO. | 85.2
[5 empty] | 8 | NO. | THREADING CHARGES | 26.6 | NO. | 212.8
[5 empty] | 3 | NO. | STONE CUTTER II | 980 | NO. | 2940
[5 empty] | 1 | NO. | MASAN I | 1325.8 | NO. | 1325.8
[5 empty] | 2 | NO. | MAZDOOR I | 865.2 | NO. | 1730.4
[5 empty] | 1 | NO. | MAZDOOR II | 709.8 | NO. | 709.8
[5 empty] | 1 | NO. | COST OF CLAMPS PLUGS | 5.26 | NO. | 5.26
JOINTING MATERIALS ETC
[6 empty] | L.S | SUNDRIES |  | L.S | 0
-
[7 empty] | TOTAL FOR 30 M |  |  | 7345.26
-
[7 empty] | RATE PER RMT |  |  | 244.842 |  |  | a. | ABOVE G.L |  |  | 40mm
[10 empty] | - |  |  |  | - |  |  | =
[12 empty] | 30 | RMT | LAYING JOINTING INCLUDING | 11.2 | RMT | 336
[5 empty] | 52 | * | SUPPLYING AND LAYING THE FOLLOWING PVC | [6 empty] | ALIGNING
[7 empty] | PIPES WITH NECESSARY SPECIALS ELBOWS, |  |  |  |  | 8 | NO. | CUTTING CHARGES p -26 Itm 91 | 12.85 | NO. | 102.8
[7 empty] | TEE,REDUCE ,PLUG,UNION,BEND,COUPLE, |  |  |  |  | 8 | NO. | THREADING CHARGES p -26 Itm 91 | 35.9 | NO. | 287.2
[7 empty] | NIPPLE,GATE VLVE,CHECK AND WHEEL VALVE |  |  |  |  | 3 | NO. | STONE CUTTER II | 980 | NO. | 2940
[7 empty] | WHEREVER NECESSARY INCLUDING LABOUR BELOW |  |  |  |  | 1 | NO. | MASAN I | 1325.8 | NO. | 1325.8
[7 empty] | GROUND LEVEL(OR) FIXING ON WALLS TO THE |  |  |  |  | 2 | NO. | MAZDOOR I | 865.2 | NO. | 1730.4
[7 empty] | PROPER GRADIENT AND ALIGNMENT ETC.ALL |  |  |  |  | 1 | NO. | MAZDOOR II | 709.8 | NO. | 709.8
[7 empty] | COMPLETE AS DIRECTED BY DEPT. OFFICERS. | [5 empty] | L.S | COST OF CLAMPS PLUGS | 5.26 | L.S | 5
[7 empty] | = | = | [5 empty] | JOINTING MATERIALS ETC
[6 empty] | * | ASTM-D SCHEDULE- 40 THREADED PVC PIPE | [5 empty] | L.S | SUNDRIES | 0 | L.S | 0
[7 empty] | WITH NECESSARY PVC-GI SPECIALS | [9 empty] | -
[6 empty] | c. | 20MM DIA PVC PIPE ABOVE G.L:- | [6 empty] | TOTAL FOR 30 M |  |  | 7437
[7 empty] | - | [9 empty] | -
[5 empty] | 1 | Rmt | COST OF 20MM DIA PVC PIPE | 26 | Rmt | 26 |  |  |  | RATE PER RMT |  |  | 247.9
[5 empty] | 1 | L.S | ADD 70% FOR PVC/GI SPECIALS | 18.2 | L.S | 18.2 | [6 empty] | -
[5 empty] | 1 | Rmt | LABOUR FOR LAYING & FIXING | 240.6467 | Rmt | 240.6467
-
[7 empty] | TOTAL FOR 1 RMT |  |  | 284.8467
[10 empty] | = |  |  | a. | 40MM DIA UPVC PIPE ABOVE G.L:-
[6 empty] | b. | 25MM DIA PVC PIPE ABOVE G.L:- | [6 empty] | -
[7 empty] | - |  |  |  |  | 1 | Rmt | COST OF40MM DIA PVC PIPE | 133.7 | Rmt | 133.7
[5 empty] | 1 | Rmt | COST OF 25MM DIA PVC PIPE | 35 | Rmt | 35 |  | 1 | L.S | ADD 20% FOR PVC/GI SPECIALS | 26.74 | L.S | 26.74
[5 empty] | 1 | L.S | ADD 40% FOR PVC/GI SPECIALS | 14 | L.S | 14 |  | 1 | Rmt | LABOUR FOR LAYING & FIXING | 247.9 | Rmt | 247.9
[5 empty] | 1 | Rmt | LABOUR FOR LAYING & FIXING | 240.6333 | Rmt | 240.6333 | [6 empty] | -
[10 empty] | - |  |  |  | TOTAL FOR 1 RMT |  |  | 408.34
[7 empty] | TOTAL FOR 1 RMT |  |  | 289.6333 | [6 empty] | =
=
[6 empty] | a. | 32MM DIA PVC PIPE ABOVE G.L:-
[7 empty] | - | [5 empty] | a. | ABOVE G.L |  |  | 50mm
[5 empty] | 1 | Rmt | COST OF 32MM DIA PVC PIPE | 52 | Rmt | 52 |  |  |  | - |  |  | =
[5 empty] | 1 | L.S | ADD 20% FOR PVC/GI SPECIALS | 10.4 | L.S | 10.4 |  | 30 | RMT | LAYING JOINTING INCLUDING | 18.9 | RMT | 567
[5 empty] | 1 | Rmt | LABOUR FOR LAYING & FIXING | 244.842 | Rmt | 244.842 |  |  |  | ALIGNING (Twad-2022-23/268)
[10 empty] | - |  | 8 | NO. | CUTTING CHARGES p -26 Itm 93 | 17.35 | NO. | 138.8
[7 empty] | TOTAL FOR 1 RMT |  |  | 307.242 |  | 8 | NO. | THREADING CHARGES p- 26 Itm 93 | 40.45 | NO. | 323.6
[10 empty] | = |  | 3 | NO. | STONE CUTTER II | 980 | NO. | 2940
[12 empty] | 1 | NO. | MASAN I | 1325.8 | NO. | 1325.8
[6 empty] | a. | 50MM DIA PVC PIPE ABOVE G.L:- |  |  |  |  | 2 | NO. | MAZDOOR I | 865.2 | NO. | 1730.4
[7 empty] | - |  |  |  |  | 1 | NO. | MAZDOOR II | 709.8 | NO. | 709.8
[5 empty] | 1 | Rmt | COST OF 50MM DIA PVC PIPE | 82 | Rmt | 82 |  |  | L.S | COST OF CLAMPS PLUGS | 5.26 | L.S | 5
[5 empty] | 1 | L.S | ADD 20% FOR PVC/GI SPECIALS | 16.4 | L.S | 16.4 |  |  |  | JOINTING MATERIALS ETC
[5 empty] | 1 | Rmt | LABOUR FOR LAYING & FIXING | 244.842 | Rmt | 244.842 |  |  | L.S | SUNDRIES |  | L.S | 0
[10 empty] | - | [6 empty] | -
[7 empty] | TOTAL FOR 1 RMT |  |  | 343.242 |  |  |  | TOTAL FOR 30 M |  |  | 7740.4
[10 empty] | = | [6 empty] | -
[14 empty] | RATE PER RMT |  |  | 258.0133
[5 empty] | 52.1 |  | S & F of GI Pipe 20mm dia for Hot Water line Pipe Fully Consealed in Wall | [9 empty] | -
LABOUR CHARGE FOR LAYING
GI PIPE 20MM DIA
[7 empty] | - | [5 empty] | a. | 50MM DIA PVC PIPE ABOVE G.L:-
[5 empty] | 30 | RMT | LAYING,FIXING AND CONSELING GI PIPE | 17.3 | RMT | 519 |  |  |  | -
[5 empty] | 8 | NO. | CUTTING CHARGES | 8.9 | NO. | 71.2 |  | 1 | Rmt | COST OF50MM DIA PVC PIPE | 101.4 | Rmt | 101.4
[5 empty] | 8 | NO. | THREADING CHARGES | 12.85 | NO. | 102.8 |  | 1 | L.S | ADD 20% FOR PVC/GI SPECIALS | 20.28 | L.S | 20.28
[5 empty] | 3 | NO. | STONE CUTTER II | 980 | NO. | 2940 |  | 1 | Rmt | LABOUR FOR LAYING & FIXING | 258.0133 | Rmt | 258.0133
[5 empty] | 1 | NO. | MASAN I | 1325.8 | NO. | 1325.8 | [6 empty] | -
[5 empty] | 2 | NO. | MAZDOOR I | 865.2 | NO. | 1730.4 |  |  |  | TOTAL FOR 1 RMT |  |  | 379.6933
[5 empty] | 1 | NO. | MAZDOOR II | 709.8 | NO. | 709.8 | [6 empty] | =
-
[7 empty] | TOTAL FOR 30 M |  |  | 7399
-
[7 empty] | RATE PER RMT |  |  | 246.6333
-
20MM DIA GI PIPE FOR HOT WATER LINE
-
[5 empty] | 1 | Rmt | COST OF 20MM DIA GI PIPE | 98.6 | Rmt | 98.6
[5 empty] | 1 | L.S | ADD 20% FOR GI SPECIALS | 19.72 | L.S | 19.72
[5 empty] | 1 | Rmt | LABOUR FOR LAYING & FIXING | 246.6333 | Rmt | 246.6333
[7 empty] | L.S FOR CONSEALING GI PIPE IN WALLS PAKING ETC., |  | L.S | 1.72
-
[7 empty] | TOTAL FOR 1 RMT |  |  | 366.6733
=
[5 empty] | 53.1 | * | SUPPLYING AND FIXING
WASHBASIN 22"X16" INCLUDING
COST OF ALL MATERIALS AND
FIXING CHARGES
-
[5 empty] | 1 | NO. | Wash Hand Basin of size 550 x 400 mm with all accessories such as CI brackets, 32mm dia CP waste coupling, Rubber pug and chain, 32mm dia B class GI waste pipe, 15mm dia brass nipples. 15mm CP pillar tap etc., | 1672 | NO. | 1672
[5 empty] | 1 | NO. | deduct rate for 15mm dia GM wheel valve p -48 /157(v) | -169 | NO. | -169
[5 empty] | 1 | NO. | Angle Valve | 250 | NO. | 250
[5 empty] | 0.5 | NO. | PLUMBER I | 1149.4 | NO. | 574.7 |  |  | 7635
[5 empty] | 1 | NO. | MAZDOOR I | 865.2 | NO. | 865.2 |  |  | 305.4
[5 empty] | 0.5 | NO. | MASON I | 1325.8 | NO. | 662.9 |  |  | 7940.4
[6 empty] | L.S | SUNDRIES FOR PLUGSCREW,PAINT |  | L.S | 0.82
-
[7 empty] | TOTAL FOR ONE NUMBER |  |  | 3856.62
-
[5 empty] | 53.2 |  | CI MANHOLE COVER 45CMX45CMX20KG |  | Each | 967.5 | [10 empty] | 20mm Dia
[7 empty] | CI MANHOLE COVER 60CMX60CMX50KG p-55/238 |  | Each | 1864
[5 empty] | 53.3 |  | CI STEPS (5Kg) (59.65+.35) |  | Each | 30
[5 empty] | 54 | * | Brass Tap with ISI Mark p48/158 |  | Each | 206
=
[5 empty] | 54.1 | * | CP TAP (LONG BODY) |  | Each | 300
=
[5 empty] | 54.2 | * | CP TAP (SHORT BODY) |  | Each | 250
=
[5 empty] | 56.1. | * | SUPPLYING AND FIXING OF I.W.C |  |  |  |  | 56.1. | * | SUPPLYING AND FIXING OF I.W.C
[7 empty] | 20"WITH TOP LEFT ROUGH TO RECEIVE | [6 empty] | 20"WITH TOP LEFT ROUGH TO RECEIVE
[7 empty] | FLOOR FINISH | [6 empty] | FLOOR FINISH
[7 empty] | IN G.FLOOR. | [6 empty] | IN G.FLOOR.
[7 empty] | - | [6 empty] | -
[5 empty] | 1 | NO. | I.W.C 20"SIZE(Orissa pan) | 1201 | NO. | 1201 |  | 1 | NO. | I.W.C 20"SIZE(Orissa pan) | 1201 | NO. | 1201
[5 empty] | 0.65 | CUM | E.W EXCAVATION | 297.5 | CUM | 193.375 |  | 0.65 | CUM | E.W EXCAVATION | 297.5 | CUM | 193.375
[5 empty] | 0.57 | CUM | REFILLING | 51.73 | CUM | 29.4861 |  | 0.57 | CUM | REFILLING | 51.73 | CUM | 29.4861
[5 empty] | 0.081 | CUM | BRICK JELLY CONCRETE USING 40mm(1:8:16) | 5639.283 | CUM | 456.7819 |  | 0.081 | CUM | BRICK JELLY CONCRETE USING 40mm(1:8:16) | 5639.283 | CUM | 456.7819
[5 empty] | 1 | NO. | PLUMBER I | 1149.4 | NO. | 1149.4 |  | 1 | NO. | PLUMBER I | 1149.4 | NO. | 1149.4
[5 empty] | 0.5 | NO. | MASON II | 1237.6 | NO. | 618.8 |  | 0.5 | NO. | MASON II | 1237.6 | NO. | 618.8
[5 empty] | 0.5 | NO. | MAZDOOR I | 865.2 | NO. | 432.6 |  | 0.5 | NO. | MAZDOOR I | 865.2 | NO. | 432.6
[6 empty] | L.S | SUNDRIES |  | L.S | 1.25 |  |  |  | Deduct rate for "P" & "S" trap |  |  | -164
[10 empty] | - |  |  |  | Add rate for PVC SWR "P" & "S" trap |  |  | 134.1
[7 empty] | TOTAL FOR ONE NUMBER |  |  | 4082.693 |  |  | LS | Sundries |  |  | 0.39
[10 empty] | = |  |  |  | TOTAL FOR ONE NUMBER |  |  | 4051.933
[5 empty] | 56.2. | * | SUPPLYING AND FIXING OF I.W.C |  |  |  |  | 56.2. | * | SUPPLYING AND FIXING OF I.W.C
[7 empty] | 20"WITH TOP LEFT ROUGH TO RECEIVE | [6 empty] | 20"WITH TOP LEFT ROUGH TO RECEIVE
[7 empty] | FLOOR FINISH | [6 empty] | FLOOR FINISH
[7 empty] | IN OTHER THAN G.FLOOR. | [6 empty] | IN OTHER THAN G.FLOOR.
[7 empty] | - | [6 empty] | -
[5 empty] | 1 | NO. | I.W.C 20"SIZE(Orissa pan) | 1201 | NO. | 1201 |  | 1 | NO. | I.W.C 20"SIZE(Orissa pan) | 1201 | NO. | 1201
[5 empty] | 0.405 | CUM | WEATHERING COURSE | 5228.8636 | CUM | 2117.6898 |  | 0.405 | CUM | WEATHERING COURSE | 5228.8636 | CUM | 2117.6898
[7 empty] | USING20mmBRICK JELLY | [6 empty] | USING20mmBRICK JELLY
[5 empty] | 1.89 | SQM | PLASTERING IN C.M(1:3) | 350.6778 | SQM | 662.781 |  | 1.89 | SQM | PLASTERING IN C.M(1:3) | 350.6778 | SQM | 662.781
[7 empty] | 12mMT.K MIXED WITH W.P.C. | [6 empty] | 12mMT.K MIXED WITH W.P.C.
[5 empty] | 0.081 | CUM | BRICK JELLY CONCRETE (1:8:16) | 5639.283 | CUM | 456.7819 |  | 0.081 | CUM | BRICK JELLY CONCRETE (1:8:16) | 5639.283 | CUM | 456.7819
[7 empty] | USING 40 mm BRICK JELLY | [6 empty] | USING 40 mm BRICK JELLY
[5 empty] | 1 | NO | PLUMBER I | 1149.4 | NO | 1149.4 |  | 1 | NO | PLUMBER I | 1149.4 | NO | 1149.4
[5 empty] | 0.5 | NO. | MASON II | 1237.6 | NO. | 618.8 |  | 0.5 | NO. | MASON II | 1237.6 | NO. | 618.8
[5 empty] | 0.5 | NO. | MAZDOOR I | 865.2 | NO. | 432.6 |  | 0.5 | NO. | MAZDOOR I | 865.2 | NO. | 432.6
[6 empty] | L.S | SUNDRIES |  | L.S | 1.03 |  |  |  | Deduct rate for "P" & "S" trap |  |  | -164
[10 empty] | - |  |  |  | Add rate for PVC SWR "P" & "S" trap |  |  | 134.1
[7 empty] | TOTAL FOR ONE NUMBER |  |  | 6640.0827 |  |  | LS | Sundries |  |  | 0.47
[10 empty] | = |  |  |  | TOTAL FOR ONE NUMBER |  |  | 6609.6227
[5 empty] | 57 | * | SUPPLY AND FIXING OF E.W.C. 18" SIZE (WHITE)
[7 empty] | WITH DOUBLE FLAPPED PLASTIC SEAT COVER |  |  |  |  | 57 | * | SUPPLY AND FIXING OF E.W.C. 18" SIZE (WHITE)
[7 empty] | LOW LEVEL FLUSHING CISTERN 10 LIT. | [6 empty] | WITH DOUBLE FLAPPED PLASTIC SEAT COVER
[7 empty] | - | [6 empty] | LOW LEVEL FLUSHING CISTERN 10 LIT.
[5 empty] | 1 | SET | EUROPEAN WATER CLOSET WITH "P" OR "S" TRAP WITH DOUBLE FLAPPED SEAT AND SEAT COVER WITH BRASS HINGES AND 10LIT CAPACITY PVC L;OW LEVEL FLUSHING TANK WITH ALL INTERNAL FITTINGS p-48 | 3090 | SET | 3090 |  |  |  | -
[7 empty] | LABOUR FOR FIXING OF EWC |  |  |  |  | 1 | SET | EUROPEAN WATER CLOSET WITH "P" OR "S" TRAP WITH DOUBLE FLAPPED SEAT AND SEAT COVER WITH BRASS HINGES AND 10LIT CAPACITY PVC L;OW LEVEL FLUSHING TANK WITH ALL INTERNAL FITTINGS | 3090 | SET | 3090
[5 empty] | 1 | NO. | MASON I | 1325.8 | NO. | 1325.8 |  |  |  | LABOUR FOR FIXING OF EWC
[5 empty] | 2 | NO. | PLUMBER I | 1149.4 | NO. | 2298.8 |  | 1 | NO. | MASON I | 1325.8 | NO. | 1325.8
[5 empty] | 1 | NO. | MAZDOOR II | 709.8 | NO. | 709.8 |  | 2 | NO. | PLUMBER I | 1149.4 | NO. | 2298.8
[7 empty] | LABOUR FOR FIXING OF FLUSHING TANK |  |  |  |  | 1 | NO. | MAZDOOR II | 709.8 | NO. | 709.8
[5 empty] | 0.5 | NO. | PLUMBER I | 1149.4 | NO. | 574.7 |  |  |  | LABOUR FOR FIXING OF FLUSHING TANK
[5 empty] | 0.5 | NO. | MAZDOOR I | 865.2 | NO. | 432.6 |  | 0.5 | NO. | PLUMBER I | 1149.4 | NO. | 574.7
[6 empty] | L.S | SUNDRIES |  | L.S | 0.7 |  | 0.5 | NO. | MAZDOOR I | 865.2 | NO. | 432.6
[10 empty] | - |  |  |  | Deduct rate for "P" & "S" trap | 0 |  | -164
[7 empty] | TOTAL FOR ONE NUMBER |  |  | 8432.4 |  |  |  | Add rate for PVC SWR "P" & "S" trap |  |  | 134.1
[13 empty] | L.S | SUNDRIES |  | L.S | 0.7
[10 empty] | - |  |  |  | TOTAL FOR ONE NUMBER
8402.5
[5 empty] | 57.1 | * | SUPPLY AND FIXING OF E.W.C. 18" SIZE (COLOUR) |  |  |  |  | 57 | * | SUPPLY AND FIXING OF E.W.C. 18" SIZE (COLOUR)
[7 empty] | WITH DOUBLE FLAPPED PLASTIC SEAT COVER | [6 empty] | WITH DOUBLE FLAPPED PLASTIC SEAT COVER
[7 empty] | LOW LEVEL FLUSHING CISTERN 10 LIT. | [6 empty] | LOW LEVEL FLUSHING CISTERN 10 LIT.
[7 empty] | - | [6 empty] | -
[5 empty] | 1 | SET | EUROPEAN WATER CLOSET WITH "P" OR "S" TRAP WITH DOUBLE FLAPPED SEAT AND SEAT COVER WITH BRASS HINGES AND 10LIT CAPACITY PVC L;OW LEVEL FLUSHING TANK WITH ALL INTERNAL FITTINGS | 3484 | SET | 3484 |  | 1 | SET | EUROPEAN WATER CLOSET WITH "P" OR "S" TRAP WITH DOUBLE FLAPPED SEAT AND SEAT COVER WITH BRASS HINGES AND 10LIT CAPACITY PVC L;OW LEVEL FLUSHING TANK WITH ALL INTERNAL FITTINGS | 3484 | SET | 3484
[7 empty] | LABOUR FOR FIXING OF EWC | [6 empty] | LABOUR FOR FIXING OF EWC
[5 empty] | 1 | NO. | MASON I | 1325.8 | NO. | 1325.8 |  | 1 | NO. | MASON I | 1325.8 | NO. | 1325.8
[5 empty] | 2 | NO. | PLUMBER I | 1149.4 | NO. | 2298.8 |  | 2 | NO. | PLUMBER I | 1149.4 | NO. | 2298.8
[5 empty] | 1 | NO. | MAZDOOR II | 709.8 | NO. | 709.8 |  | 1 | NO. | MAZDOOR II | 709.8 | NO. | 709.8
[7 empty] | LABOUR FOR FIXING OF FLUSHING TANK | [6 empty] | LABOUR FOR FIXING OF FLUSHING TANK
[5 empty] | 0.5 | NO. | PLUMBER I | 1149.4 | NO. | 574.7 |  | 0.5 | NO. | PLUMBER I | 1149.4 | NO. | 574.7
[5 empty] | 0.5 | NO. | MAZDOOR I | 865.2 | NO. | 432.6 |  | 0.5 | NO. | MAZDOOR I | 865.2 | NO. | 432.6
[6 empty] | L.S | SUNDRIES |  | L.S | 0.7 |  |  |  | Deduct rate for "P" & "S" trap | 0 |  | -164
[10 empty] | - |  |  |  | Add rate for PVC SWR "P" & "S" trap |  |  | 134.1
[7 empty] | TOTAL FOR ONE NUMBER |  |  | 8826.4 |  |  | L.S | SUNDRIES |  | L.S | 0.7
-
[10 empty] | - |  |  |  | TOTAL FOR ONE NUMBER
8796.5
[5 empty] | 58.1(a) | * | SUPPLY AND FIXING P.V.C.SOIL | [9 empty] | -
PIPESPECIALS OF FOLLOWING DIA:-
-
[6 empty] | A. | SUPPLY AND FIXING OF PVC soil PIPE
110MM DIA OF PVC SWR PIPE INCLUDING
[7 empty] | PACKING THE JOINTS WITH RUBBER | [6 empty] | TW double leaf shutter for ward robe / cup board
[7 empty] | LUBRICANT AND FIXING IN TO | [6 empty] | Rest room Cupboard - Men
[7 empty] | WALL WITH WOODEN PLUGS | [6 empty] | - | - | -
SCREWSHOLDING CLAMPSETC
[7 empty] | COMPLETE type 'B'. | [6 empty] | SHUTTER SIZE 3.93 x 2.10 = | 8.253 | Cum
[7 empty] | - | [6 empty] | TW scantling(OVER 2M)
[5 empty] | 3 | RMT | P.V.C. PIPE 110mm DIA | 193.05 | RMT | 579.15 |  |  |  | Vertical (7 nos) - 1 x 7x 2.1 x 0.075 x0.0375 | 0.041344
[5 empty] | 1 | NO | P.V.C BEND WITH DOOR 110MM | 76 | EACH | 76 |  |  |  | Horizontal (5nos) - 1 x 5 x 3.93 x 0.075 x 0.0375 | 0.055266
[5 empty] | 1 | NO | P.V.C COWL 110MM | 82.3 | EACH | 82.3 |  |  |  |  | 0.096609 | Cum
[5 empty] | 1 | NO | P.V.C DOOR TEE 110MM p-61 D-c | 187.8 | EACH | 187.8 |  |  |  | TW scantling(below 2M)
[5 empty] | 0.5 | NO. | PLUMBER I | 1149.4 | EACH | 574.7 |  |  |  | Shutter -A
[5 empty] | 0.5 | NO. | MASON II | 1237.6 | EACH | 618.8 |  |  |  | Vertical - 2 x 18 x0.6 x 0.075 x 0.0375 | 0.06075
[5 empty] | 0.5 | NO. | MAZDOOR I | 865.2 | EACH | 432.6 |  |  |  | Horizontal - 2 x 18 x 0.69 x 0.075 x 0.0375 | 0.069862
[6 empty] | L.S | COST OF RUBBER | 2.79 | L.S | 2.79 |  |  |  |  | 0.13061
[7 empty] | LUBRICANTT.W.PLUGS AND | [6 empty] | Shutter -B
[7 empty] | C.I.CLAMPS ETC | [6 empty] | Vertical - 2 x 6 x0.66 x 0.075 x 0.0375 | 0.022275
[7 empty] | SUNDERS |  | L.S | 0.12 |  |  |  | Horizontal - 2 x 6 x 0.69 x 0.075 x 0.0375 | 0.023287
[10 empty] | - |  |  |  |  | 0.045562
[7 empty] | TOTAL FOR 3 RMT |  |  | 2554.26 |  |  |  |  | 0.17617 | Cum | 0.27278
[10 empty] | - |  |  |  | Shutter ( BWR Plywood)
[7 empty] | RATE PER RMT |  |  | 851.42 |  |  |  | Shutter -A - 1 x 18 x 0.54 x 0.45 | 4.374
[10 empty] | - |  |  |  | Shutter -B - 1 x 6 x 0.54 x 0.51 | 1.6524
[5 empty] | 58.1(b) | B. | SUPPLY AND FIXING OF PVC PIPE | [7 empty] | 6.0264 | Sqm
75MM DIA OF PVC SWR PIPE INCLUDING
[7 empty] | PACKING THE JOINTS WITH RUBBER | [6 empty] | Shutter area -1X1X3.78X1.95=7.37 m2 | 7.371 | Sqm
LUBERICANT AND FIXING IN TO
[7 empty] | WALL WITH WOODEN PLUGES | [6 empty] | 3" ALU BUTT HINGES - 18 x 2 | 36 | No
[7 empty] | SCREWSHOLDING CLAMPSETC | [6 empty] | ORNAMENTAL; HANDLE - 18 x1 | 18 | No
[7 empty] | COMPLETE type 'B'. | [6 empty] | LOCKS &KEY Qtn | 18 | No
[7 empty] | - | [6 empty] | Enamel Paint - 3.93 x 2.60 x 2.10 | 21.4578 | Sqm
[5 empty] | 3 | RMT | P.V.C. PIPE 75mm DIA | 115.85 | RMT | 347.55
[5 empty] | 1 | NO | P.V.C BEND WITH DOOR | 45 | EACH | 45 |  | 0.096609 | CUM | T.W.SCANTLING above 2M length | 111600 | CUM | 10781.6062
[5 empty] | 1 | NO | P.V.C COWL | 55.5 | EACH | 55.5 |  | 0.17617 | CUM | T.W.SCANTLING below 2M length | 99400 | CUM | 17511.795
[5 empty] | 1 | NO | P.V.C DOOR TEE | 125.2 | EACH | 125.2 |  | 0.27278 | CUM | LABOUR FOR WROUGHT &PUTUP | 18172 | CUM | 4957.0377
[5 empty] | 0.5 | NO. | PLUMBER I | 1149.4 | EACH | 574.7 |  | 6.0264 | SQM | 9mm thick BWR Ply wood | 387.4 | SQM | 2334.6274
[5 empty] | 0.5 | NO. | MASON II | 1237.6 | EACH | 618.8 |  | 7.371 | SQM | LABOUR CHARGE FOR SHUTTER | 1701 | SQM | 12538.071
[5 empty] | 0.5 | NO. | MAZDOOR I | 865.2 | EACH | 432.6 |  | 36 | NO. | 3" ALU BUTT HINGES | 57 | NO. | 2052
[6 empty] | L.S | COST OF RUBBER |  | L.S | 2.73 |  | 18 | NO. | ORNAMENTAL; HANDLE WITH SCREWS(100mm)p46 it-98c | 49.35 | NO. | 888.3
[7 empty] | LUBRICANTT.W.PLUGS AND |  |  |  |  | 18 | NO. | LOCKS &KEY | 60.9 | NO. | 1096.2
[7 empty] | C.I.CLAMPS ETC |  |  |  |  | 21.4578 | SQM | Two coat of enamel paint | 63.2 | SQM | 1356.133
[7 empty] | SUNDERS |  | L.S | 0.27 |  | 50 | Nos | SUNDRIES FOR NAILS,PLUGS ETC. | 283.4055 | NO. | 14170.275
[10 empty] | - | [6 empty] | -
[7 empty] | TOTAL FOR 3 RMT |  |  | 2202.35 |  |  |  | TOTAL FOR 2.52 SQM |  |  | 67686.0452
[10 empty] | - | [6 empty] | -
[7 empty] | RATE PER RMT |  |  | 734.1167 |  |  |  | RATE PER SQM |  |  | 8201.3868
[10 empty] | - | [6 empty] | =
[5 empty] | 58.2 |  | Supplying &fixing 110mm dia PVC
SWR pipe for ventilating shaft
of 3M length with cowl
[7 empty] | - | [6 empty] | Providing Rain Water Harvesting well ring circular shape of 90cm dia, 60cm depth,50mm thick using m20 grade concrete including steel fabrication.
[5 empty] | 3 | RM | 110mm dia PVC SWR pipe | 120.54 | RM | 361.62 |  | 0.085 | Cum | M20 grade concrete | 9891.1649 | Each | 840.749
[5 empty] | 1 | no | 110mm dia cowl | 82.3 | no | 82.3 |  | 8.5 | Kg | Steel fabrication | 98.7925 | Kg | 839.7363
[5 empty] | 1 | no | Labour for fixing | 8 | no | 8 |  |  |  | Sundries |  |  | -
[5 empty] | l.s |  | Sundries for PVC solution etc. | l.s |  | 2.08 | [6 empty] | 1680.4853
-
[7 empty] | Rate for 1 no. |  |  | 454 |  |  |  | Providing Rain Water Harvesting well ring circular shape of 90cm dia, 60cm depth,50mm thick using m20 grade concrete including steel fabrication.
[10 empty] | - |  | 0.045 | Cum | M30 grade concrete | 9891.1649 | Each | 445.1024
[12 empty] | 4.5 | Kg | Steel fabrication | 98.7925 | Kg | 444.5663
[5 empty] | 59. | * | SUPLY ING AND FIXING OF | [6 empty] | Sundries |  |  | -
[7 empty] | 150X100mm S.W. GULLY TRAPS | [9 empty] | 889.6687
-
[5 empty] | 1 | NO. | 150X100mm S.W. GULLY TRAPS | 170.35 | NO. | 170.35
[5 empty] | 0.05 | CUM | BRICK JELLY CONCRETE (1:8:16)40MM | 5639.283 | CUM | 281.9642 |  |  |  | Providing Rain Water Harvesting well ring circular shape of 90cm dia, 60cm depth,50mm thick using m30 grade concrete including steel fabrication.
[5 empty] | 0.5 | NO. | PLUMBER I | 1149.4 | NO. | 574.7 |  | 0.085 | Cum | M20 grade concrete | 9891.1649 | Each | 840.749
[5 empty] | 1 | NO. | MAZDOOR I | 865.2 | NO. | 865.2 |  | 8.5 | Kg | Steel fabrication | 98.7925 | Kg | 839.7363
[5 empty] | 1 | NO. | MAZDOOR II | 709.8 | NO. | 709.8 |  |  |  | Sundries |  |  | -
[6 empty] | L.S | SUNDRIES |  | L.S | 0.54 | [6 empty] | 1680.4853
-
[7 empty] | TOTAL FOR ONE NUMBER |  |  | 2602.5541
[10 empty] | = |  |  |  | Providing Rain Water Harvesting well ring circular shape of 90cm dia, 60cm depth,50mm thick using m30 grade concrete including steel fabrication.
[5 empty] | 60. | * | SUPPLY AND FIXING OF P.V.C. |  |  |  |  | 0.085 | Cum | M20 grade concrete | 0 | Each | 0
[7 empty] | NAHANI TRAP 75mm DIA |  |  |  |  | 8.5 | Kg | Steel fabrication | 98.7925 | Kg | 839.7363
[7 empty] | - | [6 empty] | Sundries |  |  | -
[5 empty] | 1 | NO. | PVC NAHANI TRAP (4WAY/2WAY) | 156 | NO. | 156 | [6 empty] | 839.7363
[6 empty] | L.S | SUNDRIES FOR B.J.C,PLASTERING ETC |  | L.S | 4
-
[7 empty] | TOTAL FOR ONE NUMBER |  |  | 160
-
[5 empty] | 61.1(a) | * | SUPPLY AND FIXING OF 100mm
DIA S.W.PIPE
-
[5 empty] | 50 | NO. | 100mmDIA S.W.PIPE WITH ISI MARK | 63.4 | NO. | 3170
[5 empty] | 21.6 | CUM | E.W. EXCAVATION | 297.5 | CUM | 6426
[5 empty] | 21.6 | CUM | REFILLING | 51.73 | CUM | 1117.368
[5 empty] | 45 | Kg | CEMENT | 6.04 | Kg | 271.8
[5 empty] | 0.04 | CUM | SAND | 2265.5 | CUM | 90.62
[5 empty] | 3.63 | Kg | TAARRED HOMP YARN | 11.8 | Kg | 42.834
[5 empty] | 2 | NO. | MASON I | 1325.8 | NO. | 2651.6
[5 empty] | 1 | NO. | FITTER II | 1114.4 | NO. | 1114.4
[5 empty] | 5 | NO. | MAZDOOR I | 865.2 | NO. | 4326
[5 empty] | 2 | NO. | MAZDOOR II | 709.8 | NO. | 1419.6
[6 empty] | L.S | TESTING CHARGES 10%of LABOUR |  | L.S | 958.66
-
[7 empty] | TOTAL FOR 30RMT |  |  | 21588.882
-
[7 empty] | RATE PER RMT |  |  | 719.6294
=
[5 empty] | 61.2(b) | * | SUPPLY AND FIXING OF 150mm
DIA S.W.PIPE
-
[5 empty] | 50 | NO. | 150mmDIA S.W.PIPE WITH ISI MARK | 102 | NO. | 5100
[5 empty] | 21.6 | CUM | E.W. EXCAVATION | 297.5 | CUM | 6426
[5 empty] | 21.6 | CUM | REFILLING | 51.73 | CUM | 1117.368
[5 empty] | 68 | Kg | CEMENT | 6.04 | Kg | 410.72
[5 empty] | 0.07 | CUM | SAND | 2265.5 | CUM | 158.585 |  | 61.2(b) | * | SUPPLY AND FIXING OF 250mm
[5 empty] | 5.45 | Kg | TAARRED HOMP YARN | 11.8 | Kg | 64.31 |  |  |  | DIA S.W.PIPE
[5 empty] | 3 | NO. | MASON I | 1325.8 | NO. | 3977.4 |  |  |  | -
[5 empty] | 2 | NO. | FITTER II | 1114.4 | NO. | 2228.8 |  | 50 | NO. | 250mmDIA S.W.PIPE WITH ISI MARK ( it-13.0/4 of twad20-21 spl I CLASS ) | 455 | NO. | 22750
[5 empty] | 6 | NO. | MAZDOOR I | 865.2 | NO. | 5191.2 |  | 21.6 | CUM | E.W. EXCAVATION | 297.5 | CUM | 6426
[5 empty] | 3 | NO. | MAZDOOR II | 709.8 | NO. | 2129.4 |  | 21.6 | CUM | REFILLING | 51.73 | CUM | 1117.368
[6 empty] | L.S | TESTING CHARGES 10%of LABOUR |  | L.S | 1357.48 |  | 115 | Kg | CEMENT | 6.04 | Kg | 694.6
[10 empty] | - |  | 0.11 | CUM | SAND | 2265.5 | CUM | 249.205
[7 empty] | TOTAL FOR 30RMT |  |  | 28161.263 |  | 8.35 | Kg | TAARRED HOMP YARN | 11.8 | Kg | 98.53
[10 empty] | - |  | 5 | NO. | MASON I | 1325.8 | NO. | 6629
[7 empty] | RATE PER RMT |  |  | 938.7088 |  | 3 | NO. | FITTER II | 1114.4 | NO. | 3343.2
[10 empty] | = |  | 7 | NO. | MAZDOOR I | 865.2 | NO. | 6056.4
[5 empty] | 61.2(a) | * | SUPPLY AND FIXING OF 100mm |  |  |  |  | 5 | NO. | MAZDOOR II | 709.8 | NO. | 3549
[7 empty] | DIA S.W.PIPE(LOOSE JOINTING) | [5 empty] | L.S | TESTING CHARGES 10%of LABOUR |  | L.S | 234
[7 empty] | - | [9 empty] | -
[5 empty] | 50 | NO. | 100mmDIA S.W.PIPE | 63.4 | NO. | 3170 |  |  |  | TOTAL FOR 30RMT |  |  | 51147.303
[5 empty] | 1 | NO. | FITTER II | 1114.4 | NO. | 1114.4 | [6 empty] | -
[5 empty] | 5 | NO. | MAZDOOR I | 865.2 | NO. | 4326 |  |  |  | RATE PER RMT |  |  | 1704.9101
[7 empty] | Sundries |  |  | 1.8 | [6 empty] | =
[7 empty] | TOTAL FOR 30RMT |  |  | 8612.2
-
[7 empty] | RATE PER RMT |  |  | 287.0733
=
[5 empty] | 61.2(b) | * | SUPPLY AND FIXING OF 150mm
DIA S.W.PIPE(LOOSE JOINTING)
-
[5 empty] | 50 | NO. | 150mmDIA S.W.PIPE | 102 | NO. | 5100
[5 empty] | 2 | NO. | FITTER II | 1114.4 | NO. | 2228.8
[5 empty] | 6 | NO. | MAZDOOR I | 865.2 | NO. | 5191.2
[7 empty] | Sundries |  |  | 0.6
[7 empty] | TOTAL FOR 30RMT |  |  | 12520.6
-
[7 empty] | RATE PER RMT |  |  | 417.3533
=
[7 empty] | Total for One Number |  |  | 417.3533
=
[5 empty] | 62.1(a) | * | SUPPLY AND FIXING OF 100mm
STONEWARE BEND
-
[5 empty] | 1 | NO. | 100mmDIA S.W.BEND | 101.6 | NO. | 101.6
EXCAVATION,REFILLING,JOINTING
[7 empty] | AND CONCRETING | L.S |  | 2.5
-
[7 empty] | TOTAL FOR 30RMT |  |  | 104.1
[5 empty] | 62.1(a) | * | SUPPLY AND FIXING OF 150mm |  |  | -
STONEWARE BEND
[7 empty] | - |  |  | -
[5 empty] | 1 | NO | 150mmDIA S.W.BEND |  | 140.65 | 140.65
[7 empty] | AND CONCRETING | L.S |  | 2.5
[5 empty] | 62.2.a. | * | SUPPLY AND FIXING OF 100mm |  |  | -
[7 empty] | STONEWARE TEE |  |  | 143.15
[7 empty] | - |  |  | -
[5 empty] | 1 | NO. | 100mmDIA S.W.TEE | 128 | NO. | 128
EXCAVATION,REFILLING,JOINTING
[7 empty] | AND CONCRETING | L.S |  | 3
-
[7 empty] | TOTAL FOR 30RMT |  |  | 131
-
[5 empty] | 62.2.b. | * | SUPPLY AND FIXING OF 150mm
STONEWARE TEE
-
[5 empty] | 1 | NO. | 150mmDIA S.W.TEE | 166.15 | NO. | 166.15
EXCAVATION,REFILLING,JOINTING
[7 empty] | AND CONCRETING | L.S |  | 3
-
[7 empty] | TOTAL FOR 30RMT |  |  | 169.15
-
[5 empty] | 63 |  | 32mm dia P.V.C Waste Pipe and
C.P.Coupling of best quality.
-
[5 empty] | 2.5 | Rft | 32mm dia P.V.C Waste Pipe and | 30 | 2.5 | 30 | -2431.6167
[7 empty] | C.P.Coupling |  | Rft
[6 empty] | L.S | Labour Charge for fixing |  | L.S | 1.87
-
[7 empty] | Total for One Number |  |  | 31.87
=
[5 empty] | 81 | * | Supplying and fixing B.I.C.W.Meter cupboard with
shutter double leaves with 230mmx25mm size CW
plank for alround sides 62.5x31.25mm styles and
rails for shutters and 75x25mm weldmesh of bamd
10 gauge for panels including labour charges for
fixing inposition of shutters and cost of
L-clamps 6nos of size 150x150mm size with
25mmx4mm MS flats 1 no 6"x1/2" alumium aldrop
with bolt and nuts 6 nos of 2" size I.O. hooks
and eyes T.W.plugs screws etc complete and as
directed by the Departmental Officers as per
Drawings
[7 empty] | - | -
[5 empty] | 0.0174 | Cum | C.W.Scantling for Shutter | 34300 | Cum | 596.82
[5 empty] | 0.0293 | Cum | C.W.Planks | 39400 | Cum | 1154.42
[5 empty] | 1.093 | Sqm | Weldmesh | 379.9 | Sqm | 415.2307
[5 empty] | 6 | No. | 3"I.O. ButtHinges | 7 | Each | 42
[5 empty] | 1 | No. | 6"x1/2" Alu. Aldrops | 101.6 | Each | 101.6
[5 empty] | 2 | No. | 2" I.O.Hooks and Eyes | 3 | Each | 6
[5 empty] | 6 | No. | M.S."L" Clamps | 10.5 | Each | 63
[5 empty] | 1.62 | Sqm | Labour Charges | 1423.8 | Sqm | 2306.556
[6 empty] | L.S | SUNDRIES FOR T.W.Plugs etc |  | L.S | 4.27
-
[7 empty] | Total for 1.62 Sqm |  |  | 4689.8967
-
[7 empty] | Total for 1.00 Sqm |  |  | 2894.998 |  | 3112.02
-1577.8767
[6 empty] | *** | ELECTRICAL ARRANGEMENT:- BOARD APPROVED RATES
[7 empty] | ================================================ |  |  |  | 3.96
[7 empty] | WIRING WITH 1.5SQMM COPPER WIRE CONCEALED |  |  |  | 5.76
[5 empty] | 64.a. |  | TYPE FOR LIGHT POINT WITH CEILING ROSE |  |  | 1630
[5 empty] | 64.b |  | ---DO---FOR LIGHT POINT WITH BATTERN HODER |  |  | 1633
[5 empty] | 64.c |  | ---DO---FOR CALLING BELL POINT |  |  | 1670
[5 empty] | 65 |  | ---DO---FOR FAN POINT |  |  | 1705
[5 empty] | 66 |  | ---DO---FOR STAIR CASE LIGHT POINT |  |  | 3052
[5 empty] | 67 |  | --DO--FOR 5AMP 5PIN PLUG AT SWITCH BOARD |  |  | 835
[5 empty] | 68 |  | --DO--FOR 5AMP 5PIN PLUG AT CONVENTENT PLACE |  |  | 1133
[5 empty] | 69 |  | --DO--FOR 15AMP POWER PLUG |  |  | 150
[5 empty] | 70.1 |  | S/F OF BULK HEAD FITTING |  |  | 517
[5 empty] | 70.2 |  | S/F OF SLIM TUBELIGHT FITTING WITH ELECTRONICS BALLAST. |  |  |  | 3393
[5 empty] | 70.3 |  | S/F OF 40W/60W BULB |  |  | 9.4
[5 empty] | 70.4 |  | S/F OF PLASTIC SHADE |  |  | 10
[5 empty] | 71 |  | S/F OF DOUBLE POLE MAIN SWITCH |  |  | 1345.6
[5 empty] | 72 |  | S/F of Fibre Fan Hook |  |  | 33.9
[5 empty] | 73.1 |  | S/F OF 6 WAY D.B |  |  | 4212
[5 empty] | 73.2 |  | S/F OF 4 WAY D.B |  |  | 3430
[5 empty] | 74 |  | LABOUR CHARGE FOR FIXING FAN |  |  | 571
[5 empty] | 75(a) |  | SUPPLY AND DELIVERY OF FAN 48"SWEEP with ordinary regulator. |  |  | 1265
[5 empty] | 75(b) |  | SUPPLY AND DELIVERY OF FAN 42"SWEEP
[5 empty] | 112 |  | SUPPLY AND FIXING EXSAUST FAN 300MM SWEEP |  |  | 2336
[5 empty] | 76 |  | S/F OF 8SWG G.I WIRE |  |  | 26.3
[5 empty] | 77 |  | RUN OF MAIN WITH 2NO OF 1.50sq.mm WIRE |  |  | 208
[5 empty] | 77.1 |  | RUN OF 2 WIRES OF 4 SQMM WITH CONTINUOUS EARTHING BY MEANS OF 2.5SQMM FOR A/C |  |  | 266
[5 empty] | 77.2 |  | SUPPLYING AND FIXING OF A/C METAL CLAD |  |  | 500
[5 empty] | 77.3 |  | SUPPLYING AND FIXING OF TV/TELEPHONE LINE SOCKET |  |  | 77.01
[5 empty] | 78 |  | EARTHING STATION AS PER ISI |  |  | 2921.6
[5 empty] | 80 |  | S/F OF 375mmX300mmX20mmT.W.PLANK FOR S.C. |  |  | 818.75
[5 empty] | 81 |  | S/F OF METRE CUPBOARD |  |  | 2894.998
[5 empty] | 82 |  | S/F OF STREET LIGHTS. |  |  | 2946
[5 empty] | 87 |  | PROVIDING ELCB WITH MCB IN MS BOX |  |  | 2695
[7 empty] | S & F of Exsaust Fan 225mm dia |  |  | 2149.15
[7 empty] | M.S. Angle |  |  | 137
[5 empty] | 77.4 |  | SUPPLYING AND FIXING OF 20MM DIA PVC PIPE FOR TV/TELEPHONE LINE |  |  |  |  | 77.4 |  | SUPPLYING AND FIXING OF 25MM DIA PVC PIPE FOR TV/TELEPHONE LINE
[7 empty] | ================================================ | [6 empty] | ================================================
[5 empty] | 90 | Mtr | PVC RIGID CONDUIT PIPE 19M/20MM HEAVY DUTY WITH ISI P -128/ part I 1b | 20 | Mtr | 1800 |  | 90 | Mtr | PVC RIGID CONDUIT PIPE 19M/20MM HEAVY DUTY WITH ISI P -127/ part I 1b | 20 | Mtr | 1800
[5 empty] | 0.15 | MT | CEMENT | 6040 | MT | 906 |  | 0.15 | MT | CEMENT | 6040 | MT | 906
[5 empty] | 1 | NO | WIREMAN GR-I | 783 | NO | 783 |  | 1 | NO | WIREMAN GR-I | 783 | NO | 783
[5 empty] | 2 | NO | MASON II | 1237.6 | NO | 2475.2 |  | 2 | NO | MASON II | 1237.6 | NO | 2475.2
[5 empty] | 4 | NO | Electrical HELPERp-15 it-100 | 611 | NO | 2444 |  | 4 | NO | Electrical HELPERp-15 it-100 | 611 | NO | 2444
[7 empty] | SUNDRIES FOR PVC SPECIALS & FISH WIRE ETC., |  |  | 11.5 |  |  |  | SUNDRIES FOR PVC SPECIALS & FISH WIRE ETC., |  |  | 11.5
[10 empty] | - | [6 empty] | -
[7 empty] | TOTAL FOR 90RMT |  |  | 8419.7 |  |  |  | TOTAL FOR 90RMT |  |  | 8419.7
[10 empty] | - | [6 empty] | -
[7 empty] | RATE PER RMT |  |  | 93.5522 |  |  |  | RATE PER RMT |  |  | 93.5522 | [16 empty] | 0
[10 empty] | = | [40 empty] | 0
[5 empty] | 78.1 |  | EARTHING STATION (TYPE II) |  |  |  | 116.5
[7 empty] | ================================================ |  |  |  | 11.65
[5 empty] | 2.5 | NO | GI PIPE 40MM DIA | 163 | NO | 407.5
[5 empty] | 20 | KG | Charcoal 17-18 SD 233 (101.70/20.32 = 5.00) | 5 | KG | 100
[5 empty] | 9 | KG | SALT SD 233 | 3.7 | KG | 33.3
[5 empty] | 0.5 | KG | GI WIRE 8 GAUGE p125/3c | 101.5 | KG | 50.75
|  |  |  | 5.04 | 0.5 | NO | WIRE MAN GR-I | 783 | NO | 391.5
[5 empty] | 1 | NO | HELPER | 611 | NO | 611
[6 empty] | LS | CIVIL WORK SUCH AS EXCAVATION FILLING MASONRY WORK, COVER SLAB ETC., |  | LS | 200
[6 empty] | LS | BOLTS,NUTS & CHOCK NUTS ETC., |  | LS | 8.32
-
[7 empty] | TOTAL FOR 1 NO |  |  | 1802.37 | 38.194
-
Labour Charges for barbed wire fencing for 8.16 kg
[5 empty] | 0.7 | NO | Fitter I class | 1170.4 | Each | 819.28 | [7 empty] | 1174.6
[5 empty] | 0.5 | NO | Mazdoor I class | 865.2 | Each | 432.6
[7 empty] | TOTAL FOR 8.16 kg |  |  | 1251.88
[7 empty] | Rate for 1 kg |  |  | 153.4167
Barbed wire fencing for 10 m
[5 empty] | 2 | kg | Barbed wire 10 gauge 2 ply and four pronged ( Galvanised) it-133 p-44 | 62.1 | kg | 124.2
[5 empty] | 0.2 | kg | Binding wire | 56.35 | kg | 11.27
[5 empty] | 2 | kg | Labour | 153.4167 | kg | 306.8333
[7 empty] | Rate for 10m |  |  | 442.3033
[7 empty] | Rate for 1m |  |  | 44.2303
[7 empty] | Labour charges for Auger pile foundation for 2.44m | [6 empty] | Chain link fencing data for 15sqm
[5 empty] | 0.25 | No. | Mason II class | 1237.6 | Each | 309.4 |  | 15 | sqm | GALVANISIED IRON WIRE 2" x 2" using 10 gauge (of all sizes) p44/134 | 160.25 | sqm | 2403.75
[5 empty] | 1 | No. | Mazdoor I class | 865.2 | Each | 865.2 |  | 0.5 | kg | Binding wire | 56.35 | kg | 28.175
[6 empty] | L.S | Hire charges @ 10% of labour charges | 117.46 | L.S | 117.46 |  | 0.5 | No. | Fitter I class | 1170.4 | kg | 585.2
[7 empty] | Rate for 2.44m |  |  | 1292.06 |  | 0.5 | No. | Mazdoor I class | 865.2 | kg | 432.6
[7 empty] | Rate for 1.00m |  |  | 529.5328 |  |  |  | Rate for 15sqm |  |  | 3449.725
[10 empty] | 0 |  |  |  | Rate for 1 sqm |  |  | 229.9817
Auger pile of size 30cm dia and 3m depth for 1m
[5 empty] | 0.071 | M3 | RCC 1:2:4 | 10435.4327 | 1M3 | 740.9157
[5 empty] | 1 | RM | Labour charges | 529.5328 | RM | 529.5328
[7 empty] | Rate for 1 RM |  |  | 1270.4485 |  |  |  | Providing Rain Water Harvesting Perculation pit a) Providing pit
[12 empty] | 0.47 | Cum | Earth work excavation | 297.5 | Each | 139.825
[12 empty] | 2 |  |  |  |  | 0
[7 empty] | Strutting to centering of R.C.C plain surface, 3.00m height wall. |  |  |  |  | 0.24 | Cum | HBSJ 40mm | 2033.72 | Each | 488.0928 | x-559-m20
|  |  | 4.8 |  | 98.5 | RMT | Casurina Props 10 to 13 m dia @ 75m c/c cost for 1 operation 25.20/5=5.040 p-19 it-116/b | 5.04 | RMT | 496.44 |  | 0.79 | Sqm | Precasted slab Standardised Cement comncrete M 20 grade | 2145.0088 | L.S | 1694.5569 | AD559-m30
[5 empty] | 0.3 | RMT | Carpenter I class | 1296.4 | Each | 388.92 |  | 0.24 | Cum | Filling sand | 2265.5 |  | 543.72
[5 empty] | 0.3 | RMT | Mazdoor I class | 865.2 | Each | 259.56 |  |  |  | Sundries |  |  | --------------------
[7 empty] | Add sundries |  |  | 0.9 | [6 empty] | 2866.1947
[7 empty] | Rate for 10 sqm |  |  | 1145.82 | [6 empty] | .
[7 empty] | Rate for 1 sqm, for 3m ht. |  |  | 114.582 | [6 empty] | 0
[7 empty] | Rate for 1 sqm, for 1m ht. |  |  | 38.194 |  |  |  | Augering 30 cm dia
[6 empty] | 18.1.a. | Form work for Plinth beam, Grade beam, Raft beam | 1097.5445 |  |  |  | 1 | Cum | Labour charges | 529.5328 | Each | 529.5328
[12 empty] | 0.071 | Cum | HBSJ 40mm | 2033.72 | Each | 144.3941
[6 empty] | b. | Form work for Roof and lintels using M.S sheet | 1212.1265 | [8 empty] | --------------------
673.9269
[6 empty] | c. | Form work for Small quantity and column using M.S. sheet | 1454.5519 | [8 empty] | --------------------
[12 empty] | 0.25 | No | MASON II CLASS | 1237.6 |  | 309.4
[6 empty] | d. | Form work for Vertical walls | 1333.3392 |  |  |  | 1 | No | MAZDOORI CLASS | 865.2 |  | 865.2
[12 empty] | 1 | No | Hire charges for O2296TOOLS PLANTS at 10% of labour | LS |  | 117.46
--------------------
[7 empty] | A.C .sheet Roofing with ridge piece | [9 empty] | 1292.06
[5 empty] | 11.5 | Sqm | A.C. sheet 6mm thick p -38 /78 | 170.15 | Sqm | 1956.725 | [6 empty] | --------------------
[5 empty] | 2 | pairs | Adjustable ridges p-38 it-80 | 196.45 | Pairs | 392.9 | [6 empty] | 529.5328
[5 empty] | 20 | set | U' bolts and nuts p-38 it-81 | 3.91 | set | 78.2
[5 empty] | 2.2 | No | Fitter - II | 1136.8 | Each | 2500.96
[5 empty] | 1.1 | No | Carpenter - I | 1296.4 | Each | 1426.04
[5 empty] | 3.2 | No | Mazdoor - I | 865.2 | Each | 2768.64
[7 empty] | Sundries for white lead |  | L.S | 0.5 |  |  |  | A.C .sheet Roofing without ridge piece
[10 empty] | ============ |  | 11 | Sqm | A.C. sheet 6mm thick fully corrugated | 170.15 | Sqm | 1871.65
[7 empty] | Rate for 10 Sqm |  |  | 9123.965 |  | 20 | Set | U bolts & Nuts | 3.91 | Set | 78.2
[10 empty] | ============ |  | 2.2 | No | Fitter - II | 1136.8 | Each | 2500.96
[7 empty] | Rate per Sqm |  |  | 912.3965 |  | 1.1 | No | Carpenter - I | 1296.4 | Each | 1426.04
[10 empty] | ============ |  | 3.2 | No | Mazdoor - I | 865.2 | Each | 2768.64
[14 empty] | Sundries for white lead |  | LS | 0.74
[7 empty] | Pre cast slab 50mm thick in c.c. 1:3:6 mixed with fibre of size .28 x .28 m , 50mm thick | [9 empty] | ============
[14 empty] | Rate for 10 Sqm |  |  | 8646.23
[7 empty] | Pcc slab - 500 x .28 x .28 = 39.2 Sq.m | [9 empty] | ============
[7 empty] | =39.2 x .05 =1.96 cum | [6 empty] | Rate per 1 Sqm |  |  | 864.623
============
[5 empty] | 1.96 | Cum | C.C 1:3:6 using 20mm HBS | 7350.453 | CUM | 14406.8879
[5 empty] | 2 | No | Mason I class | 1325.8 | NO. | 2651.6
[5 empty] | 2 | No | Mazdoor II class | 709.8 | NO. | 1419.6 |  |  | *
[5 empty] | 0.28 | Sqm | Moulding charge | 1097.5445 | NO. | 307.3125 |  |  |  | Providing wooden MELAMEN DOOR POLISH
[5 empty] | 500 | No | Cutting, Transporting , Laying & Pointing charges | 2 | NO. | 1000 |  |  |  | For New Wood
[5 empty] | 8.5 | Packet | Fibre (125g/packet) Qtn | 43.6 | Packet | 370.6 |  |  |  | Contain a size 1.2x2.1 m
[7 empty] | Sundries |  |  | 1.96 |  |  |  | Area of Polishing 1x1x2.25x1.2x2.1+5.67m2
[8 empty] | Rate for 39.2 sqm |  | 20157.9604 |  |  |  | - | -
[10 empty] | - |  | 8 | NOS | Sand paper No 50 (Qtn) | 4.1 | Each | 32.8
|  |  |  | 49.65 |  |  |  | Rate for 1 sqm |  | 514.2337 |  | 8 | NOS | Sand paper No 80 | 3.69 | Each | 29.52
|  |  |  | 24.825 | [5 empty] | = |  | 8 | NOS | Sand paper No 100 | 4.1 | Each | 32.8
[12 empty] | 0.75 | Kg | Wooden filter | 176.4 | Each | 132.3
[12 empty] | 2.25 | liter | sand seal thinner | 140.41 | liter | 315.9225
[12 empty] | 4.5 | liter | Thinner | 65 | liter | 292.5
[5 empty] | 1 | No | Squat urinal including all accesseries (LSR new Item -4)p -55/i229 | 454.5 | NO. | 454.5 |  | 6 | NOS | Water Emery No 250 | 8 | Each | 48
[5 empty] | 0.25 | No | Mason I class | 1325.8 | NO. | 331.45 |  | 6 | NOS | Water Emery No 320 | 8.61 | Each | 51.66
[5 empty] | 0.28 | Sqm | Mazdoor I class | 865.2 | NO. | 242.256 |  | 4 | NOS | Water Emery No 400 | 8.61 | Each | 34.44
[12 empty] | 300 | gm | Teak Powder | 30 | 100gm | 90
[12 empty] | 300 | gm | Red Powder | 44.99 | 500gm | 26.994
[10 empty] | ============ |  | 1.5 | Kg | Fresh Chalk Powder | 20.95 | Kg | 31.425
[10 empty] | 1028.206 |  | 2.25 | liter | MELAMEN matt Qtn | 212.41 | liter | 477.9225
[10 empty] | ============ |  | 0.75 | liter | MELAMEN Glozy | 205.21 | liter | 153.9075
[12 empty] | 2.25 | liter | Thinner 106 | 185.21 | liter | 416.7225
[12 empty] | 500 | gm | Banian waste | 52.25 | Kg | 26.125
[7 empty] | S & F of Flat urinal (white) |  |  |  |  | 1 | NOS | 3" Brush | 131.21 | 1No | 131.21
[5 empty] | 1 | No | Flat back urinal including all accesseries p-50/136 1 | 940 | NO. | 940 |  | 1 | NOS | 2" Flat Brush | 12.3 | 1No | 12.3
[5 empty] | 0.5 | No | Plumber I class | 1149.4 | NO. | 574.7 |  | 4 | NOS | PAINTER- I Class | 1058.4 | Each | 4233.6
[5 empty] | 0.5 | No | Mason I class | 1325.8 | NO. | 662.9 |  | 2 | NOS | PAINTER - II Class | 1024.8 | Each | 2049.6
[5 empty] | 0.5 | Sqm | Mazdoor I class | 865.2 | NO. | 432.6 |  | 2 | NOS | Mazdoor - II Class | 709.8 | Each | 1419.6
[7 empty] | Add sundries for CM 1:3 |  | Ls | 0.25 |  |  |  | Bladder & Tools |  |  | 20
----------------------
[10 empty] | ============ |  |  |  | TOTAL FOR 5.67 SQM |  |  | 10059.349
[10 empty] | 2610.45 | [6 empty] | =
[10 empty] | ============ |  |  |  | Rate for 1 Sqm |  |  | 1774.1356
[5 empty] | 29.2 |  | Providing shahabad stone grey colour of 20mm thick in C.M 1:3
[5 empty] | 10.5 | Sqm | COST OF Shahabad stone grey colour (Polished Shahabad stone 20mm thick with machine cut edges of size 2' x 2' below) p -36/ 34 | 318 | Sqm | 3339
[5 empty] | 0.22 | CUM | C.M(1:3) | 5318.7 | CUM | 1170.114
[5 empty] | 64 | Kg | Cement slurry | 6040 | 1000 Kg | 386.56
[5 empty] | 4.5 | Kg | Pigment (20.03+23.13)/2 =21.58 p37 ( 9 &10/2) | 24.925 | Kg | 112.1625
[5 empty] | 5.4 | NO | Mason II | 1237.6 | NO | 6683.04 |  | 29.2 |  | Providing rajasthan kota stone of 20mm thick in C.M 1:3
[5 empty] | 2.16 | NO | Mazdoor I | 865.2 | NO | 1868.832
[5 empty] | 6.5 | NO | Mazdoor II | 709.8 | NO | 4613.7 |  | 10.5 | Sqm | Providing rajasthan kota stone slabs of of 20mm thick with machine cut edges of size below in C.M 1:3 p-36 sl.36 | 484 | Sqm | 5082
[9 empty] | NO | 0
[12 empty] | 0.22 | CUM | C.M(1:3) | 5318.7 | CUM | 1170.114
[7 empty] | TOTAL FOR 10 SQM |  |  | ============ |  | 64 | Kg | Cement slurry | 6040 | 1000 Kg | 386.56
[10 empty] | 18173.4085 |  | 4.5 | Kg | Pigment | 24.925 | Kg | 112.1625
[10 empty] | ========== |  | 5.4 | NO | Mason II | 1237.6 | NO | 6683.04
[7 empty] | RATE PER SQM |  |  | 1817.3409 |  | 2.16 | NO | Mazdoor I | 865.2 | NO | 1868.832
[10 empty] | ============ |  | 6.5 | NO | Mazdoor II | 709.8 | NO | 4613.7
[16 empty] | NO | 0
[7 empty] | RED OXIDE PLASTERING C.M 1:4, 20MM THICK | [6 empty] | TOTAL FOR 10 SQM |  |  | ============
19916.4085
[5 empty] | 10 | Sqm | C.M 1:4 , 20MM THICK | 663.6378 | Sqm | 6636.378 | [6 empty] | ==========
[5 empty] | 9.8 | Kg | RED OXIDE p37/i24 | 145.2 | Kg | 1422.96 |  |  |  | RATE PER SQM |  |  | 1991.6409
[5 empty] | 1.1 | NOS | MASON I | 1325.8 | Each | 1458.38 | [6 empty] | ============
[7 empty] | Sundries |  |  | 0.2
[10 empty] | = |  |  |  | Auger pile of size 30cm dia and 3m depth for 1m
[7 empty] | TOTAL FOR 10 SQM |  |  | 9517.918 |  | 0.071 | M3 | RCC 1:2:4 | 9891.1649 | 1M3 | 702.2727
[10 empty] | ============ |  | 1 | RM | Labour charges | 529.5328 | RM | 529.5328
[7 empty] | RATE PER SQM |  |  | 951.7918 |  |  |  | Rate for 1 RM |  |  | 1231.8055
============
M.S VENTILATOR OF SIZE - 600 X 1350mm ( 1 No )
[5 empty] | ALROUND M.S FLAT OF SIZE 50 X 10mm = 3.9 M X 3.9 Kg/Met |  |  | 15.21 | KG
[5 empty] | SQUARE BARS OF SIZE 20 x 20mm = 12Nos X .6M 3.14 Kg/Met |  |  | 22.61 | KG
[5 empty] | M.S FLAT OF SIZE 25 X 6mm HORIZONTAL = 1 X 2 X 1.2 Kg/Met |  |  | 3.24 | KG
[5 empty] | VERTICAL = 1 X 3 X 0.6 X 1.2 Kg/Met |  |  | 2.16 | KG
============
43.22
============
[5 empty] | 43.22 | Kg | Steel | 70.15 | Kg | 3031.883
[5 empty] | 0.81 | Sqm | Weld Mesh of size 7.5 x 2.5 cm 10 gauge | 379.9 | Sqm | 307.719
[5 empty] | 0.81 | Sqm | Fly proof Mesh | 116.55 | Sqm | 94.4055
[7 empty] | Hings | 46.61 | L.S | 46.61
============
[7 empty] | Rate for 1 No. |  |  | 3480.6175
[7 empty] | 0.81 |  |  | ============
[7 empty] | M.S VENTILATOR OF SIZE - 600 X 900mm ( 1 No ) |  |  | 4297.0586
[5 empty] | ALROUND M.S FLAT OF SIZE 50 X 10mm = 3.0 M X 3.925 Kg/Met |  |  | 11.78 | KG
[5 empty] | SQUARE BARS OF SIZE 20 x 20mm = 8Nos X 0.6M 3.14 Kg/Met |  |  | 15.07 | KG
[5 empty] | M.S FLAT OF SIZE 25 X 6mm HORIZONTAL = 1 X 2 X0.9 x 1.2 Kg/Met |  |  | 2.16 | KG
[5 empty] | VERTICAL = 1 X 3 X 0.6 X 1.2 Kg/Met |  |  | 2.16 | KG
[5 empty] | ADD FOR BUILDING |  |  | 1.83
=============
[8 empty] | 33 | KG
=============
[5 empty] | 33 | Kg | Steel | 70.15 | Kg | 2314.95
[5 empty] | 0.54 | Sqm | Weld Mesh of size 7.5 x 2.5 cm 10 gauge | 379.9 | Sqm | 205.146
[5 empty] | 0.54 | Sqm | Fly proof Mesh | 116.55 | Sqm | 62.937
[7 empty] | Hings | 53.5 | L.S | 52.8
============
[7 empty] | Rate for 1 No. |  |  | 2635.833
============
[8 empty] | Rate per sqm |  | 4881.1722
M.S VENTILATOR OF SIZE - 600 X 600mm ( 1 No )
[5 empty] | ALROUND M.S FLAT OF SIZE 50 X 10mm = 2.4 M X 3.925 Kg/Met |  |  | 9.42 | KG
[5 empty] | SQUARE BARS OF SIZE 20 x 20mm =5Nos X 0.6M 3.14 Kg/Met |  |  | 9.42 | KG
[5 empty] | M.S FLAT OF SIZE 25 X 6mm HORIZONTAL = 1 X 2 X0.6 x 1.2 Kg/Met |  |  | 1.44 | KG
[5 empty] | VERTICAL = 1 X 3 X 0.6 X 1.2 Kg/Met |  |  | 2.16 | KG
[5 empty] | ADD FOR BUILDING |  |  | 1.56
[8 empty] | ============= | [5 empty] | M.S VENTILATOR OF SIZE -1285 X 600mm ( 1 No )
[8 empty] | 24 | KG
[8 empty] | ============= |  |  |  | ALROUND M.S FLAT OF SIZE 50 X 10mm = 3.77 M X 3.9 Kg/Met |  |  | 14.703 | KG
[12 empty] | SQUARE BARS OF SIZE 20 x 20mm =12Nos X 0.6M 3.14 Kg/Met |  |  | 22.608 | KG
[12 empty] | M.S FLAT OF SIZE 25 X 6mm HORIZONTAL = 1 X 2 X1.285 x 1.2 Kg/Met |  |  | 3.084 | KG
[5 empty] | 24 | Kg | Steel | 70.15 | Kg | 1683.6 |  | VERTICAL = 1 X 3 X 0.6 X 1.2 Kg/Met |  |  | 2.16 | KG
[5 empty] | 0.36 | Sqm | Weld Mesh of size 7.5 x 2.5 cm 10 gauge | 379.9 | Sqm | 136.764 |  | ADD FOR BUILDING |  |  | 0.16
[5 empty] | 0.36 | Sqm | Chicken Mesh | 40.65 | Sqm | 14.634 |  |  |  |  | =============
[7 empty] | Hinges | 28.34 | L.S | 28.14 |  |  |  |  | 42.715 | KG | -0.163
[10 empty] | ============ |  |  |  |  | =============
[7 empty] | Rate for 1 No. |  |  | 1863.138
============
[10 empty] | 0.36 |  | 42.715 | Kg | Steel | 70.15 | Kg | 2996.4572
[7 empty] | M.S DOOR OF SIZE 1000 X 2100mm |  |  | 5175.3833 |  | 0.77 | Sqm | Weld Mesh of size 7.5 x 2.5 cm 10 gauge | 379.9 | Sqm | 292.523
[12 empty] | 0.77 | Sqm | Chicken Mesh | 40.65 | Sqm | 31.3005
[5 empty] | WEIGHT OF MATERIAL | [8 empty] | Hinges | 28.34 | L.S | 28.45
============
[5 empty] | M.S FLAT OF SIZE 50 X 10mm = 1.00 X .05 X .01 X 7850 Kg/CUM |  |  | 3.93 | Kg |  |  |  |  | Rate for 1 No. |  |  | 3348.7307
[5 empty] | M.S SQUARE BAR 20 X 20mm = 1.00 X .02 X .02 X 7850 Kg/CUM |  |  | 3.14 | Kg | [7 empty] | ============
[5 empty] | M.S FLAT OF SIZE 25 X 6mm = 1.00 X .025 X .06 X 7850 Kg/CUM |  |  | 1.18 | Kg |  |  |  |  | Rate per sqm |  |  | 4349.001
0.771
M.S DOOR OF SIZE 1000 X 2100mm
[5 empty] | M.S FLAT OF SIZE 50 X 10mm ALROUND = 1 X 1 X 6.20 X 3.92 Kg/m |  |  | 24.34 | Kg
[5 empty] | M.S SQUARE BAR 20 X 20mm HORIZONTAL = 1 X 3 X 1 X 3.295KG/m |  |  | 11.78 | Kg
[5 empty] | M.S FLAT OF SIZE 20 X 20mm = 1 X 9 X 2.10 X 3.14Kg/m |  |  | 59.35 | Kg
[5 empty] | M.S FLAT OF SIZE 25 X 6mm VERTICAL = 1 X 2 X 2.10 X 1.2Kg/m |  |  | 5.04 | Kg
[5 empty] | M.S FLAT OF SIZE 25 X 6mm HORIZONTAL = 1 X 4 X 1 X 1.2Kg |  |  | 4.8 | Kg
[5 empty] | ADD FOR WELDING |  |  | 2.69
=============
[8 empty] | 108 | Kg
=============
1285 x 600mm
[5 empty] | 108 | Kg | STEEL | 70.15 | Kg | 7576.2
[5 empty] | 2.1 | Sqm | Weld Mesh of size 7.5 x 2.5 cm 10 gauge | 379.9 | Sqm | 797.79 | 42.713
[5 empty] | 2.1 | Sqm | Fly proof mesh | 116.55 | Sqm | 244.755 | 0.77
[7 empty] | FOR HINGES | 267.1 | L.S | 267.1 | 0.77
============
8885.845
[7 empty] | LOCKING MATERIAL COST | 500 | L.S | 500
============
[7 empty] | RATE FOR 1 NO |  |  | 9385.845
============
-1331.845
M.S DOOR OF SIZE 750 X1350mm
WEIGHT OF MATERIAL
[5 empty] | M.S FLAT OF SIZE 50 X 10mm =0.75 X .05 X .01 X 7850 Kg/CUM |  |  | 2.944 | Kg
[5 empty] | M.S SQUARE BAR 20 X 20mm = 0.75X .02 X .02 X 7850 Kg/CUM |  |  | 2.355 | Kg
[5 empty] | M.S FLAT OF SIZE 25 X 6mm = 0.75 X .025 X .06 X 7850 Kg/CUM |  |  | 0.883 | Kg
M.S DOOR OF SIZE 750 X1350mm
[13 empty] | 24.1 | M.S VENTILATOR OF SIZE -1285 X 600mm ( 1 No )
[5 empty] | M.S FLAT OF SIZE 50 X 10mm ALROUND = 1 X 1 X4.20 X 3.9Kg/m |  |  | 16.38 | Kg |  |  |  | =
[5 empty] | M.S SQUARE BAR 20 X 10mm HORIZONTAL = 1 X 3 X 0.75 X 3.29KG/m |  |  | 8.78 | Kg |  |  | ALROUND M.S FLAT OF SIZE 50 X 10mm = 3.77 M X 3.925 Kg/Met |  |  | 14.8 | KG
[5 empty] | M.S FLAT OF SIZE 20 X 20mm = 1 X 9 X1.35 X 3.11Kg/m |  |  | 37.67 | Kg |  |  | SQUARE BARS OF SIZE 20 x 20mm = 12Nos X .6M 3.14 Kg/Met |  |  | 22.61 | KG
[5 empty] | M.S FLAT OF SIZE 25 X 6mm VERTICAL = 1 X 2 X1.35 X 1.2Kg/m |  |  | 3.24 | Kg |  |  | M.S FLAT OF SIZE 25 X 6mm HORIZONTAL = 1 X 2 X 1.2 Kg/Met |  |  | 3.24 | KG
[5 empty] | M.S FLAT OF SIZE 25 X 6mm HORIZONTAL = 1 X 4 X 0.75 X 1.2Kg |  |  | 3.6 | Kg |  |  | VERTICAL = 1 X 3 X 0.6 X 1.2 Kg/Met |  |  | 2.16 | KG
[5 empty] | ADD FOR WELDING |  |  | 2.88
[8 empty] | ============= | [6 empty] | ============
[8 empty] | 72.55 | Kg | [5 empty] | 42.81
[8 empty] | ============= | [6 empty] | ============
[5 empty] | 72.55 | Kg | STEEL | 70.15 | Kg | 5089.3825
[5 empty] | 1.01 | Sqm | Weld Mesh of size 7.5 x 2.5 cm 10 gauge | 379.9 | Sqm | 383.699 |  | 42.81 | Kg | Steel (p-21 it-130 ) | 70.15 | Kg | 3003.1215
[5 empty] | 1.01 | Sqm | Fly proof mesh | 116.55 | Sqm | 117.7155 |  | 0.77 | Sqm | Weld Mesh | 379.9 | Sqm | 292.523
[7 empty] | FOR HINGES | 266.49 | L.S | 266.49 |  | 0.77 | Sqm | Fly proof Mesh p-22 it- 167/130 | 116.55 | Sqm | 89.7435
[10 empty] | ============ |  |  |  | Hings | 47.1 | L.S | 47.1
[10 empty] | 5857.287 | [6 empty] | ============
[7 empty] | LOCKING MATERIAL COST | 255 | L.S | 255 |  |  |  | Rate for 1 No. |  |  | 3432.488
[10 empty] | ============ | [6 empty] | ============
[7 empty] | RATE FOR 1 NO |  |  | 6112.287 |  |  |  | 0.771 |  |  | 4451.9948
[10 empty] | ============ |  | 116.55 |  | 89.7435
0.8
[10 empty] | -851.287 |  |  |  | 91.3145
118.5903
M.S DOOR OF SIZE 750 X1350mm
[5 empty] | WEIGHT OF MATERIAL | [14 empty] | T.W DOOR SHUTTER TWO LEAVES(1800 X 2100 mm
[5 empty] | M.S FLAT OF SIZE 50 X 10mm =0.75 X .05 X .01 X 7850 Kg/CUM |  |  | 2.944 | Kg | [8 empty] | SHUTTER AREA = 2X0.85 X 2.025 |  |  | 3.4425
[5 empty] | M.S SQUARE BAR 20 X 20mm = 0.75X .02 X .02 X 7850 Kg/CUM |  |  | 2.355 | Kg | [8 empty] | STYLES (OVER 2m) = 2 X 2 X 2.025 X 0.075 X 0.0375 = 0.0228 |  |  | 0.0228
[5 empty] | M.S FLAT OF SIZE 25 X 6mm = 0.75 X .025 X .06 X 7850 Kg/CUM |  |  | 0.883 | Kg | [8 empty] | RAILS (BELOW 2M) = 2 X 3 X 0.85 X 0.15 X 0.0375 |  |  | 0.028687
[19 empty] | 2X 3 X 0.85 X 0.075 X 0.0375 |  | 0.014344
0.043031
M.S DOOR OF SIZE 750 X1350mm
[18 empty] | PLANKS : 2 X 4 X 0.725 X 0.30 X 0.01875 |  |  | 0.032625
[5 empty] | M.S FLAT OF SIZE 50 X 10mm ALROUND = 1 X 1 X4.20 X 3.9Kg/m |  |  | 16.38 | Kg | [8 empty] | 2 X 1 X 0.725 X 0.30 X 0.01875 |  |  | 0.0081563
[5 empty] | M.S SQUARE BAR 20 X 10mm HORIZONTAL = 1 X 3 X 0.75 X 3.29KG/m |  |  | 8.78 | Kg | [11 empty] | 0.040781
[5 empty] | M.S FLAT OF SIZE 20 X 20mm = 1 X 9 X1.35 X 3.11Kg/m |  |  | 37.67 | Kg | [10 empty] | MAIN DATA |  |  |  |  | 0.0231 | 2577.96
[5 empty] | M.S FLAT OF SIZE 25 X 6mm VERTICAL = 1 X 2 X1.35 X 1.2Kg/m |  |  | 3.24 | Kg | [15 empty] | 0.0448 | 4453.12
[5 empty] | M.S FLAT OF SIZE 25 X 6mm HORIZONTAL = 1 X 4 X 0.75 X 1.2Kg |  |  | 3.6 | Kg | [8 empty] | 0.0228 | CUM | T.W SCANTLING over 2m | 111600 | CUM | 2544.48 |  | 2.269 | 762.384 |  |  |  |  | T.W DOUBLE LEAVES FULLY PANELLED DOOR SHUTTER FOR DOOR OF SIZE (2000 X 2100 mm) WITH BRASS FITTINGS
[5 empty] | ADD FOR WELDING |  |  | 2.88 | [9 empty] | 0.043031 | CUM | T.W SCANTLING below 2m | 99400 | CUM | 4277.3062 |  | 3.485 | 7108.703
[8 empty] | ============= | [9 empty] | 0.040781 | CUM | T.W PLANKS (15.30 CM) (12 TO 25CM THICK) | 107000 | CUM | 4363.5938 |  | 2 | 509 |  |  | SHUTTER AREA = 2X0.95 X 2.025 |  |  | 3.8475
[8 empty] | 72.55 | Kg | [8 empty] | 3.4425 | SQM | LABOUR CHARGES FOR WROUGHT AND PUT UP | 2039.8 | SQM | 7022.0115 |  | 6 | 1284.6 |  |  | STYLES (OVER 2m) = 2 X 2 X 2.025 X 0.075 X 0.0375 = 0.0228 |  |  | 0.0228
[8 empty] | ============= | [9 empty] | 2 | NOS | DOOR HANDLE 6" | 254.5 | Each | 509 |  | 4 | 1632 |  |  | RAILS (BELOW 2M) = 2 X 3 X 0.95 X 0.15 X 0.0375 |  |  | 0.032062
[18 empty] | 6 | NOS | 5" BUTT HINGES | 214.1 | Each | 1284.6 |  | 1 | 836 |  |  |  | 2X 3 X 0.95 X 0.075 X 0.0375 |  | 0.016031
[5 empty] | 73 | Kg | STEEL | 70.15 | Kg | 5120.95 | [7 empty] | 4 | NOS | 6" X .6" TOWER BOLTS | 408 | Each | 1632 |  | 2 | 15 | [5 empty] | 0.048094
[5 empty] | 1.01 | Sqm | Weld Mesh of size 7.5 x 2.5 cm 10 gauge | 379.9 | Sqm | 383.699 | [7 empty] | 1 | NOS | 10" X 5/8" ALDROPS | 836 | Each | 836 |  | 2 | 99.1
[5 empty] | 1.01 | Sqm | CHICKEN MESH | 40.65 | Sqm | 41.0565 | [7 empty] | 2 | NOS | NYLON BUSH | 7.5 | Each | 15 |  |  | 20
[7 empty] | FOR HINGES | 266.81 | L.S | 266.81 | [7 empty] | 2 | NOS | DOOR STOPPER | 49.55 | Each | 99.1 |  |  | 19297.867 |  |  | PLANKS : 2 X 4 X 0.825 X 0.30 X 0.01875 |  |  | 0.037125
[10 empty] | ============ | [15 empty] | 5537.408 |  |  | 2 X 1 X 0.825 X 0.30 X 0.01875 |  |  | 0.0092812
[10 empty] | 5812.5155 | [7 empty] | 10 |  | Brass screw | 2.41 |  | 24.1 | [8 empty] | 0.046406
[7 empty] | LOCKING MATERIAL COST | 255 | L.S | 255 | [9 empty] | RATE PER SQM |  |  | 22607.1915 | [7 empty] | MAIN DATA
[10 empty] | ============ | [12 empty] | ============
[7 empty] | RATE FOR 1 NO |  |  | 6067.5155 |  | -840.5155 | [7 empty] | RATE FOR 3.443 SQM |  |  | 6567.0854 | [5 empty] | 0.0228 | CUM | T.W SCANTLING over 2m | 111600 | CUM | 2544.48
[10 empty] | ============ | [18 empty] | 0.048094 | CUM | T.W SCANTLING below 2m | 99400 | CUM | 4780.5187
[29 empty] | 0.046406 | CUM | T.W PLANKS (15.30 CM) (12 TO 25CM THICK) | 107000 | CUM | 4965.4687
[29 empty] | 3.8475 | SQM | LABOUR CHARGES FOR WROUGHT AND PUT UP | 2039.8 | SQM | 7848.1305
[7 empty] | T.W DOOR SHUTTER TWO LEAVES(1500 X 2100 mm ) with Brass Fittings | [21 empty] | 2 | NOS | DOOR HANDLE 6" | 254.5 | Each | 509
[29 empty] | 6 | NOS | 5" BUTT HINGES | 214.1 | Each | 1284.6
[5 empty] | SHUTTER AREA = 2X0.7 X 2.025 = 2.835 Sqm | [23 empty] | 4 | NOS | 6" X .6" TOWER BOLTS | 408 | Each | 1632
[5 empty] | STYLES (OVER 2m) = 2 X 2 X 2.025 X 0.075 X 0.0375 = 0.0228 |  |  | 0.0228 | [20 empty] | 1 | NOS | 10" X 5/8" ALDROPS | 836 | Each | 836
[5 empty] | RAILS (BELOW 2M) = 2 X 3 X 0.70 X 0.15 X 0.0375 =0.0236 |  |  | 0.0236 | [20 empty] | 2 | NOS | NYLON BUSH | 7.5 | Each | 15
[6 empty] | 2X 3 X 0.7 X 0.075 X 0.0375 = 0.0118 |  | 0.0118 | [20 empty] | 2 | NOS | DOOR STOPPER | 49.55 | Each | 99.1
0.0354
[14 empty] | T.W DOOR SHUTTER TWO LEAVES(1200 X 2100 mm ) with Brass Fittings | [19 empty] | 10.54
[31 empty] | RATE PER SQM |  |  | 24524.838
[5 empty] | PLANKS : 2 X 4 X 0.575 X 0.30 X 0.01875 = 0.0259 |  |  | 0.0259 |  |  |  | SHUTTER AREA = 2X0.55 X 2.025 = 2.23 Sqm | [21 empty] | ============
[5 empty] | 2 X 1 X 0.575 X 0.30 X 0.01875 = 0.0065 |  |  | 0.0064687 |  | -126587.98 |  | STYLES (OVER 2m) = 2 X 2 X 2.025 X 0.075 X 0.0375 = 0.0228 |  |  | 0.0228 | [15 empty] | RATE FOR 3.8475 SQM |  |  | 6374.2269
[8 empty] | 0.032369 |  |  |  | RAILS (BELOW 2M) = 2 X 3 X 0.55 X 0.15 X 0.0375 =0.0186 |  |  | 0.0186
[7 empty] | MAIN DATA | [5 empty] | 2X 3 X 0.55 X 0.075 X 0.0375 = 0.0093 |  | 0.0093
0.0279
[5 empty] | 0.0228 | CUM | T.W SCANTLING above 2m | 111600 | CUM | 2544.48
[5 empty] | 0.0354 | CUM | T.W SCANTLING below 2m | 99400 | CUM | 3518.76
[5 empty] | 0.0323 | CUM | T.W PLANKS (30-45 CM) (12 TO 25CM THICK) p-17 it-86 | 107000 | CUM | 3456.1 |  | PLANKS : 2 X 4 X 0.425 X 0.30 X 0.01875 = 0.019 |  |  | 0.019 | [15 empty] | T.W DOOR SHUTTER TWO LEAVES(1800 X 2100 mm
[5 empty] | 2.835 | SQM | LABOUR CHARGES FOR WROUGHT AND PUT UP | 2039.8 | SQM | 5782.833 |  | 2 X 1 X 0.425 X 0.30 X 0.01875 = 0.0048 |  |  | 0.0048 | [15 empty] | With Brass Filltings
[5 empty] | 2 | NOS | DOOR HANDLE Mejastic | 254.5 | Each | 509 |  |  |  |  | 0.0238 | [13 empty] | SHUTTER AREA = 2X0.85 X 2.025 |  |  | 3.4425
[5 empty] | 6 | NOS | 6" Brass HINGES | 214.1 | Each | 1284.6 |  |  |  | MAIN DATA | [14 empty] | STYLES (OVER 2m) = 2 X 2 X 2.025 X 0.075 X 0.0375 = 0.0228 |  |  | 0.0228
[5 empty] | 4 | NOS | 8" BRASS TOWER BOLTS | 408 | Each | 1632 | [18 empty] | RAILS (BELOW 2M) = 2 X 3 X 0.85 X 0.15 X 0.0375 |  |  | 0.028687
[5 empty] | 1 | NOS | Mortice lock with handle | 836 | Each | 836 |  | 0.0228 | CUM | T.W SCANTLING over 2m | 111600 | CUM | 2544.48 | [12 empty] | 2X 3 X 0.85 X 0.075 X 0.0375 |  | 0.014344
[5 empty] | 2 | NOS | Nylon BUSH (p-41/111) | 7.3 | Each | 14.6 |  | 0.0279 | CUM | T.W SCANTLING below 2m | 99400 | CUM | 2773.26 | [14 empty] | 0.043031
[5 empty] | 2 | NOS | DOOR STOPPER (p41/110) | 49.55 | Each | 99.1 |  | 0.0238 | CUM | T.W PLANKS (30.45 CM) (12 TO 25CM THICK) | 107000 | CUM | 2546.6
[5 empty] | 118 |  | Brass screw | 2.41 |  | 284.38 |  | 2.23 | SQM | LABOUR CHARGES FOR WROUGHT AND PUT UP | 2039.8 | SQM | 4548.754
[12 empty] | 2 | NOS | DOOR HANDLE Mejastic | 254.5 | Each | 509 | [11 empty] | PLANKS : 2 X 4 X 0.725 X 0.30 X 0.01875 |  |  | 0.032625
[7 empty] | RATE PER SQM |  |  | 19961.853 |  | 6 | NOS | 6" Brass HINGES | 214.1 | Each | 1284.6 | [11 empty] | 2 X 1 X 0.725 X 0.30 X 0.01875 |  |  | 0.0081563
[10 empty] | ============ |  | 4 | NOS | 8" BRASS TOWER BOLTS | 408 | Each | 1632 | [14 empty] | 0.040781
[7 empty] | RATE FOR 2.835 SQM |  |  | 7041.218 |  | 1 | NOS | Mortice lock with handle | 836 | Each | 836 | [13 empty] | MAIN DATA
[10 empty] | ============ |  | 2 | NOS | NYLON BUSH | 7.3 | Each | 14.6
[5 empty] | Annexure |  | TW double leaf shutter for ward robe / cup board |  |  |  |  | 2 | NOS | DOOR STOPPER | 49.55 | Each | 99.1 | [11 empty] | 0.0228 | CUM | T.W SCANTLING over 2m | 111600 | CUM | 2544.48
[7 empty] | - | - | - |  |  | 118 |  | Brass screw | 2.41 |  | 284.38 | [11 empty] | 0.043031 | CUM | T.W SCANTLING below 2m | 99400 | CUM | 4277.3062
[17 empty] | ============ | [11 empty] | 0.040781 | CUM | T.W PLANKS (30.45 CM) (12 TO 25CM THICK) | 107000 | CUM | 4363.5938
[7 empty] | SHUTTER SIZE 1.2X2.1 =2.52M2 | [6 empty] | RATE PER SQM |  |  | 17072.774 | [11 empty] | 3.4425 | SQM | LABOUR CHARGES FOR WROUGHT AND PUT UP | 2039.8 | SQM | 7022.0115
[17 empty] | ============ | [11 empty] | 2 | NOS | DOOR HANDLE Mejastic | 450 | Each | 900
[7 empty] | TW scantling(OVER 2M) -1X2X2.1X0.075X0.0375=0.0118 | [6 empty] | RATE FOR 2.23 SQM |  |  | 7655.9525 | [11 empty] | 6 | NOS | 6" Brass HINGES | 79 | Each | 474
[7 empty] | TW scantling(below 2M) -1X2X1.2X0.075X0.0375=0.00675 | [9 empty] | ============ | [11 empty] | 4 | NOS | 8" BRASS TOWER BOLTS | 130 | Each | 520
[7 empty] | Shutter styles(vertical) -1X4X1.95X0.075X0.0375=0.02194 |  |  |  |  | Annexure |  | TW double leaf shutter for ward robe / cup board | [14 empty] | 1 | NOS | Mortice lock with handle | 985 | Each | 985
[7 empty] | Shutter styles(Horizantal) -2X2X0.4X0.075X0.0375=0.0045 | [6 empty] | - | - | - | [12 empty] | 2 | NOS | RUBBER BUSH | 24.6 | Each | 49.2
[7 empty] | Shutter middle rail(Horizantal) -1X2X0.4X0.15X0.0375=0.0045 |  |  | 0.0377 | [18 empty] | 2 | NOS | DOOR STOPPER | 49.55 | Each | 99.1
[7 empty] | Shutter(OSL Board) -2X2X.85X0.4=1.36m2 | [6 empty] | SHUTTER SIZE 1.2X2.1 =2.52M2 | [17 empty] | 0 |  | 0
[7 empty] | Shutter area -1X1X1.05X1.95=2.05 m2 | [21 empty] | 118 |  | Brass screw | 2.41 |  | 284.38
[14 empty] | TW scantling(OVER 2M) -1X2X2.1X0.075X0.0375=0.0118 | [16 empty] | RATE PER SQM |  |  | 21519.0715
[5 empty] | 0.0118 | CUM | T.W.SCANTLING above 2M length | 111600 | CUM | 1316.88 |  |  |  | TW scantling(below 2M) -1X2X1.2X0.075X0.0375=0.00675 | [19 empty] | ============
[5 empty] | 0.0377 | CUM | T.W.SCANTLING below 2M length | 99400 | CUM | 3747.38 |  |  |  | Shutter styles(vertical) -1X4X1.95X0.075X0.0375=0.02194 | [16 empty] | RATE FOR 3.443 SQM |  |  | 6251.0012
[5 empty] | 0.01855 | CUM | LABOUR FOR WROUGHT &PUTUP | 18172 | CUM | 337.0906 |  |  |  | Shutter styles(Horizantal) -2X2X0.4X0.075X0.0375=0.0045
[5 empty] | 1.36 | SQM | BISON PANEL 8MMTK. OSL | 269.1 | SQM | 365.976 |  |  |  | Shutter middle rail(Horizantal) -1X2X0.4X0.15X0.0375=0.0045 |  |  | 0.04
[5 empty] | 2.05 | SQM | LABOUR CHARGE FOR SHUTTER | 1701 | SQM | 3487.05 |  |  |  | Shutter(OSL Board) -2X2X.85X0.4=1.36m2
[5 empty] | 2 | NO. | 4"X5/8"ALU.TOWER BOLT | 57 | NO. | 114 |  |  |  | Shutter area -1X1X1.05X1.95=2.05 m2
[5 empty] | 6 | NO. | 3" ALU BUTT HINGES | 49.35 | NO. | 296.1
[5 empty] | 2 | NO. | ORNAMENTAL HANDLE WITH SCREWS 100mm | 60.9 | NO. | 121.8 |  | 0.01 | CUM | T.W.SCANTLING above 2M length | 111600 | CUM | 764.29
[5 empty] | 1 | NO. | LOCKS &KEY | 63.2 | NO. | 63.2 |  | 0.04 | CUM | T.W.SCANTLING below 2M length | 99400 | CUM | 2172.65
[5 empty] | 2.52 | SQM | VARNISH TWO COATS | 246.54 | SQM | 621.2808 |  | 0.02 | CUM | LABOUR FOR WROUGHT &PUTUP | 18172 | CUM | 56.02
[7 empty] | SUNDRIES FOR NAILS,PLUGS ETC. | L.S |  | 2.13 |  | 1.36 | SQM | BISON PANEL 8MMTK. OSL | 385.89 | SQM | 524.81
[10 empty] | - |  | 2.05 | SQM | LABOUR CHARGE FOR SHUTTER | 1701 | SQM | 586.3
[7 empty] | TOTAL FOR 2.52 SQM |  |  | 10472.8874 |  | 2 | NO. | 4"X5/8"ALU.TOWER BOLT | 57 | NO. | 50
[10 empty] | - |  | 6 | NO. | 3" ALU BUTT HINGES | 49.35 | NO. | 150
[7 empty] | RATE PER SQM |  |  | 4155.9077 |  | 2 | NO. | ORNAMENTAL HANDLE WITH SCREWS | 60.9 | NO. | 70
[10 empty] | = |  | 1 | NO. | LOCKS &KEY | 63.2 | NO. | 60
[12 empty] | 2.52 | SQM | VARNISH TWO COATS | 246.54 | SQM | 124.71
[5 empty] | Supplying,Manufacturing and fixing of cloth drying arrangements data for 1 set | [8 empty] | SUNDRIES FOR NAILS,PLUGS ETC. | L.S |  | 0.28
[5 empty] | 4 | Nos. | Cost of 32 mm dia G.I pipe | 151.4 | Rm | 605.6 | [6 empty] | -
[5 empty] | 2.52 | Rm | Cost of MS angle 35 x 35x 4mm (2x.6x2.1 kg/m) | 53 | Kg | 133.56 |  |  |  | TOTAL FOR 2.52 SQM |  |  | 4559.06
[5 empty] | 1.13 | Rm | Cost of Square bars (2x.5x1.13kg/m) | 53 | Kg | 59.89 | [6 empty] | -
[5 empty] | 0.35 | Kg | Cost of 1clamp 10mm (3x.15x.78) | 53 | Kg | 18.55 |  |  |  | RATE PER SQM |  |  | 1809.15
[5 empty] | 4 | Kg | Labour charges for welding | 73.5 | Kg | 294 | [6 empty] | =
[5 empty] | 6 | Nos. | Cost of fixturehooks | 1 | Each | 6
[5 empty] | 0.5 | Nos. | Mazdoor I class | 865.2 | Each | 432.6
[5 empty] | 0.5 | Nos. | Mazdoor II class | 709.8 | Each | 354.9
[6 empty] | L.S | Fixing of screws,painting etc., | L.S |  | 21.69 | 4224
[7 empty] | Rate for 1 set |  |  | 1926.79
[7 empty] | Rate for 1 No. |  |  | 963.395
248.659
Certified that the observed datas prepard based on the actuals in curred at the time of execution and least amount to the best of my Knowledge.
S& F of MS angle of size 35 x35 x 5 mm for stair case steps (.95m)
Data for 16 steps - 16*2.6kgs = 41.60 kgs
[5 empty] | 41.6 | Kg | Cost of MS angle | 53 | Kg | 2204.8
[5 empty] | 0.5 | No | Stone cutter I | 1017.8 | Each | 508.9
[5 empty] | 1 | No. | Mason I | 1325.8 | Each | 1325.8
[5 empty] | 1 | No. | Mazdoor II | 709.8 | Each | 709.8
[6 empty] | L.S | CC 1:2:4,Screws, MS flat, welding charges,painting etc., |  | L.S | 27.7
[7 empty] | Rate for 16 steps |  | Rs. | 4777
[7 empty] | Rate for 1 steps |  | Rs. | 298.5625
[7 empty] | Rate per 1m |  | Rs. | 314.2763
[5 empty] | 38.1. | * | CEMENT PAINTING TWO COATS
OVER THE PRIMER COAT OF
APPROVED CEMENT PAINT FOR NEW
PLASTERED SURFACES
-
[5 empty] | 1.8 | Kg | Primer coat using white cement | 22.6 | Kg | 40.68
[5 empty] | 0.25 | NO. | PAINTER I | 1058.4 | NO. | 264.6
[5 empty] | 0.25 | NO. | MAZDOOR I | 865.2 | NO. | 216.3
[5 empty] | 0.4 | NO. | MAZDOOR II | 709.8 | NO. | 283.92
805.5
80.55
[5 empty] | 3 | Kg | CEMENT PAINT | 49.85 | Kg | 149.55
[5 empty] | 0.5 | NO. | PAINTER I | 1058.4 | NO. | 529.2
[5 empty] | 0.5 | NO. | MAZDOOR I | 865.2 | NO. | 432.6
[5 empty] | 0.8 | NO. | MAZDOOR II | 709.8 | NO. | 567.84
[6 empty] | L.S | SUNDRIES FOR BRUSH ETC |  | L.S | 1.9
-
[7 empty] | TOTAL FOR 10 SQM |  |  | 1681.09
-
[7 empty] | RATE PER SQM |  |  | 168.109
[6 empty] | * | LABOUR CHARGE FOR LAYING
JOINTING P.V.C PIPE AND SPECIALS
ABOVE G.L (Fully concealed in walls).
-
[6 empty] | c | ABOVE G.L |  |  | 20mm Dia
[7 empty] | - |  |  | =
[5 empty] | 30 | RMT | LAYING JOINTING INCLUDING | 11.2 | RMT | 336
ALIGNING
[5 empty] | 8 | NO. | CUTTING CHARGES | 8.9 | NO. | 71.2
[5 empty] | 8 | NO. | THREADING CHARGES | 12.65 | NO. | 101.2
[5 empty] | 3 | NO. | STONE CUTTER II | 980 | NO. | 2940
[5 empty] | 1 | NO. | MASAN I | 1325.8 | NO. | 1325.8
[5 empty] | 2 | NO. | MAZDOOR I | 865.2 | NO. | 1730.4
[5 empty] | 1 | NO. | MAZDOOR II | 709.8 | NO. | 709.8
[6 empty] | L.S | SUNDRIES for dismantling & packing the dismantled portion | Ls | L.S | 64.85
-
[7 empty] | TOTAL FOR 30 M |  |  | 7279.25
-
[7 empty] | RATE PER RMT |  |  | 242.6417
[5 empty] | 52 | * | SUPPLYING AND LAYING THE FOLLOWING PVC
PIPES WITH NECESSARY SPECIALS ELBOWS,
TEE,REDUCE ,PLUG,UNION,BEND,COUPLE,
NIPPLE,GATE VLVE,CHECK AND WHEEL VALVE
WHEREVER NECESSARY INCLUDING LABOUR BELOW
|  |  |  | 1.8 |  |  | GROUND LEVEL(OR) FIXING ON WALLS FULLY CONCEALED TO THE
|  |  |  | 5.3 |  |  | PROPER GRADIENT AND ALIGNMENT ETC.ALL |  |  |  | 309.4
|  |  |  | 0.2826 |  |  | COMPLETE AS DIRECTED BY DEPT. OFFICERS. |  |  |  | 3028.2
[7 empty] | = | =
|  |  |  | 0.07065 |  | * | ASTM-D SCHEDULE- 40 THREADED PVC PIPE |  |  |  | 3337.6
|  |  |  | 0.37444 |  |  | WITH NECESSARY PVC-GI SPECIALS
[6 empty] | c. | 20MM DIA PVC PIPE ABOVE G.L:-
-
[5 empty] | 1 | Rmt | COST OF 20MM DIA PVC PIPE | 26 | Rmt | 26
[5 empty] | 1 | L.S | ADD 70% FOR PVC/GI SPECIALS | 18.2 | L.S | 18.2
[5 empty] | 1 | Rmt | LABOUR FOR LAYING & FIXING | 242.6417 | Rmt | 242.6417
[7 empty] | TOTAL FOR 1 RMT |  |  | 286.8417
[10 empty] | = | [7 empty] | 22.1 (a) | * | C.W.SINGLY LEAF FULLY PANELLED
DOOR SHUTTER FOR DOOR OF SIZE
1000 X 2100MM
[6 empty] | Anticorrosive Treatment for Window M.S. Grills. | [13 empty] | -
SHUTTER SIZE-.9X2.025 =1.8225M2
[5 empty] | 5 | litres | Zite Zinc primer ( qtn) | 160 | litre | 800 | [9 empty] | STYLES(OVER 2M) -1X2X2.025X0.125X0.0375=0.01898
[5 empty] | 1 | No | Brush | 75 | Each | 75 | [11 empty] | -
[5 empty] | 2.5 | No | Painter I st Class | 1058.4 | No | 2646 | [9 empty] | RAILS(BELOW 2M)- 1X4X0.9X0.15X0.0375= 0.02025
[7 empty] | Sundries | L.S |  | 0.25 | [9 empty] | - 1X2X0.731X0.125X0.0375 =0.00685 |  |  | 0.0271
[10 empty] | = | [12 empty] | - |  | 0.01642
[8 empty] | Rate for 1 MT | = | 3521.25 | 0.01642 | [8 empty] | PLANKS -1X4X0.60625X02825X0.01875= |  |  | 0.01284
[10 empty] | = | [9 empty] | -1X1X0675X0.2825X0.01875= |  |  | 0.00358
-
[5 empty] | Providing Single under reamed Pile of 4.50m depth,375mm dia | [12 empty] | 0.01898 | CUM | C.W SCANTLING UPTO 4M LONG (PADAK) | 34300 | CUM | 651.014
[18 empty] | 0.0271 | CUM | C.W SCANTLING UPTO 4M LONG (PADAK) | 34300 | CUM | 929.53
[5 empty] | Volume of Concrete = 3.14/4*0.3*0.3 (3.50+(1*6*0.3)) | [12 empty] | 0.01642 | CUM | C.W PLANKS 25mm thick & 30cm wide. | 39400 | CUM | 646.948 | [6 empty] | TW panelled Door 1800X2400 Double leaves
[21 empty] | 0 |  | 0 | [6 empty] | Shutter size 2 x 0.85 x 2.325m
[6 empty] | 0.745 | Cum | [10 empty] | 1.8225 | SQM | LABOUR FOR WROUGHT&PUTUP | 2039.8 | SQM | 3717.5355
[18 empty] | 2 | NO | DOOR HANDLE WITH CP SCREWS | 254.5 | NO. | 509 | [5 empty] | 0.02616 | CUM | T.W SCANTLING above 2m | 111600 | CUM | 2919.456
[5 empty] | Main Data | [12 empty] | 3 | NO. | 5"BUTT HINGS | 214.1 | NO. | 642.3 | [5 empty] | 0.04781 | CUM | T.W SCANTLING below 2m | 99400 | CUM | 4752.314
[18 empty] | 2 | NO. | 6"X1/2"TOWER BOLT | 408 | NO. | 816 | [5 empty] | 0.04588 | CUM | T.W PLANKS (30 TO 45CM wide, 12 - 25mm THICK) | 107000 | CUM | 4909.16
[5 empty] | 0.37 | Cum | RCC 1:11/2:3 excluding vibrating charges | 10561.2185 | Cum | 3907.6508 | [7 empty] | 1 | NO. | 10"X5/8"ALDROP | 836 | NO. | 836 | [5 empty] | 3.95 | SQM | LABOUR CHARGES FOR WROUGHT AND PUT UP | 2039.8 | SQM | 8057.21
[5 empty] | 0.25 | No | Mason II | 1237.6 | Each | 309.4 | [7 empty] | 1 | NO. | NYLONBUSH | 7.3 | NO. | 7.3 | [5 empty] | 2 | NOS | DOOR HANDLE 6" | 254.5 | Each | 509
[5 empty] | 3.5 | Nos | Mazdoor I | 865.2 | Each | 3028.2 | [7 empty] | 1 | NO. | DOOR STOPPER | 49.55 | NO. | 49.55 | [5 empty] | 6 | NOS | 5" BUTT HINGES | 214.1 | Each | 1284.6
[5 empty] | 12 | kg | Cement extra @ 10% (323.1*.37) |  | kg | 0 | [7 empty] | 64 |  | Brass screws | 2.41 |  | 154.24 | [5 empty] | 4 | NOS | 6" X .6" TOWER BOLTS | 408 | Each | 1632
[6 empty] | Ls | Add for tools & Plant |  | Ls | 333.76 | [9 empty] | TOTAL FOR 1.82250SQM |  |  | 8959.4175 | [5 empty] | 1 | NOS | 10" X 5/8" ALDROPS | 836 | Each | 836
[10 empty] | _______________________ | [12 empty] | - | [5 empty] | 2 | NOS | NYLON BUSH | 7.3 | Each | 14.6
[20 empty] | RATE PER SQM |  |  | 4916.0041 | [5 empty] | 2 | NOS | DOOR STOPPER | 49.55 | Each | 99.1
[8 empty] | For 3.50m depth |  | 7579.0108 | [18 empty] | 10 |  | brass screws | 2.41 |  | 24.1
[31 empty] | RATE PER SQM |  |  | 25037.54
[8 empty] | For 1m depth |  | 2165.4317 | [23 empty] | ============
[31 empty] | RATE PER SQM |  |  | 6338.6177
[5 empty] | 22.1 (a) | * | T.W.SINGLY LEAF FULLY PANELLED | [26 empty] | ============
DOOR SHUTTER FOR DOOR OF SIZE
[7 empty] | 1000 X 2100MM | Four horizontal & one vertical Panel
-
SHUTTER SIZE-.9X2.025 =1.8225M2
STYLES(OVER 2M) -1X2X2.025X0.125X0.0375=0.01898
-
[7 empty] | RAILS(BELOW 2M)- 1X4X0.9X0.15X0.0375= 0.02025 |  |  |  |  | 22.1 (a) | * | T.W.SINGLY LEAF FULLY PANELLED
[7 empty] | - 1X2X0.731X0.125X0.0375 =0.00685 |  |  | 0.0271 |  |  |  | DOOR SHUTTER FOR DOOR OF SIZE
[10 empty] | - |  |  |  | 1200 X 2100MM | Five horizontal panels
[7 empty] | PLANKS -1X4X0.60625X02825X0.01875= |  |  | 0.01284 |  |  |  | -
[7 empty] | -1X1X0.675X0.2825X0.01875= |  |  | 0.00358 |  |  |  | SHUTTER SIZE-1.10X2.025 =2.2275M2
[10 empty] | - |  |  |  | STYLES(OVER 2M) -1X2X2.025X0.125X0.0375=0.01898
[5 empty] | 0.01898 | CUM | T.W SCANTLING ABOVE 2M LONG | 111600 | CUM | 2118.168 | [5 empty] | -
[5 empty] | 0.0271 | CUM | T.W SCANTLING BELOW 2M LONG | 99400 | CUM | 2693.74 |  |  |  | RAILS(BELOW 2M)- 1X3X1.10X0.15X0.0375= 0.01856
[5 empty] | 0.01642 | CUM | T.W PLANKS OVER 15TO 30cm | 95000 | CUM | 1559.9 |  |  |  | - 1X3X1.10X0.075X0.0375 = 0.00928 |  |  | 0.02784
[7 empty] | WIDE&12TO25mm T.K | [9 empty] | -
[5 empty] | 1.8225 | SQM | LABOUR FOR WROUGHT&PUTUP | 2039.8 | SQM | 3717.5355 |  |  |  | PLANKS -1X5X0.9625X02825X0.01875= |  |  | 0.0255
[5 empty] | 2 | NO | brass DOOR HANDLE 150mm long P-41/109b | 254.5 | NO. | 509
[5 empty] | 3 | NO. | 5" Brass BUTT HINGS P-40/102a | 214.1 | NO. | 642.3 | [6 empty] | -
[5 empty] | 2 | NO. | 6"x1/2" Brass TOWER BOLT P-40/104d | 408 | NO. | 816 |  | 0.01898 | CUM | T.W SCANTLING ABOVE 2M LONG | 111600 | CUM | 2118.168
[5 empty] | 1 | NO. | 10"x5/8" Brass ALDROP P-41/106b | 836 | NO. | 836 |  | 0.02784 | CUM | T.W SCANTLING BELOW 2M LONG | 99400 | CUM | 2767.296
[5 empty] | 1 | NO. | NYLONBUSH | 7.3 | NO. | 7.3 |  | 0.0255 | CUM | T.W PLANKS OVER 15TO 30cm | 95000 | CUM | 2422.5
[5 empty] | 1 | NO. | DOOR STOPPER P-41/110 | 49.55 | NO. | 49.55 |  |  |  | WIDE&12 to 25mm thick
[5 empty] | 64 |  | Sundries for brass scruew | 2.41 |  | 154.24 |  | 2.2275 | SQM | LABOUR FOR WROUGHT&PUTUP | 2039.8 | SQM | 4543.6545
[7 empty] | TOTAL FOR 1.82250SQM |  |  | 13103.7335 |  | 1 | NO | DOOR HANDLE WITH CP SCREWS | 254.5 | NO. | 254.5
[10 empty] | - |  | 3 | NO. | 5"BUTT HINGS | 214.1 | NO. | 642.3
[7 empty] | RATE PER SQM |  |  | 7189.9772 |  | 2 | NO. | 6"X1/2"TOWER BOLT | 408 | NO. | 816
[12 empty] | 1 | NO. | 10"X5/8"ALDROP | 836 | NO. | 836
[5 empty] | 22.1 (a) | * | MDF |  |  |  |  | 1 | NO. | NYLONBUSH | 7.3 | NO. | 7.3
[7 empty] | DOOR SHUTTER FOR DOOR OF SIZE |  |  |  |  | 1 | NO. | DOOR STOPPER | 49.55 | NO. | 49.55
[7 empty] | 1000 X 2100MM |  | 2.2275 |  |  | 58 | NO. | brass screws | 2.41 | NO. | 139.78
[7 empty] | - | [6 empty] | TOTAL FOR 2.2275SQM |  |  | 14597.0485
[7 empty] | SHUTTER SIZE-.9X2.025 =1.823M2 | [9 empty] | -
[5 empty] | 1.823 | SQM | MDF board exterior grade both side pre laminated including external lipping with kiln dried soft wood 35mm thick P-42/116 | 2180 | SQM | 3974.14 |  |  |  | RATE PER SQM |  |  | 6553.1082
[5 empty] | 1.823 | SQM | LABOUR FOR WROUGHT&PUTUP p 28/116 a single | 284.2 | SQM | 518.0966
[5 empty] | 2 | NO | DOOR HANDLE WITH CP SCREWS | 57.65 | NO. | 115.3
[5 empty] | 3 | NO. | 5"BUTT HINGS | 89.6 | NO. | 268.8
[5 empty] | 2 | NO. | 6"X1/2"TOWER BOLT | 64.8 | NO. | 129.6
[5 empty] | 1 | NO. | 10"X5/8"ALDROP | 181 | NO. | 181
[5 empty] | 1 | NO. | NYLONBUSH | 7.3 | NO. | 7.3 |  | 22.1 (a) | * | T.W.SINGLY LEAF FULLY PANELLED
[5 empty] | 1 | NO. | DOOR STOPPER | 49.55 | NO. | 49.55 |  |  |  | DOOR SHUTTER FOR DOOR OF SIZE | Four horizontal panels
[10 empty] | 0.85 |  |  |  | 1200 X 2100MM | & one vertical panel
[7 empty] | TOTAL FOR 1.823SQM |  |  | 5244.6366 |  |  |  | -
[10 empty] | - |  |  |  | SHUTTER SIZE-1.10X2.05 =2.255M2
[7 empty] | RATE PER SQM |  |  | 2876.9263 |  |  |  | STYLES(OVER 2M) -1X2X2.05X0.125X0.0375=0.01922
-
RAILS(BELOW 2M)- 1X4X1.10X0.15X0.0375= 0.02475
[5 empty] | Annexure |  | MDF double leaf shutter with TW alround frame for ward robe / cup board | [6 empty] | - 1X2X0.74X0.075X0.0375 = 0.00416 |  |  | 0.02891
[7 empty] | - | - | - | [7 empty] | -
PLANKS -1X4X0.60625X02825X0.01875=0.01284
[7 empty] | SHUTTER SIZE 1.2X2.1 =2.52M2 | [6 empty] | PLANKS -1X1X0.975X02825X0.01875=0.00516 |  |  | 0.018
-
[7 empty] | TW scantling(OVER 2M) -1X2X2.1X0.075X0.0375=0.0118 |  |  |  |  | 0.01922 | CUM | T.W SCANTLING ABOVE 2M LONG | 111600 | CUM | 2144.952
[7 empty] | TW scantling(below 2M) -1X2X1.2X0.075X0.0375=0.00675 | 0.01855 |  |  |  | 0.02891 | CUM | T.W SCANTLING BELOW 2M LONG | 99400 | CUM | 2873.654
[7 empty] | Shutter styles(vertical) -1X4X1.95X0.075X0.0375=0.02194 |  |  |  |  | 0.018 | CUM | T.W PLANKS OVER 15TO 30cm | 95000 | CUM | 1710
[7 empty] | Shutter styles(Horizantal) -2X2X0.4X0.075X0.0375=0.0045 | [6 empty] | WIDE&12 to 25mm thick
[7 empty] | Shutter middle rail(Horizantal) -1X2X0.4X0.15X0.0375=0.0045 |  |  | 0.0377 |  | 2.255 | SQM | LABOUR FOR WROUGHT&PUTUP | 2039.8 | SQM | 4599.749
[7 empty] | Shutter(MDF Board) -2X2X.85X0.4=1.36m2 |  |  |  |  | 1 | NO | DOOR HANDLE WITH CP SCREWS | 254.5 | NO. | 254.5
[7 empty] | Shutter area -1X1X1.05X1.95=2.05 m2 |  |  |  |  | 3 | NO. | 5"BUTT HINGS | 214.1 | NO. | 642.3
[12 empty] | 2 | NO. | 6"X1/2"TOWER BOLT | 408 | NO. | 816
[12 empty] | 1 | NO. | 10"X5/8"ALDROP | 836 | NO. | 836
[12 empty] | 1 | NO. | NYLONBUSH | 7.3 | NO. | 7.3
[5 empty] | 0.0118 | CUM | T.W.SCANTLING above 2M length | 111600 | CUM | 1316.88 |  | 1 | NO. | DOOR STOPPER | 49.55 | NO. | 49.55
[5 empty] | 0.00675 | CUM | T.W.SCANTLING below 2M length | 99400 | CUM | 670.95 |  | 58 | NO. | brass screws | 2.41 | NO. | 139.78
[5 empty] | 0.01855 | CUM | LABOUR FOR WROUGHT &PUTUP | 18172 | CUM | 337.0906 |  |  |  | TOTAL FOR 2.255SQM |  |  | 14095.287
[5 empty] | 2.05 | SQM | MDF board 18mm thk exterior grade one side prelaminated. | 840 | SQM | 1722 | [6 empty] | -
[5 empty] | 2.05 | SQM | LABOUR CHARGE FOR SHUTTER (Double leaf) p/28 /116 b | 438.2 | SQM | 898.31 |  |  |  | RATE PER SQM |  |  | 6250.6816
[5 empty] | 2 | NO. | 4"X5/8"ALU.TOWER BOLT | 57 | NO. | 114
[5 empty] | 8 | NO. | 3" ALU BUTT HINGES | 49.35 | NO. | 394.8
[5 empty] | 2 | NO. | ORNAMENTAL HANDLE WITH SCREWS | 60.9 | NO. | 121.8
[5 empty] | 1 | NO. | LOCKS &KEY ( qtn) | 63.2 | NO. | 63.2
[5 empty] | 0.945 | SQM | VARNISH TWO COATS | 246.54 | SQM | 232.9803
[7 empty] | SUNDRIES FOR NAILS,PLUGS ETC. | L.S |  | 0.6
-
[7 empty] | TOTAL FOR 2.52 SQM |  |  | 5872.6109
-
[7 empty] | RATE PER SQM |  |  | 2330.4012
=
Supply,Laying & Concealing the 50mm dia PVC (SWR) pipe
with ISI mark confirming to 13952:1992-type 'B'
[5 empty] | 2 | Rmt | 50 mm dia PVC (SWR) pipe ( qtn) (p-99) | 96.6 | Rmt | 193.2
[5 empty] | 1 | No. | PVC bend | 34.3 | Each | 34.3
[7 empty] | sundries for finishing dismantled portion |  | L.S | 1.4
[7 empty] | Rate for 2Rmt. |  |  | 228.9
[7 empty] | Rate per 1Rmt. |  |  | 114.45
RCC 1:2:4 for Earth quake resistance arrangements at corner of brick wall including cost of concrete, farication & curing etc., data for 2.1m.
[6 empty] | * | C.C(1:2:4)USING 3mm-10mm HBSTONE
JELLY FOR ALL RCCWORK
-
[5 empty] | 9 | CUM | 3mm-10mm HB STONE JELLY | 1742.05 | CUM | 15678.45
[5 empty] | 3.231 | M.T | CEMENT | 6040 | M.T | 19515.24
[5 empty] | 4.5 | CUM | SAND | 2265.5 | CUM | 10194.75
[5 empty] | 3.5 | NO. | MASON II | 1237.6 | NO. | 4331.6
[5 empty] | 21.2 | NO. | MAZDOOR I | 865.2 | NO. | 18342.24
[5 empty] | 35.3 | NO. | MAZDOOR II | 709.8 | NO. | 25055.94
[6 empty] | L.S | SUNDRIES |  | L.S | 0
-
[7 empty] | TOTAL FOR 10CUM |  |  | 93118.22
-
[7 empty] | RATE PER CUM |  |  | 9311.822
[5 empty] | 1 | CUM | VIBRATING CHARGES
-
[7 empty] | RATE PER CUM |  |  | 9311.822
-
[6 empty] | 25a | G.F |  |  | 9470.862
[6 empty] | 25b | F.F |  |  | 9784.182
[6 empty] | 25c | S.F |  |  | 10097.502
[6 empty] | 25d | T.F |  |  | 10410.822
RCC 1:2:4 for earth quake resistance arrangements for door/window james.
concrete (0.23 x .075 x 2.1 = 0.036 cum)
Steel 8RTS ( 2 x 2.7 x0.3950 = 2.133 kg)
[7 empty] | Ties 6RTS (0.28 x 15 x 0.222 = 0.932 kg) | [7 empty] | 1.4
[7 empty] | Total 3.065 kg | [7 empty] | 1.2
[7 empty] | Form Work Small qty. 0.38 x 2.1 = 0.798 sqm | [7 empty] | 2.56
[7 empty] | a. In Ground Floor | [7 empty] | *2
[5 empty] | 0.036 | Cum | RCC 1:2:4 using 3-10mm HBGS | 9470.862 | Cum | 340.951
[5 empty] | 3.065 | kg | steel | 101.433 | kg | 310.8922
[5 empty] | 0.798 | sqm | Form Work Small qty. | 1454.5519 | sqm | 1160.7324
[7 empty] | Total for 2.1m |  | Rs. | 1812.5756
[7 empty] | Rate for 1m |  | Rs. | 863.1312
b. In First Floor
[5 empty] | 0.036 | Cum | RCC 1:2:4 using 3-10mm HBGS | 9784.182 | Cum | 352.2306
[5 empty] | 3.065 | kg | steel | 101.433 | kg | 310.8922
[5 empty] | 0.798 | sqm | Form Work Small qty. | 1454.5519 | sqm | 1160.7324
[7 empty] | Total for 2.1m |  | Rs. | 1823.8551
[7 empty] | Rate for 1m |  | Rs. | 868.5024
c. In Second Floor
[5 empty] | 0.036 | Cum | RCC 1:2:4 using 3-10mm HBGS | 10097.502 | Cum | 363.5101
[5 empty] | 3.065 | kg | steel | 101.433 | kg | 310.8922
[5 empty] | 0.798 | sqm | Form Work Small qty. | 1454.5519 | sqm | 1160.7324
[7 empty] | Total for 2.1m |  | Rs. | 1835.1347
[7 empty] | Rate for 1m |  | Rs. | 873.8736
d. In Third Floor
[5 empty] | 0.036 | Cum | RCC 1:2:4 using 3-10mm HBGS | 10410.822 | Cum | 374.7896
[5 empty] | 3.065 | kg | steel | 101.433 | kg | 310.8922
[5 empty] | 0.798 | sqm | Form Work Small qty. | 1454.5519 | sqm | 1160.7324
[7 empty] | Total for 2.1m |  | Rs. | 1846.4142
[7 empty] | Rate for 1m |  | Rs. | 879.2448
1721.6
[5 empty] | 22.1 (a) | * | MDF | 1592.48
DOOR SHUTTER FOR DOOR OF SIZE
900 X 2100MM
[7 empty] | - | 2.835
SHUTTER SIZE-0.8X2.05 =1.64 M2
[5 empty] | 1.64 | SQM | MDF board exterior grade both side pre laminated including external lipping with kiln dried soft wood 35mm thick | 2180 | SQM | 3575.2
[5 empty] | 1.64 | SQM | LABOUR FOR WROUGHT&PUTUP | 284.2 | SQM | 466.088 |  |  |  | MDF
[5 empty] | 2 | NO | DOOR HANDLE WITH CP SCREWS | 57.65 | NO. | 115.3 |  |  |  | DOOR SHUTTER FOR DOOR OF SIZE
[5 empty] | 3 | NO. | 5"BUTT HINGS | 89.6 | NO. | 268.8 |  |  |  | 1200 X 2100MM single leaf
[5 empty] | 2 | NO. | 6"X1/2"TOWER BOLT | 64.8 | NO. | 129.6 |  |  |  | -
[5 empty] | 1 | NO. | 10"X5/8"ALDROP | 181 | NO. | 181 |  |  |  | SHUTTER SIZE-1.1X2.05 =2.255 M2
[5 empty] | 1 | NO. | NYLONBUSH | 7.3 | NO. | 7.3
[5 empty] | 1 | NO. | DOOR STOPPER | 49.55 | NO. | 49.55 |  | 2.255 | SQM | MDF board exterior grade both side pre laminated including external lipping with kiln dried soft wood 35mm thick | 2180 | SQM | 4915.9
[10 empty] | 0.63 |  | 2.255 | SQM | LABOUR FOR WROUGHT&PUTUP | 284.2 | SQM | 640.871
[7 empty] | TOTAL FOR 1.64 sqm |  |  | 4793.468 |  | 2 | NO | DOOR HANDLE WITH CP SCREWS | 57.65 | NO. | 115.3
[10 empty] | - |  | 3 | NO. | 5"BUTT HINGS | 89.6 | NO. | 268.8
[7 empty] | RATE PER SQM |  |  | 2922.8463 |  | 2 | NO. | 6"X1/2"TOWER BOLT | 64.8 | NO. | 129.6
[12 empty] | 1 | NO. | 10"X5/8"ALDROP | 181 | NO. | 181
[12 empty] | 1 | NO. | NYLONBUSH | 7.3 | NO. | 7.3
[5 empty] | Providing Double under reamed Pile of 6m depth,375mm dia | [6 empty] | 1 | NO. | DOOR STOPPER | 49.55 | NO. | 49.55
-
[5 empty] | Volume of Concrete = (2x4x.375x3.14/4*.375*.375)+(3.14/4x.375x.375x6) | [8 empty] | TOTAL FOR 2.255 sqm |  |  | 6308.491
-
[6 empty] | 0.9935 | Cum | [6 empty] | RATE PER SQM |  |  | 2797.557
Main Data
[5 empty] | 0.42 | Cum | RCC 1:1.5:3 excluding vibrating charges | 10596.533 | Cum | 4450.5439
[5 empty] | 0.25 | No | Mason II | 1237.6 | Each | 309.4
[5 empty] | 3.5 | Nos | Mazdoor I | 865.2 | Each | 3028.2
[5 empty] | 32.1 | Kg | Cement extra @ 10%(323.1x.9935) |  |  | 0
[6 empty] | Ls | Add for tools & Plant |  | Ls | 333.76
_______________________
[8 empty] | For 6m depth |  | 8121.9039
[8 empty] | For 1m depth |  | 2320.544
Gravel Filling
[5 empty] | 1 | Cum | Gravel | 222.7 | Cum | 222.7
[5 empty] | 1 | Cum | Filling charges | 51.73 | Cum | 51.73
274.43
supply &fixing of cuddapah sink 600x600x200mmsize
[7 empty] | with 32mm GI waste pipe and 32mm CP waste coupling it-191 p-50 | 1020 | each | 1020
[7 empty] | Supply and fixing of Mirror of size 600x450mm size (p-51-it-204) | 494.7 | each | 494.7
[7 empty] | Supply and fixing of Mirror of size500x400mm size (p-51 it-204 -ii) | 398.3 | each | 398.3
Supply and fixing of PVC flushing tank with all fittings
[7 empty] | 10 lit. capacity. P- 49 / 183a | 995 | each | 995
[7 empty] | SUPPLY AND FIXING EXSAUST FAN 225MM SWEEP | 2149.15 |  | 2149.15
Compact Fluoresent Lamp (CFL)
[7 empty] | a. 14W for Bath & WC |  | Each | 130
[7 empty] | b. 18W for Bulkhead fittings |  | Each | 170
[7 empty] | S/F OF BULK HEAD FITTING for CFL |  | Each | 443
[7 empty] | SUPPLY AND DELIVERY OF FAN 48"SWEEP with Electronic Regulator step dimmer. |  | Each | 1552.7
[7 empty] | Supply and fixing of PVC flushing tank with all fittings |  | Each | 995
10 lit. capacity.
[5 empty] | 0.5 |  | Plumber I |  | 1149.4 | 574.7
[5 empty] | 0.5 |  | Mazdoor I |  | 865.2 | 432.6
[8 empty] | Rate for Each |  | 2002.3
[5 empty] | 22.1 (a) | * | MDF
DOOR SHUTTER FOR DOOR OF SIZE
1200 X 2100MM (Double Leaf)
-
SHUTTER SIZE-1.1X2.025 =2.2275M2
[5 empty] | 2.2275 | SQM | MDF board exterior grade both side pre laminated including external lipping with kiln dried soft wood 35mm thick | 2180 | SQM | 4855.95
[5 empty] | 2.2275 | SQM | LABOUR FOR WROUGHT&PUTUP | 438.2 | SQM | 976.0905 |  | 22.1 (a) | * | MDF
[5 empty] | 4 | NO | DOOR HANDLE WITH CP SCREWS | 57.65 | NO. | 230.6 |  |  |  | DOOR SHUTTER FOR DOOR OF SIZE
[5 empty] | 6 | NO. | 5"BUTT HINGS | 89.6 | NO. | 537.6 |  |  |  | 1500 X 2400MM (Double Leaf)
[5 empty] | 4 | NO. | 6"X1/2"TOWER BOLT | 64.8 | NO. | 259.2 |  |  |  | -
[5 empty] | 1 | NO. | 10"X5/8"ALDROP | 181 | NO. | 181 |  |  |  | SHUTTER SIZE-1.4X2.35 =3.29M2
[5 empty] | 2 | NO. | NYLONBUSH | 7.3 | NO. | 14.6
[5 empty] | 2 | NO. | DOOR STOPPER | 49.55 | NO. | 99.1 |  | 3.29 | SQM | MDF board exterior grade both side pre laminated including external lipping with kiln dried soft wood 35mm thick | 2180 | SQM | 7172.2
[10 empty] | 0.2 |  | 3.29 | SQM | LABOUR FOR WROUGHT&PUTUP | 438.2 | SQM | 1441.678
[7 empty] | TOTAL FOR 2.2275 SQM |  |  | 7154.3405 |  | 4 | NO | DOOR HANDLE WITH CP SCREWS | 57.65 | NO. | 230.6
[10 empty] | - |  | 6 | NO. | 5"BUTT HINGS | 89.6 | NO. | 537.6
[7 empty] | RATE PER SQM |  |  | 3211.8251 |  | 4 | NO. | 6"X1/2"TOWER BOLT | 64.8 | NO. | 259.2
[12 empty] | 1 | NO. | 10"X5/8"ALDROP | 181 | NO. | 181
[5 empty] | 22.1 (a) | * | MDF |  |  |  |  | 2 | NO. | NYLONBUSH | 7.3 | NO. | 14.6
[7 empty] | DOOR SHUTTER FOR DOOR OF SIZE |  |  |  |  | 2 | NO. | DOOR STOPPER | 49.55 | NO. | 99.1
[7 empty] | 1500 X 2100MM (Double Leaf) | [9 empty] | -
[7 empty] | - | [6 empty] | TOTAL FOR 3.29 SQM |  |  | 9936.478
[7 empty] | SHUTTER SIZE-1.4X2.05 =2.87 M2 | [9 empty] | -
[14 empty] | RATE PER SQM |  |  | 3020.2061
[5 empty] | 2.87 | SQM | MDF board exterior grade both side pre laminated including external lipping with kiln dried soft wood 35mm thick | 2180 | SQM | 6256.6
[5 empty] | 2.87 | SQM | LABOUR FOR WROUGHT&PUTUP | 438.2 | SQM | 1257.634
[5 empty] | 4 | NO | DOOR HANDLE WITH CP SCREWS | 57.65 | NO. | 230.6
[5 empty] | 6 | NO. | 5"BUTT HINGS | 89.6 | NO. | 537.6
[5 empty] | 4 | NO. | 6"X1/2"TOWER BOLT | 64.8 | NO. | 259.2
[5 empty] | 1 | NO. | 10"X5/8"ALDROP | 181 | NO. | 181
[5 empty] | 2 | NO. | NYLONBUSH | 7.3 | NO. | 14.6
[5 empty] | 2 | NO. | DOOR STOPPER | 49.55 | NO. | 99.1
1.35
[7 empty] | TOTAL FOR 2.87 SQM |  |  | 8837.684
-
[7 empty] | RATE PER SQM |  |  | 3079.3324
[5 empty] | Annexure |  | TW frame & TW styles & rails with 9 mm thick BWR double leaf shutter for ward robe / cup board
[7 empty] | - | - | -
SHUTTER SIZE 1.2X2.1 =2.52M2
TW scantling(OVER 2M) -1X2X2.1X0.075X0.0375=0.0118
TW scantling(below 2M) -1X2X1.2X0.075X0.0375=0.00675
Shutter styles(vertical) -1X4X1.95X0.075X0.0375=0.02194
Shutter styles(Horizantal) -2X2X0.4X0.075X0.0375=0.0045
[7 empty] | Shutter middle rail(Horizantal) -1X2X0.4X0.15X0.0375=0.0045 |  |  | 0.0377
Shutter(BWR Plywood) -2X2X.85X0.4=1.36m2
Shutter area -1X1X1.05X1.95=2.05 m2
TW single leaf glazed window shutter of size 3.08 x 2.1cm
[5 empty] | 0.0118 | CUM | T.W.SCANTLING above 2M length | 111600 | CUM | 1316.88
[5 empty] | 0.0377 | CUM | T.W.SCANTLING below 2M length | 99400 | CUM | 3747.38 | [9 empty] | SHUTTER SIZE0- 3.08 x 2.1 | 6.468 | sqm | sqm
[5 empty] | 0.01855 | CUM | LABOUR FOR WROUGHT &PUTUP | 18172 | CUM | 337.0906 | [9 empty] | STYLES(OVER 2M) -1X4X2.05X0.075X0.0375 | 0.023062 | cum | [9 empty] | 15mm dia half turn CP tap | [10 empty] | Engineering Polymer Tap short body tap for coastal area only
[5 empty] | 1.36 | SQM | 9mm thick BWR ply wood | 387.4 | SQM | 526.864 | [11 empty] | - | [9 empty] | Sub-Data | [10 empty] | Sub-Data
[5 empty] | 2.05 | SQM | LABOUR CHARGE FOR SHUTTER | 1701 | SQM | 3487.05 | [9 empty] | RAILS(BELOW 2M)- 2X3X0.55X0.15X0.0375 | 0.018562 | cum | [9 empty] | Labour charge | [10 empty] | Labour charge
[5 empty] | 2 | NO. | 4"X5/8"ALU.TOWER BOLT p -40/103f | 57 | NO. | 114 | [19 empty] | 0.1 | Nos | Fitter I class | 1170.4 | Each | 117.04 |  |  |  |  | 0.1 | Nos |  | Fitter I class | 1170.4 | Each | 117.04
[5 empty] | 6 | NO. | 3" ALU BUTT HINGES | 49.35 | NO. | 296.1 | [19 empty] | 0.1 | Nos | Mazdoor I | 865.2 | Each | 86.52 |  |  |  |  | 0.1 | Nos |  | Mazdoor I | 865.2 | Each | 86.52
[5 empty] | 2 | NO. | ORNAMENTAL HANDLE WITH SCREWS | 60.9 | NO. | 121.8 | [9 empty] | Plywood -1X2X0.625X0.425 | 0.53125 | [8 empty] | 10 | gram | Shellac p-49/168 | 18.45 | 100 gms | 1.845 |  |  |  |  | 10 | gram |  | Shellac p-49 | 18.45 | 100 gms | 1.845
[5 empty] | 1 | NO. | LOCKS &KEY | 63.2 | NO. | 63.2 | [9 empty] | Plywood -1X2X1.025X0.425 | 0.87125 |  | 1.26 | [6 empty] | 0.25 | Nos | Thread ball p-49/173 | 3.6 | Each | 1 |  |  |  |  | 0.25 | Nos |  | Thread ball p-49 | 3.6 | Each | 0.9 |  | 12.36
[5 empty] | 6.55 | SQM | TWO COATS of enamel paint incl. Primer | 283.4055 | SQM | 1856.306 | [10 empty] | 1.4025 | sqm | [10 empty] | Total/1 No |  | 206.405 | [8 empty] | Total/1 No |  | 206.305
[5 empty] | 50 | Nos | SUNDRIES FOR NAILS,PLUGS & Brass screws ETC. | 2.41 |  | 120.5
[10 empty] | - | [21 empty] | Main Data | Long body | Long body | short body | [7 empty] | Main Data | Long body | short body
[7 empty] | TOTAL FOR 2.52 SQM |  |  | 11987.1706 | [7 empty] | (a) |  | French Window OF Size 3080 X2100 MM | [12 empty] | 331 | 331 | 283
[10 empty] | - | [9 empty] | - | [11 empty] | Cost of Tap | 206.405 | 206.405 | 206.405 | [7 empty] | Cost of Tap | 96 | 85 | 85
[7 empty] | RATE PER SQM |  |  | 4756.8137 | [7 empty] | 0.0707 | CUM | T.W.SCANTLING belw 2M length | 99400 | CUM | 7027.58 | [8 empty] | Labour | 537.405 | 537.405 | 489.405 | [7 empty] | Labour | 206.305 | 206.305
[10 empty] | = | [7 empty] | 3.666 | SQM | 4mm thick pin headed glass | 306.9 | CUM | 1125.0954 | [9 empty] | 538 | 538 | 490 | [8 empty] | 302.305 | 291.305
[18 empty] | 5.16 | SQM | LABOUR CHARGE | 1906.8 | SQM | 9839.088 | [20 empty] | 303 | 292
[18 empty] | 22.66 | Rmt. | TW beeding 15 x 12 mm | 15.45 | rmt | 350.097
[7 empty] | Bottle trap with UPVC coupling | [6 empty] | Providing tee with end cap |  |  |  | 15 | NO. | 5" ALU BUTT HINGES | 89.6 | NO. | 1344
[5 empty] | 1 |  | Bottle trap (Polymer range) | 143.98 | Each | 143.98 |  | 1 |  | PVC Tee 32mm dia (p-100 D-d) | 17.2 | Each | 17.2 | 10 | NO. | 200 mm x 12 mm Alu. Towerbolt | 82.25 | NO. | 822.5
[5 empty] | 1 |  | UPVC coupling | 49.2 | Each | 49.2 |  | 1 |  | PVC end cap 32mm dia (p-100 E-d) | 8.5 | Each | 8.5 | 5 | NO. | 6" Handle | 57.65 | NO. | 288.25
[5 empty] | 0.125 |  | Plumber - I | 1149.4 | Each | 143.675 |  | 0.125 |  | Plumber - I | 1149.4 | Each | 143.675 | 5 | NO. | NYLON BUSH | 7.3 | NO. | 36.5
[7 empty] | Sundries |  |  | 2.11 |  |  |  | Sundries |  |  | 4.37 | 10 | NO. | Sundries for brass scrwew | 2.41 | NO. | 24.1
[7 empty] | Rate for 1 No. |  |  | 338.965 |  |  |  | Sundries |  |  | 173.745 |  | 83.745 |  |  | NO. | -
[17 empty] | 86.745 |  |  | TOTAL FOR 5.16 sqm |  |  | 20857.2104
-
[5 empty] | 23.1. | * | S/F OF BWR PLYWOOD DOOR | [12 empty] | RATE PER SQM |  |  | 4042.095
[7 empty] | SHUTTER WITH VERTICALS AND | [15 empty] | =
TOP RAIL AND BOTTOM RAILS
[7 empty] | WITH 9mm THICK MARINE GRADE | [12 empty] | French Window OF Size 1070 X2100 MM
[7 empty] | BWR PLYWOOD WITH | [12 empty] | -
[7 empty] | I.O FITTINGS AS PER SCHEDULE E | [10 empty] | 0.0274 | CUM | T.W.SCANTLING belw 2M length | 99400 | CUM | 2723.56
[7 empty] | - | [10 empty] | 1.16 | SQM | 4mm thick pin headed glass | 306.9 | CUM | 356.004
[7 empty] | SHUTTER SIZE0-.9X2.05 =1.845M2 |  |  |  |  | 23.1. | * | S/F OF BWR PLYWOOD DOOR |  |  |  | 1.74 | SQM | LABOUR CHARGE | 1906.8 | SQM | 3317.832
[7 empty] | STYLES(OVER 2M) -1X2X2.05X0.075X0.0375=0.01153 | [6 empty] | SHUTTER WITH VERTICALS AND |  |  |  | 8.74 | Rmt. | TW beeding 15 x 12 mm | 15.45 | SQM | 135.033
[9 empty] | - |  |  |  |  | TOP RAIL AND BOTTOM RAILS |  |  |  | 6 | NO. | 5" ALU BUTT HINGES | 89.6 | NO. | 537.6
[7 empty] | RAILS(BELOW 2M)- 1X3X0.9X0.15X0.0375= 0.0152 | [6 empty] | WITH 9mm THICK MARINE GRADE |  |  |  | 4 | NO. | 200 mm x 12 mm Alu. Towerbolt | 82.25 | NO. | 329
[14 empty] | BWR PLYWOOD WITH |  |  |  | 2 | NO. | 6" Handle | 57.65 | NO. | 115.3
[14 empty] | I.O FITTINGS AS PER SCHEDULE E |  |  |  | 2 | NO. | NYLON BUSH | 7.3 | NO. | 14.6
[7 empty] | Plywood -1X1X0.775X0.64=0.496 | [6 empty] | 1200 x 2100mm |  |  |  | 10 | NO. | Sundries for brass scrwew | 2.41 | NO. | 24.1
[7 empty] | Plywood -1X1X0.985X0.775=0.763 |  |  | 1.26 |  |  |  | SHUTTER SIZE0-1.1 X 2.05 | 2.255 | sqm | [5 empty] | NO. | -
[14 empty] | STYLES(OVER 2M) -1X2X2.05X0.075X0.0375 | 0.011531 | cum |  |  |  | TOTAL FOR 1.74 sqm |  |  | 7553.029
[16 empty] | - | [6 empty] | -
[14 empty] | RAILS(BELOW 2M)- 1X3X1.1X0.15X0.0375 | 0.018562 | cum |  |  |  | RATE PER SQM |  |  | 4340.8213
[5 empty] | (a) |  | DOOR OF SIZE 1000 X2100 MM | [15 empty] | =
-
[5 empty] | 0.01153 | CUM | T.W.SCANTLING above 2M length | 111600 | CUM | 1286.748 |  |  |  | Plywood -1X1X0.625X0.975 | 0.60938
[5 empty] | 0.0152 | CUM | T.W.SCANTLING below 2M length | 99400 | CUM | 1510.88 |  |  |  | Plywood -1X2X1.025X0.425 | 0.99937 |  | 1.26 |  |  | French Window OF Size 1500 X2000 MM
[5 empty] | 1.26 | SQM | Phenol bonded BWR Plywood 9mm | 387.4 | SQM | 488.124 |  |  |  |  | 1.6087 | sqm |  | 2*2*0.075*.0375*1.95 |  | 0.021937
[5 empty] | 1.845 | SQM | LABOUR CHARGE | 1701 | SQM | 3138.345 | [7 empty] | 2*2*0.065*.0075*0.375 |  | 0.0073125
[5 empty] | 2 | NO. | 6"X1/2"ALU.TOWER BOLT | 64.8 | NO. | 129.6 | [9 empty] | 0.02925 | T.W
[5 empty] | 3 | NO. | 5" ALU BUTT HINGES | 89.6 | NO. | 268.8 |  | (a) |  | DOOR OF SIZE 1200 X2100 MM Double leaf |  |  |  | 2*0.65*1.95 |  | 2.535 | Labour charges
[5 empty] | 1 | NO. | 10"X5/8" ALU. ALDROP | 181 | NO. | 181 |  |  |  | - |  |  |  | 1*2*0.525*1.825 |  | 1.9163 | Glass panel
[5 empty] | 1 | NO. | NYLON BUSH | 7.3 | NO. | 7.3 |  | 0.011531 | CUM | T.W.SCANTLING above 2M length | 111600 | CUM | 1286.8875 | 2*2*(0.525+1.825) |  | 9.4 | Beeding
[5 empty] | 1 | NO. | ALU.HANDLE WITH C.P.SCREWS | 57.65 | NO. | 57.65 |  | 0.018562 | CUM | T.W.SCANTLING below 2M length | 99400 | CUM | 1845.1125
[5 empty] | 1 | NO. | DOOR STOPPER | 49.55 | NO. | 49.55 |  | 1.6087 | SQM | Phenol bonded BWR Plywood 9mm | 387.4 | SQM | 623.2297 |  |  | -
[7 empty] | Sundries for brass scrwew |  |  | 21.8 |  | 2.255 | SQM | LABOUR CHARGE | 1701 | SQM | 3835.755 | 0.00921 | CUM | T.W.SCANTLING belw 2M length | 99400 | CUM | 915.474
[7 empty] | TOTAL FOR 1.845 SQM |  |  | 7139.797 |  | 2 | NO. | 6"X1/2"ALU.TOWER BOLT | 64.8 | NO. | 129.6 | 0.6525 | SQM | 4mm thick pin headed glass | 306.9 | CUM | 200.2522
[10 empty] | - |  | 3 | NO. | 5" ALU BUTT HINGES | 89.6 | NO. | 268.8 | 0.879 | SQM | LABOUR CHARGE | 1906.8 | SQM | 1676.0772
[7 empty] | RATE PER SQM |  |  | 3869.8087 |  | 1 | NO. | 10"X5/8" ALU. ALDROP | 181 | NO. | 181 | 4.325 | Rmt. | TW beeding 15 x 12 mm | 15.45 | SQM | 66.8213
[10 empty] | = |  | 1 | NO. | NYLON BUSH | 7.3 | NO. | 7.3 | 3 | NO. | 5" ALU BUTT HINGES | 89.6 | NO. | 268.8
[12 empty] | 1 | NO. | ALU.HANDLE WITH C.P.SCREWS | 57.65 | NO. | 57.65 | 2 | NO. | 200 mm x 12 mm Alu. Towerbolt | 82.25 | NO. | 164.5
[12 empty] | 1 | NO. | DOOR STOPPER | 49.55 | NO. | 49.55 | 1 | NO. | 6" Handle | 57.65 | NO. | 57.65
[12 empty] | 58 |  | Sundries for brass scrwew | 2.41 |  | 139.78 | 1 | NO. | NYLON BUSH | 7.3 | NO. | 7.3
[14 empty] | TOTAL FOR 2.255SQM |  |  | 8424.6647 | 36 | NO. | Sundries for brass scrwew | 2.41 | NO. | 86.76
[17 empty] | - |  |  |  |  | NO. | -
[7 empty] | Cement Paint two coat for old wall | [6 empty] | RATE PER SQM |  |  | 3735.9932 |  |  | TOTAL FOR 2.535 sqm |  |  | 3443.6347
[17 empty] | = | [5 empty] | -
[5 empty] | 3.23 | kg | Cemant paint | 49.85 | kg | 161.0155 | [9 empty] | RATE PER SQM |  |  | 3917.6732
[5 empty] | 0.5 | nos | painter I | 1058.4 | nos | 529.2 | [12 empty] | =
[5 empty] | 0.5 | nos | MAZDOOR I | 865.2 | nos | 432.6 |  |  | * | T.W.DOUBLE LEAF FULLY PANELLED
[5 empty] | 0.8 | nos | MAZDOOR II | 709.8 | nos | 567.84 |  |  |  | DOOR SHUTTER FOR DOOR OF SIZE
[5 empty] | 10 | Sqm | Thorouh scrapping p28/108 | 5.6 | Sqm | 56 |  |  |  | 1500 X 2400MM
[7 empty] | SUNDRIES | LS |  | 1.75 |  |  |  | -
[10 empty] | 1748.4055 |  |  |  | SHUTTER SIZE-1X2X.675X2.3125 | = | 3.122 | Sqm
174.8405
[11 empty] | 317.737 |  |  | STYLES(OVER 2M) -2X2X2.3125X0.15X0.0375 = 0.052 | = | 0.052 | Cum
[11 empty] | 740.88 |  |  | RAILS(BELOW 2M)-
[14 empty] | Top & Intermediate 2X3X0.675X0.15X0.0375 | = | 0.02278
[7 empty] | Cement Paint one coat for old wall |  |  |  | 1.5 |  |  | Bottom - 1X2X0.675X0.20X0.0375 = 0.010125 | = | 0.01013
[11 empty] | 1060.117 |  |  |  |  | -
[5 empty] | 1.8 | kg | Cemant paint | 49.85 | kg | 89.73 | [5 empty] | 0.03291 | Cum
[5 empty] | 0.25 | nos | painter I | 1058.4 | nos | 264.6 | 106.0117 |  |  |  |  | -
[5 empty] | 0.25 | nos | MAZDOOR I | 865.2 | nos | 216.3 |  |  |  | PLANKS -2X2X0.5875X.4X0.01875 |  | 0.0176
[5 empty] | 0.4 | nos | MAZDOOR II | 709.8 | nos | 283.92 |  |  |  | -1X2X0.5625X0.4X0.01875 |  | 0.0084
[5 empty] | 10 | Sqm | Thorouh scrapping | 5.6 | Sqm | 56 | [5 empty] | -
[7 empty] | SUNDRIES | ls |  | 1.6 | [5 empty] | 0.026 | Cum
[10 empty] | 912.15 | [5 empty] | -
[10 empty] | 91.215 |  | 0.052 | CUM | T.W SCANTLING ABOVE 2M LONG | 111600 | CUM | 5803.2
[12 empty] | 0.03291 | CUM | T.W SCANTLING BELOW 2M LONG | 99400 | CUM | 3271.254
[12 empty] | 0.026 | CUM | T.W PLANKS OVER 30 TO 45cm | 107000 | CUM | 2782
[11 empty] | 530.358 |  |  | WIDE&12TO25mm T.K p-19 it-110 |  |  | 0
[7 empty] | PAINTING ONE COATS OVER OLD |  |  |  | 1270.08 | 3.122 | SQM | LABOUR FOR WROUGHT&PUTUP | 2039.8 | SQM | 6368.2556
[7 empty] | IRON WORKS WITH IIND CLASS |  |  |  |  | 4 | NO | 6" Alu. DOOR HANDLE | 254.5 | NO. | 1018
[7 empty] | SYNTHETIC ENAMEL PAINT |  |  |  | 6.65 | 8 | NO. | 5"BUTT HINGS | 89.6 | NO. | 716.8
[11 empty] | 1807.088 | 4 | NO. | 10"X1/2"TOWER BOLT p40 103c | 97.85 | NO. | 391.4
[5 empty] | 1.11 | Lit | READY MIXED IIND CLASS PAINT | 227.6 | Lit | 252.636 |  | 1 | NO. | 12"X5/8"ALDROP p -41 105a | 209.9 | NO. | 209.9
[5 empty] | 0.7 | nos | PAINTER I | 1058.4 | nos | 740.88 | 180.7088 | 2 | NO. | RUBBERBUSH 40 DIA & 60 MM LONG p -41 sl.111 | 23.1 | NO. | 46.2
[5 empty] | 10 | Sqm | Thorouh scrapping (p-26 slno.357 d) | 12.11 | Sqm | 121.1 |  | 2 | NO. | Alu. DOOR STOPPER p41 110 | 49.55 | NO. | 99.1 | 1.3112 | 21.1012
[7 empty] | SUNDRIES | LS |  | 2.8 |  | 118 | NO. | Sundries for brass scrwew | 2.41 | NO. | 284.38
[7 empty] | TOTAL FOR 10 SQM |  |  | 1117.416 | [6 empty] | -
[14 empty] | TOTAL FOR 3.122 SQM |  |  | 20990.4896
[7 empty] | RATE PER SQM |  |  | 111.7416 | [6 empty] | -
[14 empty] | RATE PER SQM |  | Rs. | 6723.4111
[13 empty] | * | T.W.DOUBLE LEAF 2/3 Glazed and 1/3 PANELLED
DOOR SHUTTER FOR DOOR OF SIZE
[7 empty] | PAINTING ONE COATS OVER OLD | [6 empty] | 1500 X 2400MM
[7 empty] | WOOD WORKS WITH IIND CLASS |  |  |  | 430.164 |  |  | -
[7 empty] | SYNTHETIC ENAMEL PAINT |  |  |  | 1164.24 |  |  | SHUTTER SIZE-1X2X.675X2.3125 | = | 3.122 | Sqm
[5 empty] | 1.33 | Lit | READY MIXED IIND CLASS PAINT | 238.9 | Lit | 317.737 | 1.9 |  |  | STYLES(OVER 2M) -2X2X2.3125X0.15X0.0375 = 0.052 | = | 0.052 | Cum
[5 empty] | 0.7 | nos | PAINTER I | 1058.4 | nos | 740.88 | 1596.304 |  |  | RAILS(BELOW 2M)-
[5 empty] | 10 | Sqm | Thorouh scrapping (p-31 slno.112) | 13.09 | Sqm | 130.9 |  |  |  |  | = | 0.02278
[7 empty] | SUNDRIES | LS |  | 3.43 |  |  |  | Bottom - 1X2X0.675X0.20X0.0375 = 0.010125 | = | 0.01013
[7 empty] | TOTAL FOR 10 SQM |  |  | 1192.947 | [5 empty] | -----------------
[16 empty] | 0.03291 | Cum
[7 empty] | RATE PER SQM |  |  | 119.2947 | [5 empty] | -----------------
[14 empty] | 5.5 MM THK. GLASS -2X2X0.5875X.40 |  | 0.94 | Sqm
[14 empty] | PLANKS -1X2X0.5625X0.4X0.01875 |  | 0.0084 | Cum
[14 empty] | T.W. Beeding - 2 x 2 x 1.975 |  | 7.9 | Rmt
[7 empty] | PAINTING TWO COATS OVER OLD |  |  |  |  | 0.052 | CUM | T.W SCANTLING ABOVE 2M LONG | 111600 | CUM | 5803.2
[7 empty] | WOOD WORKS WITH IIND CLASS |  |  |  |  | 0.03291 | CUM | T.W SCANTLING BELOW 2M LONG | 99400 | CUM | 3271.254
[7 empty] | SYNTHETIC ENAMEL PAINT |  |  |  |  | 0.0084 | CUM | T.W PLANKS OVER 30 TO 45cm | 107000 | CUM | 898.8
[14 empty] | WIDE&12TO25mm T.K p19 sl.110 |  |  | 0
[5 empty] | 2.22 | Lit | READY MIXED IIND CLASS PAINT | 238.9 | Lit | 530.358 |  | 0.94 | SQM | 5.5 MM THICK PLAIN GLASS p44 sl.137 | 562.5 | SQM | 528.75
[5 empty] | 1.2 | nos | PAINTER I | 1058.4 | nos | 1270.08 |  | 7.9 | RMT | T.W. beeding 15mm x 12 mm p42 113a | 15.45 | Rmt | 122.055
[5 empty] | 10 | Sqm | Thorouh scrapping | 13.09 | Sqm | 130.9 |  | 3.122 | SQM | LABOUR FOR WROUGHT&PUTUP p33 sl.146 /4 | 1906.8 | SQM | 5953.0296
[7 empty] | SUNDRIES | LS |  | 6.65 |  | 4 | NO | 6" Alu. DOOR HANDLE p41/84 | 57.65 | NO. | 230.6
[7 empty] | TOTAL FOR 10 SQM |  |  | 1937.988 |  | 8 | NO. | 5"BUTT HINGS p40/77a | 89.6 | NO. | 716.8
[12 empty] | 4 | NO. | 10"X1/2"TOWER BOLT | 97.85 | NO. | 391.4
[7 empty] | RATE PER SQM |  |  | 193.7988 |  | 1 | NO. | 12"X5/8"ALDROP | 209.9 | NO. | 209.9
[11 empty] | 284.4 | 2 | NO. | RUBBERBUSH 40 DIA & 60 MM LONG | 23.1 | NO. | 46.2
[11 empty] | 264.6 | 2 | NO. | Alu. DOOR STOPPER | 49.55 | NO. | 99.1
[11 empty] | 216.3 | 118 | NO. | Sundries for brass scrwew | 2.41 | NO. | 284.38
[11 empty] | 283.92 | [5 empty] | -
[11 empty] | 1.65 |  |  | TOTAL FOR 3.122 SQM |  |  | 18555.4686
[7 empty] | PAINTING TWO COATS OVER OLD | [9 empty] | -
[7 empty] | IRON WORKS WITH IIND CLASS | [6 empty] | RATE PER SQM |  | Rs. | 5943.4557
[7 empty] | SYNTHETIC ENAMEL PAINT |  |  |  | 1050.87 |  | * | T.W.DOUBLE LEAF FULLY PANELLED
DOOR SHUTTER FOR DOOR OF SIZE
[5 empty] | 1.89 | Lit | READY MIXED IIND CLASS PAINT | 227.6 | Lit | 430.164 | 105.087 |  |  | 1200 X 2400MM
[5 empty] | 1.1 | nos | PAINTER I | 1058.4 | nos | 1164.24 |  |  |  | -
[5 empty] | 10 | Sqm | Thorouh scrapping | 12.11 | Sqm | 121.1 |  |  |  | SHUTTER SIZE-1X2X.525X2.3125 | = | 2.428 | Sqm
[7 empty] | SUNDRIES | LS |  | 1.9
[7 empty] | TOTAL FOR 10 SQM |  |  | 1717.404 |  |  |  | STYLES(OVER 2M) -2X2X2.3125X0.15X0.0375 = 0.052 | = | 0.052 | Cum |  | Ornamental TW panelled Door 1800X2400 Double leaves
[14 empty] | RAILS(BELOW 2M)- |  |  |  |  | Data and non scheduled items as per CER 2008-09 for PERURANI Scheme)
[7 empty] | RATE PER SQM |  |  | 171.7404 |  |  |  | Top & Intermediate 2X3X0.525X0.15X0.0375 | = | 0.017719 |  | 0.063 | CUM | T.W SCANTLING above 2m | 111600 | CUM | 7030.8
[14 empty] | Bottom - 1X2X0.525X0.20X0.0375 = 0.010125 | = | 0.007875 |  | 0.048 | CUM | T.W SCANTLING BELOW 2m | 99400 | CUM | 4771.2
[7 empty] | FINISHING THE TOP OF FLOORING | [8 empty] | - |  | 1.54 | SQM | labour charges for carving work | 2152 | Sqm | 3314.08
[7 empty] | WITH C.M(1:5)20mm THICK | [8 empty] | 0.02559 | Cum | 0.039 | CUM | T.W PLANKS (15.30 CM) (12 TO 25CM THICK) | 95000 | CUM | 3705
[16 empty] | - |  | 3.488 | SQM | LABOUR CHARGES FOR WROUGHT AND PUT UP | 2039.8 | SQM | 7114.8224
[5 empty] | 0.22 | CUM | CEMENT MORTAR(1:5) | 4159.02 | CUM | 914.9844 |  |  |  | PLANKS -2X2X0.25X.5875X0.01875 |  | 0.011 |  | 6 | NOS | Brass hinges 6" | 214.1 | Each | 1284.6
[5 empty] | 2.2 | NO | MASON I | 1325.8 | NO | 2916.76 |  |  |  | -1X2X0.5625X0.25X0.01875 |  | 0.0053 |  | 1 | NOS | 16" brass tower bolt | 1020 | Each | 1020
[5 empty] | 0.5 | NO | MAZDOOR I | 865.2 | NO | 432.6 | [5 empty] | - |  | 2 | NOS | 8" brass tower bolt | 540 | Each | 1080
[5 empty] | 3.2 | NO | MAZDOOR II | 709.8 | NO | 2271.36 | [5 empty] | 0.0163 | Cum | 2 | NOS | 10" brass tower bolt | 764 | Each | 1528
[5 empty] | 10 | sqm | Removal of old cement mortor racking out joints 20mm deep p-26/75/321 | 13.58 | sqm | 135.8 | [5 empty] | - |  | 1 | NOS | 7" mortice lock with brass handle985 | 985 | Each | 985
[10 empty] | - |  | 0.052 | CUM | T.W SCANTLING ABOVE 2M LONG | 111600 | CUM | 5803.2 | 2 | NOS | 12" majestic door handle | 450 | Each | 900
[7 empty] | TOTAL FOR 10 SQM |  |  | 6671.5044 |  | 0.02559 | CUM | T.W SCANTLING BELOW 2M LONG | 99400 | CUM | 2543.646 | 0 | Nos | Brass screws not necessary as there is brass fittings | 2.41 | Each | 0
[10 empty] | - |  | 0.0163 | CUM | T.W PLANKS OVER 15 TO 30cm | 95000 | CUM | 1548.5 |  |  | RATE for 3.0225 SQM |  |  | 32733.5024
[7 empty] | RATE PER SQM |  |  | 667.1504 |  |  |  | WIDE&12TO25mm T.K |  |  | 0 | [5 empty] | ============
[10 empty] | = |  | 2.428 | SQM | LABOUR FOR WROUGHT&PUTUP | 2039.8 | SQM | 4952.6344 |  |  | RATE FOR 1 SQM |  |  | 9384.605
[10 empty] | 61000 |  | 4 | NO | 6" Alu. DOOR HANDLE | 57.65 | NO. | 230.6 | [5 empty] | ============
[12 empty] | 8 | NO. | 5"BUTT HINGS | 89.6 | NO. | 716.8
[5 empty] | 38.2 | * | Matt paint one coat |  |  |  |  | 4 | NO. | 10"X1/2"TOWER BOLT | 97.85 | NO. | 391.4
[7 empty] | =========== |  |  |  |  | 1 | NO. | 12"X5/8"ALDROP | 209.9 | NO. | 209.9
[5 empty] | 1.8 | Lts | Matt paint | 158 | Lts | 284.4 |  | 2 | NO. | RUBBERBUSH 40 DIA & 60 MM LONG | 23.1 | NO. | 46.2
[5 empty] | 0.25 | No. | Painter Ist | 1058.4 | No. | 264.6 |  | 2 | NO. | Alu. DOOR STOPPER | 49.55 | NO. | 99.1
[5 empty] | 0.25 | No. | Mazdoor Ist | 865.2 | No. | 216.3 |  | 118 | NO. | Sundries for brass scrwew | 2.41 |  | 284.38
[5 empty] | 0.4 | No. | Mazdoor IInd | 709.8 | No. | 283.92 | [6 empty] | -
[6 empty] | L.S | SUNDRIES FOR BRUSH ETC |  | L.S | 1.65 |  |  |  | TOTAL FOR 2.428 SQM |  |  | 16826.3604
[5 empty] | 10 |  | Thorough scrapping | 5.6 | sqm | 56 | [6 empty] | -
[10 empty] | - |  |  |  | RATE PER SQM |  | Rs. | 6930.132
[7 empty] | Total for 10 Sqm |  |  | 1106.87 |  |  | * | BWR DOUBLE LEAF FULLY PANELLED
[10 empty] | - |  |  |  | DOOR SHUTTER FOR DOOR OF SIZE
[7 empty] | Rate for one Sqm. |  |  | 110.687 |  |  |  | 1200 X 2400MM
[10 empty] | = |  |  |  | -
[6 empty] | Ornamental TW panelled Door 1800X2100 Double leaves | [7 empty] | SHUTTER SIZE-1X2X.525X2.3125 | = | 2.428 | Sqm
Data and non scheduled items as per CER 2008-09 for PERURANI Scheme)
[14 empty] | STYLES(OVER 2M) -2X2X2.3125X0.15X0.0375 = 0.052 | = | 0.052 | Cum
[5 empty] | 0.103 | CUM | T.W SCANTLING BELOW 2m | 99400 | CUM | 10238.2 |  |  |  | RAILS(BELOW 2M)-
[5 empty] | 1.32 | SQM | labour charges for carving work | 2152 | Sqm | 2840.64 |  |  |  | Top & Intermediate 2X3X0.525X0.15X0.0375 | = | 0.017719
[5 empty] | 0.033 | CUM | T.W PLANKS (15.30 CM) (12 TO 25CM THICK) | 95000 | CUM | 3135 |  |  |  | Bottom - 1X2X0.525X0.20X0.0375 = 0.010125 | = | 0.007875
[5 empty] | 3.0225 | SQM | LABOUR CHARGES FOR WROUGHT AND PUT UP | 2039.8 | SQM | 6165.2955 | [5 empty] | -
[5 empty] | 6 | NOS | Brass hinges 6" p-40 | 214.1 | Each | 1284.6 | [5 empty] | 0.02559 | Cum
[5 empty] | 1 | NOS | 16" brass tower bolt p-40 | 1020 | Each | 1020 | [5 empty] | -
[5 empty] | 2 | NOS | 8" brass tower bolt | 540 | Each | 1080 |  |  |  | PLANKS BWR 9mm thick. -2X2X0.25X.5875 |  | 0.5875
[5 empty] | 2 | NOS | 10" brass tower bolt | 764 | Each | 1528 |  |  |  | -1X2X0.5625X0.25 |  | 0.2813
[5 empty] | 1 | NOS | 7" mortice lock with brass handle985 | 985 | Each | 985 | [5 empty] | -
[5 empty] | 2 | NOS | 12" majestic door handle | 450 | Each | 900 | [5 empty] | 0.8688 | Sqm
[5 empty] | 0 | Nos | Brass screws not necessary as there is brass fittings | 2.41 | Each | 0 | [5 empty] | -
[7 empty] | RATE for 3.0225 SQM |  |  | 29176.7355 |  | 0.052 | CUM | T.W SCANTLING ABOVE 2M LONG | 111600 | CUM | 5803.2
[10 empty] | ============ |  | 0.02559 | CUM | T.W SCANTLING BELOW 2M LONG | 99400 | CUM | 2543.646
[7 empty] | RATE FOR 1 SQM |  |  | 9653.1797 |  | 0.87 | SQM | Phenol bonded BWR Plywood 9mm | 387.4 | CUM | 337.038
[10 empty] | ============ |  | 2.428 | SQM | LABOUR FOR WROUGHT&PUTUP | 1701 | SQM | 4130.028
[12 empty] | 4 | NO | 6" Alu. DOOR HANDLE | 57.65 | NO. | 230.6
[12 empty] | 8 | NO. | 5"BUTT HINGS | 89.6 | NO. | 716.8
[6 empty] | c. | 1200MMX2100MM SIZE OF DOOR FRAME |  |  |  |  | 4 | NO. | 10"X1/2"TOWER BOLT | 97.85 | NO. | 391.4
[7 empty] | ------------------------------- |  |  |  |  | 1 | NO. | 12"X5/8"ALDROP | 209.9 | NO. | 209.9
[5 empty] | 0.065 | CUM | R.C.C.IN C.C 1:1.5:3 | 9891.1649 | CUM | 642.9257 |  | 2 | NO. | RUBBERBUSH 40 DIA & 60 MM LONG | 23.1 | NO. | 46.2
[5 empty] | 8.45 | Kg | FAB OF M.S STEEL | 98792.5 | M.T | 834.7966 |  | 2 | NO. | Alu. DOOR STOPPER | 49.55 | NO. | 99.1
[5 empty] | 3 | NO. | HANGER BRACKET | 14.8 | NO. | 44.4 |  |  |  | Sundries for brass scrwew |  |  | 284.38
[5 empty] | 12 | NO. | ALU.SLEEVES | 2 | NO. | 24 | [6 empty] | -
[5 empty] | 2 | NO. | TOWER BOLT RECEIVER | 4.9 | NO. | 9.8 |  |  |  | TOTAL FOR 2.428 SQM |  |  | 14792.292
[5 empty] | 6 | NO. | TAILNUT FOR BOLT | 4.45 | NO. | 26.7 | [6 empty] | -
[5 empty] | 1 | NO. | MASON Ist | 1325.8 | NO. | 1325.8 |  |  |  | RATE PER SQM |  | Rs. | 6092.3773
[5 empty] | 1 | NO. | MAZDOOR Ist | 865.2 | NO. | 865.2 |  |  | * | BWR DOUBLE LEAF 2/3 Glazed and 1/3 PANELLED
[5 empty] | 1 | NO. | MOULDING CHARGES | 25 | NO. | 25 |  |  |  | DOOR SHUTTER FOR DOOR OF SIZE
[5 empty] | 0.5 | NO. | HANDLING CHARGES MAZDOOR-II | 709.8 | NO. | 354.9 |  |  |  | 1500 X 2400MM
[6 empty] | L.S | ADD FOR OIL,CONVEYANCE ETC., | 0 | L.S | 2.1 |  |  |  | -
[8 empty] | 0 |  | - |  |  |  | SHUTTER SIZE-1X2X.675X2.3125 | = | 3.122 | Sqm
[7 empty] | TOTAL FOR 1 NO |  |  | 4155.6223
[10 empty] | - |  |  |  | STYLES(OVER 2M) -2X2X2.3125X0.15X0.0375 = 0.052 | = | 0.052 | Cum
RAILS(BELOW 2M)-
[14 empty] | Top & Intermediate 2X3X0.675X0.15X0.0375 | = | 0.02278
[6 empty] | TW panelled Door 1800X2400 Double leaves | [7 empty] | Bottom - 1X2X0.675X0.20X0.0375 = 0.010125 | = | 0.010125
[6 empty] | Shutter size 2 x 0.85 x 2.325m | [9 empty] | -----------------
[16 empty] | 0.03291 | Cum
[5 empty] | 0.02616 | CUM | T.W SCANTLING above 2m | 111600 | CUM | 2919.456 | [5 empty] | -----------------
[5 empty] | 0.04781 | CUM | T.W SCANTLING below 2m | 99400 | CUM | 4752.314 |  |  |  | 5.5 MM THK. GLASS -2X2X0.5875X.40 |  | 0.94 | Sqm
[5 empty] | 0.04588 | CUM | T.W PLANKS (12-25 CM) (30 TO 45CM THICK) it-75(i) iii p-18 | 107000 | CUM | 4909.16 |  |  |  | PLANKS BWR 9mm thick -1X2X0.5625X0.4 |  | 0.45 | Cum
[5 empty] | 3.95 | SQM | LABOUR CHARGES FOR WROUGHT AND PUT UP | 2039.8 | SQM | 8057.21 |  |  |  | T.W. Beeding - 2 x 2 x 1.975 |  | 7.9 | Rmt
[5 empty] | 2 | NOS | DOOR HANDLE 6" | 57.65 | Each | 115.3
[5 empty] | 6 | NOS | 5" BUTT HINGES | 89.6 | Each | 537.6 |  | 0.052 | CUM | T.W SCANTLING ABOVE 2M LONG | 111600 | CUM | 5803.2
[5 empty] | 4 | NOS | 6" X .6" TOWER BOLTS | 97.85 | Each | 391.4 |  | 0.03291 | CUM | T.W SCANTLING BELOW 2M LONG | 99400 | CUM | 3271.254
[5 empty] | 1 | NOS | 10" X 5/8" ALDROPS | 209.9 | Each | 209.9 |  | 0.45 | SQM | Phenol bonded BWR Plywood 9mm | 387.4 | CUM | 174.33
[5 empty] | 2 | NOS | Rubber Bush | 23.1 | Each | 46.2 |  | 0.94 | SQM | 5.5 MM THICK PLAIN GLASS | 562.5 | SQM | 528.75
[5 empty] | 2 | NOS | DOOR STOPPER | 49.55 | Each | 99.1 |  | 7.9 | RMT | T.W. beeding 15mm x 12 mm | 15.45 |  | 122.055
[5 empty] | 10 |  | Brassscrews | 2.41 |  | 24.3 |  | 3.122 | SQM | LABOUR FOR WROUGHT&PUTUP | 1906.8 | SQM | 5953.0296
[7 empty] | RATE PER 3.95 SQM |  |  | 22061.94 |  | 4 | NO | 6" Alu. DOOR HANDLE | 57.65 | NO. | 230.6
[10 empty] | ============ |  | 8 | NO. | 5"BUTT HINGS | 89.6 | NO. | 716.8
[7 empty] | RATE PER SQM |  |  | 5585.3013 |  | 4 | NO. | 10"X1/2"TOWER BOLT | 97.85 | NO. | 391.4
[10 empty] | ============ |  | 1 | NO. | 12"X5/8"ALDROP | 209.9 | NO. | 209.9
[12 empty] | 2 | NO. | RUBBERBUSH 40 DIA & 60 MM LONG | 23.1 | NO. | 46.2
[12 empty] | 2 | NO. | Alu. DOOR STOPPER | 49.55 | NO. | 99.1
[12 empty] | 118 | NO. | Sundries for brass scrwew | 2.41 | NO. | 284.38
[6 empty] | * | PAINTING TWO COATS OVER NEW (as per PWD Standard Data) | [9 empty] | -
[7 empty] | PLASTERED SURFACE WITH | [6 empty] | TOTAL FOR 3.122 SQM |  |  | 17830.9986
[7 empty] | OBD | [9 empty] | -
[7 empty] | - | [6 empty] | RATE PER SQM |  | Rs. | 5711.4025
[5 empty] | 1.34 | Kg | OBD p-45 sl.140 | 73.8 | Kg | 98.892
[5 empty] | 0.5 | NO | PAINTER I | 1058.4 | NO | 529.2
[5 empty] | 0.5 | NO | MAZDOOR I | 865.2 | NO | 432.6 |  |  | * | BWR SINGLE LEAF FULLY PANELLED
[5 empty] | 0.8 | NO | MAZDOOR II | 709.8 | NO | 567.84 |  |  |  | DOOR SHUTTER FOR DOOR OF SIZE
[6 empty] | L.S | SUNDRIES FOR BRUSHES,ETC |  | L.S | 2.6 |  |  |  | 900 X 2400MM
[10 empty] | - |  |  |  | -
[7 empty] | TOTAL FOR 10 SQM |  |  | 1631.132 |  |  |  | SHUTTER SIZE-1X.75X2.3125 | = | 1.734 | Sqm
-
[7 empty] | RATE PER SQM |  |  | 163.1132 |  |  |  | STYLES(OVER 2M) -1X3X2.3125X0.15X0.0375 = 0.052 | = | 0.039 | Cum
RAILS(BELOW 2M)-
[14 empty] | Top & Intermediate 1X3X0.75X0.15X0.0375 | = | 0.01266
[7 empty] | Plastic Emulsion PAINT two coat for old wall | [6 empty] | Bottom - 1X0.75X0.20X0.0375 = 0.010125 | = | 0.005625
-
[5 empty] | 1.4 | LIT | Plastic Emulsion PAINT | 295.6 | LIT | 413.84 | [5 empty] | 0.01829 | Cum
[5 empty] | 1.5 | NO | Painter I | 1058.4 | NO | 1587.6 | [5 empty] | -
[5 empty] | 10 | Sqm | Thorouh scrapping p28/108 | 5.6 | Sqm | 56 |  |  |  | PLANKS BWR 9mm thick. -2X2X0.175X.5875 |  | 0.4113
[7 empty] | SUNDRIES | ls |  | 4.33 |  |  |  | -1X2X0.5625X0.175 |  | 0.1969
[7 empty] | TOTAL FOR 10 SQM |  |  | 2061.77 | [5 empty] | -
[7 empty] | RATE PER SQM |  |  | 206.177 | [5 empty] | 0.6082
-
[12 empty] | 0.039 | CUM | T.W SCANTLING ABOVE 2M LONG | 111600 | CUM | 4352.4
[12 empty] | 0.01829 | CUM | T.W SCANTLING BELOW 2M LONG | 99400 | CUM | 1818.026
[12 empty] | 0.6082 | SQM | Phenol bonded BWR Plywood 9mm | 387.4 | CUM | 235.6167
[12 empty] | 1.734 | SQM | LABOUR FOR WROUGHT&PUTUP | 1906.8 | SQM | 3306.3912
[7 empty] | Plastic Emulsion PAINT one coat for old wall |  |  |  |  | 2 | NO | 6" Alu. DOOR HANDLE | 57.65 | NO. | 115.3
[12 empty] | 4 | NO. | 5"BUTT HINGS | 89.6 | NO. | 358.4
[5 empty] | 0.8 | LIT | Plastic Emulsion PAINT | 295.6 | LIT | 236.48 |  | 2 | NO. | 10"X1/2"TOWER BOLT | 97.85 | NO. | 195.7
[5 empty] | 0.7 | NO | Painter I | 1058.4 | NO | 740.88 |  | 1 | NO. | 12"X5/8"ALDROP | 209.9 | NO. | 209.9
[5 empty] | 10 | Sqm | Thorouh scrapping p28/108 | 5.6 | Sqm | 56 |  | 1 | NO. | RUBBERBUSH 40 DIA & 60 MM LONG | 23.1 | NO. | 23.1
[7 empty] | SUNDRIES | ls |  | 1.6 |  | 1 | NO. | Alu. DOOR STOPPER | 49.55 | NO. | 49.55
[7 empty] | TOTAL FOR 10 SQM |  |  | 1034.96 |  | 58 | NO. | Sundries for brass scrwew | 2.41 | NO. | 139.78
[7 empty] | RATE PER SQM |  |  | 103.496 | [6 empty] | -
[14 empty] | TOTAL FOR 1.734 SQM |  |  | 10804.1639
-
[14 empty] | RATE PER SQM |  | Rs. | 6230.775
[7 empty] | STYLES(OVER 2M) -1X3X2.3125X0.15X0.0375 = 0.052 | = | 0.039 | Cum | [6 empty] | =
[7 empty] | RAILS(BELOW 2M)- | [5 empty] | * | BWR SINGLE LEAF FULLY PANELLED
[7 empty] | Top & Intermediate 1X3X0.9X0.15X0.0375 | = | 0.01519 |  |  |  |  | DOOR SHUTTER FOR DOOR OF SIZE
[7 empty] | Bottom - 1X1X0.9X0.20X0.0375 | = | 0.00675 |  |  |  |  | 1050 X 2400MM
[9 empty] | - |  |  |  |  | -
[9 empty] | 0.02194 | Cum |  |  |  | SHUTTER SIZE-1X.90 X 2.3125 | = | 2.081 | Sqm
-
[7 empty] | PLANKS BWR 9mm thick. -2X2X0.25X.5875 |  | 0.5875 |  |  |  |  | STYLES(OVER 2M) -1X3X2.3125X0.15X0.0375 = 0.052 | = | 0.039 | Cum
[7 empty] | -1X2X0.5625X0.25 |  | 0.2813 |  |  |  |  | RAILS(BELOW 2M)-
[9 empty] | - |  |  |  |  | Top & Intermediate 1X3X0.9X0.15X0.0375 | = | 0.01519
[9 empty] | 0.8688 |  |  |  |  | Bottom - 1X1X0.9X0.20X0.0375 | = | 0.00675
[9 empty] | - | [6 empty] | -
[5 empty] | 0.039 | CUM | T.W SCANTLING ABOVE 2M LONG | 111600 | CUM | 2868.26 | [5 empty] | 0.02194 | Cum
[5 empty] | 0.02194 | CUM | T.W SCANTLING BELOW 2M LONG | 99400 | CUM | 1435.86 | [5 empty] | -
[5 empty] | 0.8688 | SQM | Phenol bonded BWR Plywood 9mm | 387.4 | CUM | 336.66 |  |  |  | PLANKS BWR 9mm thick. -2X2X0.25X.5875 |  | 0.5875
[5 empty] | 2.081 | SQM | LABOUR FOR WROUGHT&PUTUP | 363 | SQM | 755.4 |  |  |  | -1X2X0.5625X0.25 |  | 0.2813
[5 empty] | 2 | NO | 6" Alu. DOOR HANDLE p41 80b | 57.65 | NO. | 84 | [5 empty] | -
[5 empty] | 4 | NO. | 5"BUTT HINGS p40 77a | 89.6 | NO. | 232 | [5 empty] | 0.8688
[5 empty] | 2 | NO. | 10"X1/2"TOWER BOLT p 40 78c | 97.85 | NO. | 126 | [5 empty] | -
[5 empty] | 1 | NO. | 12"X5/8"ALDROP p41 79a | 209.9 | NO. | 152 |  | 0.039 | CUM | T.W SCANTLING ABOVE 2M LONG | 111600 | CUM | 4352.4
[5 empty] | 1 | NO. | RUBBERBUSH 40 DIA & 60 MM LONG | 23.1 | NO. | 20 |  | 0.02194 | CUM | T.W SCANTLING BELOW 2M LONG | 99400 | CUM | 2180.836
[5 empty] | 1 | NO. | Alu. DOOR STOPPER | 49.55 | NO. | 37 |  | 0.8688 | SQM | Phenol bonded BWR Plywood 9mm | 387.4 | CUM | 336.5731
[7 empty] | Sundries for brass scrwew |  |  |  |  | 2.081 | SQM | LABOUR FOR WROUGHT&PUTUP | 1701 | SQM | 3539.781
[10 empty] | - |  | 2 | NO | 6" Alu. DOOR HANDLE | 57.65 | NO. | 115.3
[7 empty] | TOTAL FOR 2.081 SQM |  |  | 6067.81 |  | 4 | NO. | 5"BUTT HINGS | 89.6 | NO. | 358.4
[10 empty] | - |  | 2 | NO. | 10"X1/2"TOWER BOLT | 97.85 | NO. | 195.7
[7 empty] | RATE PER SQM |  | Rs. | 2915.81 |  | 1 | NO. | 12"X5/8"ALDROP | 209.9 | NO. | 209.9
[10 empty] | = |  | 1 | NO. | RUBBERBUSH 40 DIA & 60 MM LONG | 23.1 | NO. | 23.1
[12 empty] | 1 | NO. | Alu. DOOR STOPPER | 49.55 | NO. | 49.55
[12 empty] | 58 | NO. | Sundries for brass scrwew | 2.41 |  | 139.78
-
[7 empty] | T.W DOOR SHUTTER TWO LEAVES(2000 X 2400 mm) WITH BRASS FITINGS | [6 empty] | TOTAL FOR 2.081 SQM |  |  | 11501.3201
-
[5 empty] | SHUTTER AREA = 2X0.95 X 2.325 |  |  | 4.4175 | [5 empty] | RATE PER SQM |  | Rs. | 5526.8237
[5 empty] | STYLES (OVER 2m) = 2 X 2 X 2.325 X 0.075 X 0.0375 = 0.0228 |  |  | 0.026156 | [8 empty] | =
[5 empty] | RAILS (BELOW 2M) = 2 X 3 X 0.95 X 0.15 X 0.0375 |  |  | 0.032062
[5 empty] | Bottom | 2x 2X 0.95 X 0.075 X 0.0375 |  | 0.010687
0.04275
[5 empty] | PLANKS : 2 X 4 X 0.825 X 0.36 X 0.01875 |  |  | 0.04455
[5 empty] | 2 X 1 X 0.825 X 0.36 X 0.01875 |  |  | 0.011137
0.055688
[7 empty] | MAIN DATA | [5 empty] | * | T.W.DOUBLE LEAF 2/3 Glazed and 1/3 PANELLED
DOOR SHUTTER FOR DOOR OF SIZE
[5 empty] | 0.026156 | CUM | T.W SCANTLING over 2m | 111600 | CUM | 2919.0375 |  |  |  | 1200 X 2400MM
[5 empty] | 0.04275 | CUM | T.W SCANTLING below 2m | 99400 | CUM | 4249.35 |  |  |  | -
[5 empty] | 0.055688 | CUM | T.W PLANKS (30 to 45 CM) (12 TO 25CM THICK) | 107000 | CUM | 5958.5625 |  |  |  | SHUTTER SIZE-1X2X.525X2.3125 | = | 2.428 | Sqm
[5 empty] | 4.4175 | SQM | LABOUR CHARGES FOR WROUGHT AND PUT UP | 2039.8 | SQM | 9010.8165
[5 empty] | 2 | NOS | DOOR HANDLE Mejastic | 450 | Each | 900 |  |  |  | STYLES(OVER 2M) -2X2X2.3125X0.15X0.0375 = 0.052 | = | 0.052 | Cum
[5 empty] | 6 | NOS | 6" Brass HINGES | 79 | Each | 474 |  |  |  | RAILS(BELOW 2M)-
[5 empty] | 4 | NOS | 8" BRASS TOWER BOLTS | 130 | Each | 520 |  |  |  | Top & Intermediate 2X3X0.525X0.15X0.0375 | = | 0.01772
[5 empty] | 1 | NOS | Mortice lock with handle | 985 | Each | 985 |  |  |  | Bottom - 1X2X0.525X0.20X0.0375 = 0.010125 | = | 0.007875
[5 empty] | 2 | NOS | RUBBER BUSH | 23.1 | Each | 46.2 | [5 empty] | -
[5 empty] | 2 | NOS | DOOR STOPPER | 49.55 | Each | 99.1 | [5 empty] | 0.0256 | Cum
[5 empty] | 130 | NOS | Brass screw | 2.41 |  | 313.3 | [5 empty] | -
[14 empty] | 5.5 MM THK. GLASS -2X2X0.5875X0.25 |  | 0.5875 | Sqm
[7 empty] | RATE FOR 4.4175 SQM |  |  | 25475.3665 |  |  |  | PLANKS -1X2X0.5625X0.25x0.01875 |  | 0.0053 | Cum
[10 empty] | ============ |  |  |  | T.W. Beeding - 2 x 2 x 1.675 |  | 6.7 | Rmt
[7 empty] | RATE PER SQM |  |  | 5766.9194
[12 empty] | 0.052 | CUM | T.W SCANTLING ABOVE 2M LONG | 111600 | CUM | 5803.2
[12 empty] | 0.0256 | CUM | T.W SCANTLING BELOW 2M LONG | 99400 | CUM | 2544.64
[12 empty] | 0.0053 | CUM | T.W PLANKS OVER 30 TO 45cm | 107000 | CUM | 567.1
[14 empty] | WIDE&12TO25mm T.K |  |  | 0
[12 empty] | 0.5875 | SQM | 5.5 MM THICK PLAIN GLASS | 562.5 | SQM | 330.4688
[12 empty] | 6.7 | RMT | T.W. beeding 15mm x 12 mm | 15.45 | Rmt | 103.515
[12 empty] | 2.428 | SQM | LABOUR FOR WROUGHT&PUTUP | 1906.8 | SQM | 4629.7104
[12 empty] | 4 | NO | 6" Alu. DOOR HANDLE | 57.65 | NO. | 230.6
[12 empty] | 8 | NO. | 5"BUTT HINGS | 89.6 | NO. | 716.8
[12 empty] | 4 | NO. | 10"X1/2"TOWER BOLT | 97.85 | NO. | 391.4
[12 empty] | 1 | NO. | 12"X5/8"ALDROP | 209.9 | NO. | 209.9
[12 empty] | 2 | NO. | RUBBERBUSH 40 DIA & 60 MM LONG | 23.1 | NO. | 46.2
[12 empty] | 2 | NO. | Alu. DOOR STOPPER | 49.55 | NO. | 99.1
[12 empty] | 118 | NO. | Sundries for brass scrwew | 2.41 | NO. | 284.38
-
[5 empty] | 29.5 | * | Providing Acid proof tile flooring of | [6 empty] | TOTAL FOR 2.428 SQM |  |  | 15957.0141
[7 empty] | any size including pointing etc., | [9 empty] | -
[7 empty] | as directed by the Dept.Officers. | [6 empty] | RATE PER SQM |  | Rs. | 6572.0816
[7 empty] | - | -
[5 empty] | 10 | SQM | COST Of acid proof tile (as per Krishnagiri DPO) | 416 | SQM | 4160
[5 empty] | 0.21 | CUM | C.M(1:3) | 5318.7 | CUM | 1116.927
[7 empty] | LABOUR FOR LAYING & POINTING |  |  |  |  | 29.5 | * | Providing Acid proof tile flooring of
[5 empty] | 1.1 | NO | MASON I | 1325.8 | NO | 1458.38 |  |  |  | any size including pointing etc.,
[5 empty] | 1.1 | NO | MASON II | 1237.6 | NO | 1361.36 |  |  |  | as directed by the Dept.Officers.
[5 empty] | 2.2 | NO | MAZDOOR I | 865.2 | NO | 1903.44 |  |  |  | - | -
[5 empty] | 2.2 | NO | MAZDOOR II | 709.8 | NO | 1561.56 |  | 10 | SQM | COST Of acid proof tile (as per Krishnagiri DPO) | 416 | SQM | 4160
[5 empty] | 20 | Kg | CEMENT | 6040 | M.T | 120.8 |  | 0.21 | CUM | C.M(1:3) | 5318.7 | CUM | 1116.927
[5 empty] | 2 | Kg | Grout | 36.1 | Kg | 72.2 |  |  |  | LABOUR FOR LAYING & POINTING | 0 |  | 0
[5 empty] | 1.6 | NO | MASON II | 1237.6 | NO | 1980.16 |  | 1.1 | NO | MASON I | 1325.8 | NO | 1458.38
[5 empty] | 0.5 | NO | MAZDOOR I | 865.2 | NO | 432.6 |  | 1.1 | NO | MASON II | 1237.6 | NO | 1361.36
[5 empty] | 1.1 | NO | MAZDOOR II | 709.8 | NO | 780.78 |  | 2.2 | NO | MAZDOOR I | 865.2 | NO | 1903.44
[6 empty] | L.S | SUNDRIES | 0 | L.S | 0 |  | 2.2 | NO | MAZDOOR II | 709.8 | NO | 1561.56
[10 empty] | - |  | 20 | Kg | CEMENT | 6040 | M.T | 120.8
[7 empty] | TOTAL FOR 10 SQM |  |  | 14948.207 |  | 2 | Kg | Colour pigment | 24.925 | Kg | 49.85
[10 empty] | - |  | 1.6 | NO | MASON II | 1237.6 | NO | 1980.16
[7 empty] | RATE PER SQM |  |  | 1494.8207 |  | 0.5 | NO | MAZDOOR I | 865.2 | NO | 432.6
[10 empty] | = |  | 1.1 | NO | MAZDOOR II | 709.8 | NO | 780.78
[13 empty] | L.S | SUNDRIES | 0 | L.S | 0
-
[14 empty] | TOTAL FOR 10 SQM |  |  | 14925.857
-
[6 empty] | 90 | S & F best indian 2/3 Glazed 1/3 Teak wood Panelled door shutter of size b)1500mmx2100mm | [6 empty] | RATE PER SQM |  |  | 1492.5857
[5 empty] | 0.0381 | CUM | T.W SCANTLING ABOVE 2m | 111600 | 0 | 4251.96 | [6 empty] | =
[5 empty] | 0.024 | CUM | T.W SCANTLING BELOW 2m | 99400 | 0 | 2385.6
[5 empty] | 0.01 | CUM | T.W PLANKS OVER 15TO 30cm | 95000 | 0 | 950
WIDE&12TO15mm T.K
[5 empty] | 1.05 | SQM | Glass 5.5mm thick p-44/137 | 362.5 | SQM | 380.625
[5 empty] | 12 | KG | M.S.Grill | 70.15 | KG | 841.8 | [7 empty] | /cum
[5 empty] | 2.85 | SQM | Labour charges for shutter glazed door | 1906.8 | SQM | 5434.38
[5 empty] | 6 | No | 5"BUTT HINGS | 214.1 | NO | 1284.6
[5 empty] | 1 | No | 10"x5/8" Aldrop | 836 | NO | 836
[5 empty] | 3 | No | 6"X1/2"TOWER BOLT | 408 | NO | 1224
[5 empty] | 2 | No | Alu.DOOR HANDLE WITH CP SCREWS (150mm long) | 408 | NO | 816
[5 empty] | 2 | No | DOOR STOPPER | 49.55 | NO | 99.1
[5 empty] | 2 | No | NYLONBUSH | 7.3 | NO | 14.6
[5 empty] | 1.05 | SQM | Painting two coats of M.S. Grill | 167.1012 | SQM | 175.4563
[5 empty] | 3.15 | SQM | Best varnishing two coats | 246.54 | SQM | 776.601
[7 empty] | Sundries for brass screw | L.S |  | 284.38
=
[7 empty] | Total for Each |  |  | 19755.1023
=
Supply and laying of Hard core layer of 300mm consolidated thickness (10Sqm x .3m thick= 3.0 cum)
[5 empty] | 1.8 | CUM | Supply of 80-63mm metal 60% | 658.5 | CUM | 1185.3
[5 empty] | 1.2 | CUM | Supply of 40-10mm metal 40% | 1272.5 | CUM | 1527
[5 empty] | 0.6 | CUM | Supply of river sand for filling the voids at 20% | 2265.5 | CUM | 1359.3 |  |  |  | SUB DATA for hand rolling as per Highways SR
[5 empty] | 3 | CUM | Labour charges for placing metal and sand | 2754.99 | CUM | 8264.97
[12 empty] | 0.135 | CUM | MAZDOOR I | 865.2 | CUM | 116.802
[5 empty] | 3 | CUM | labour charges for watering and consolidation by power roller | 36.95 | CUM | 110.85
[14 empty] | Rate for 0.75m3 |  |  | 116.802
[5 empty] | 3 | CUM | Vibrator / Earth rammed | 92.68 | CUM | 278.04 |  |  |  | Rate for 1m3 |  |  | 155.736
[7 empty] | Sundries for watering through water set |  | L.S | 1.84 |  |  |  | SUB DATA for Labour Charges only
[7 empty] | For 3 m3 |  |  | 12727.3 |  | 1.8 | Nos | Mason II Class | 1237.6 | Each | 2227.68
[7 empty] | For 1m3 |  |  | 4242.4333 |  | 17.7 | Nos | Mazdoor I Class | 865.2 | Each | 15314.04
[10 empty] | = |  | 14.1 | Nos | Mazdoor II Class | 709.8 | Each | 10008.18 |  |  | Flush door shutter size 1000x2400 ( Single leaf)
[20 empty] | Shutter size (1.1 x 2.325) | 2.5575
[14 empty] | Rate for 10m3 |  |  | 27549.9 | 2.5575 | SQM | Solid core flush door shutter with TW palin | 2255 | SQM | 5767.1625
[14 empty] | Rate for 1m3 |  |  | 2754.99 | 2.5575 | SQM | Labour for Wrought & Putup | 284.2 | SQM | 726.8415
[7 empty] | Flush door shutter size 1200x2400 (Double leaf) | [10 empty] | 2 | NO | Door Handle with CP screws 6' | 57.65 | NO | 115.3
[7 empty] | shutter size 1200x2400 (Double leaf)=1.1 x 2.325 = | 2.5575 | [5 empty] | Forpower rolling as per PWD SR 2017-18 it-71 b / P.25 |  |  | 36.95 | 4 | NO | 5" Butt Hings | 89.6 | NO | 358.4
[5 empty] | 2.5575 | SQM | Solid core flush door shutter with TW palin -it-121 p-42 | 2255 | SQM | 5767.1625 | [7 empty] | 2 | NO | 6"x1/2" Tower Bolt | 64.8 | NO | 129.6
[5 empty] | 2.5575 | SQM | Labour for Wrought & Putup p33/156b | 438.2 | SQM | 1120.6965 | [7 empty] | 1 | NO | 10"x5/8" Aldrop | 181 | NO | 181
[5 empty] | 4 | NO | Door Handle with CP screws 6' p41/80b | 57.65 | NO | 230.6 |  |  |  | Flush door shutter size 1500x2400 (Double leaves) |  |  |  | 92 | NO | Brass Screws | 2.41 | NO | 221.72
[5 empty] | 8 | NO | 5" Butt Hings p40/77a | 89.6 | NO | 716.8 |  |  |  | shutter size 1500x2400 (Double leaves)=1.4 x 2.325 = | 3.255 |  |  | 1 | NO | Rubber bush | 23.1 | NO | 23.1
[5 empty] | 4 | NO | 6"x1/2" Tower Bolt p40/78e | 64.8 | NO | 259.2 |  | 3.255 | SQM | Solid core flush door shutter with TW palin -it-93 p-43 | 2255 | SQM | 7340.025 | 1 | NO | Door Stopper | 49.55 | NO | 49.55
[5 empty] | 1 | NO | 10"x5/8" Aldrop p41/79b | 181 | NO | 181 |  | 3.255 | SQM | Labour for Wrought & Putup (SR P.31,it-156) | 438.2 | SQM | 1426.341 | 0.39 | SQM | Painting Two Coats | 283.4055 | SQM
[5 empty] | 118 | NO | Brass Screws | 2.41 | NO | 284.38 |  | 4 | NO | Door Handle with CP screws 6' | 57.65 | NO | 230.6 |  |  | Rate for 2.09 Sqm |  |  | 7572.674
[5 empty] | 2 | NO | Rubber bush p41/83 | 23.1 | NO | 46.2 |  | 10 | NO | 5" Butt Hings | 89.6 | NO | 896 |  |  | Rate for 1 Sqm |  |  | 2960.9674
[5 empty] | 2 | NO | Door Stopper | 49.55 | NO | 99.1 |  | 3 | NO | 6"x1/2" Tower Bolt | 64.8 | NO | 194.4
[5 empty] | 0.411 | SQM | Varnish Two Coats | 246.54 | SQM |  |  | 1 | NO | 10"x5/8" Aldrop | 181 | NO | 181
[7 empty] | Rate for 2.56 Sqm |  |  | 8705.139 |  | 162 | NO | Brass Screws | 2.41 | NO | 390.42
[7 empty] | Rate for 1 Sqm |  |  | 3403.7689 |  | 2 | NO | Rubber bush | 23.1 | NO | 46.2
[12 empty] | 2 | NO | Door Stopper | 49.55 | NO | 99.1
[12 empty] | 0 | SQM | Varnish Two Coats | 246.54 | SQM | 0
[7 empty] | Flush door shutter size 1000x2100 ( Single leaf) | [6 empty] | Rate for 3.26 Sqm |  |  | 10804.086 |  |  | Flush door shutter size 1000x2400 ( Single leaf) | [10 empty] | Flush door shutter size 900x2100 ( Single leaf)
[7 empty] | Shutter size (0.9 x 2.025) | 1.8225 | [5 empty] | Rate for 1 Sqm |  |  | 3319.2276 |  |  | Shutter size (0.9 x 2.325) | 2.0925 | [9 empty] | Shutter size (0.8 x 2.025) | 1.62
[5 empty] | 1.8225 | SQM | Solid core flush door shutter with TW palin | 2255 | SQM | 4109.7375 | [7 empty] | 2.0925 | SQM | Solid core flush door shutter with TW palin | 2255 | SQM | 4718.5875 | [5 empty] | 1.62 | SQM | Solid core flush door shutter with TW plain | 2255 | SQM | 3653.1
[5 empty] | 1.8225 | SQM | Labour for Wrought & Putup p33/156a | 284.2 | SQM | 517.9545 | [7 empty] | 2.0925 | SQM | Labour for Wrought & Putup | 284.2 | SQM | 594.6885 | [5 empty] | 1.62 | SQM | Labour for Wrought & Putup p31/156a | 284.2 | SQM | 460.404
[5 empty] | 2 | NO | Door Handle with CP screws 6' | 57.65 | NO | 115.3 |  |  |  | Flush door shutter size 1200x2400 ( Single leaf) |  |  |  | 2 | NO | Door Handle with CP screws 6' | 57.65 | NO | 115.3 | [5 empty] | 2 | NO | Door Handle with CP screws 6' | 57.65 | NO | 115.3
[5 empty] | 3 | NO | 5" Butt Hings | 89.6 | NO | 268.8 |  |  |  | shutter size 1200x2400 (Double leaves)=1.1 x 2.325 = | 2.5575 |  |  | 4 | NO | 5" Butt Hings | 89.6 | NO | 358.4 | [5 empty] | 3 | NO | 5" Butt Hings | 89.6 | NO | 268.8
[5 empty] | 2 | NO | 6"x1/2" Tower Bolt | 64.8 | NO | 129.6 |  | 2.5575 | SQM | Solid core flush door shutter with TW palin | 2255 | SQM | 5767.1625 | 2 | NO | 6"x1/2" Tower Bolt | 64.8 | NO | 129.6 | [5 empty] | 2 | NO | 6"x1/2" Tower Bolt | 64.8 | NO | 129.6
[5 empty] | 1 | NO | 10"x5/8" Aldrop | 181 | NO | 181 |  | 2.5575 | SQM | Labour for Wrought & Putup (SR P.32,it-156a) | 284.2 | SQM | 726.8415 | 1 | NO | 10"x5/8" Aldrop | 181 | NO | 181 | [5 empty] | 1 | NO | 10"x5/8" Aldrop | 181 | NO | 181
[5 empty] | 92 | NO | Brass Screws | 2.41 | NO | 221.72 |  | 2 | NO | Door Handle with CP screws 6' | 57.65 | NO | 115.3 | 92 | NO | Brass Screws | 2.41 | NO | 221.72 | [5 empty] | 92 | NO | Brass Screws | 2.41 | NO | 221.72
[5 empty] | 1 | NO | Rubber bush | 23.1 | NO | 23.1 |  | 3 | NO | 5" Butt Hings | 89.6 | NO | 268.8 | 1 | NO | Rubber bush | 23.1 | NO | 23.1 | [5 empty] | 1 | NO | Rubber bush | 23.1 | NO | 23.1
[5 empty] | 1 | NO | Door Stopper | 49.55 | NO | 49.55 |  | 2 | NO | 6"x1/2" Tower Bolt | 64.8 | NO | 129.6 | 1 | NO | Door Stopper | 49.55 | NO | 49.55 | [5 empty] | 1 | NO | Door Stopper | 49.55 | NO | 49.55
[5 empty] | 0.35 | SQM | Painting Two Coats | 283.4055 | SQM |  |  | 1 | NO | 10"x5/8" Aldrop | 181 | NO | 181 | 0.39 | SQM | Painting Two Coats | 283.4055 | SQM | [6 empty] | 0.35 | SQM | Painting Two Coats | 283.4055 | SQM
[7 empty] | Rate for 1.82 Sqm |  |  | 5616.762 |  | 92 | NO | Brass Screws | 2.41 | NO | 221.72 |  |  | Rate for 2.09 Sqm |  |  | 6391.946 | [7 empty] | Rate for 1.62 Sqm |  |  | 5102.574
[7 empty] | Rate for 1 Sqm |  |  | 3081.8996 |  | 1 | NO | Rubber bush | 23.1 | NO | 23.1 |  |  | Rate for 1 Sqm |  |  | 3054.6934 | [7 empty] | Rate for 1 Sqm |  |  | 3149.737
[12 empty] | 1 | NO | Door Stopper | 49.55 | NO | 49.55
[13 empty] | SQM | Varnish Two Coats | 283.4055 | SQM | 0
[6 empty] | * | SUPPLYING AND FIXING | [6 empty] | Rate for 2.56 Sqm |  |  | 7483.074 |  |  | Flush door shutter size 1500x2100 ( Double leaf) | [10 empty] | Flush door shutter size 900x2400 ( Single leaf)
[7 empty] | WASHBASIN (White Pedastal type) 22"X16" INCLUDING | [6 empty] | Rate for 1 Sqm |  |  | 2925.9331 |  |  | Shutter size (1.4 x 2.025) | 2.835 | [9 empty] | Shutter size (0.8 x 2.325) | 1.86
[7 empty] | COST OF ALL MATERIALS AND | [10 empty] | 2.835 | SQM | Solid core flush door shutter with TW palin | 2255 | SQM | 6392.925 | [5 empty] | 1.86 | SQM | Solid core flush door shutter with TW palin | 2255 | SQM | 4194.3
[7 empty] | FIXING CHARGES | [5 empty] | * | SUPPLYING AND FIXING |  |  |  | 2.835 | SQM | Labour for Wrought & Putup | 438.2 | SQM | 1242.297 | [5 empty] | 1.86 | SQM | Labour for Wrought & Putup | 284.2 | SQM | 528.612
[7 empty] | - | [6 empty] | WASHBASIN (White Pedastal type) 22"X16" INCLUDING |  |  |  | 4 | NO | Door Handle with CP screws 6' | 57.65 | NO | 230.6 | [5 empty] | 2 | NO | Door Handle with CP screws 6' | 57.65 | NO | 115.3
[5 empty] | 1 | NO. | Wash Hand Basin of size 550 x 400 mm with all accessories such as CI brackets, 32mm dia CP waste coupling, Rubber plug and chain, 32mm dia B class GI waste pipe, 15mm dia brass nipples. 15mm CP pillar tap etc.,P-55 it-169 -i | 1672 | NO. | 1672 |  |  |  | COST OF ALL MATERIALS AND |  |  |  | 6 | NO | 5" Butt Hings | 89.6 | NO | 537.6 | [5 empty] | 4 | NO | 5" Butt Hings | 89.6 | NO | 358.4
[14 empty] | FIXING CHARGES |  |  |  | 4 | NO | 6"x1/2" Tower Bolt | 64.8 | NO | 259.2 | [5 empty] | 2 | NO | 6"x1/2" Tower Bolt | 64.8 | NO | 129.6
[14 empty] | - |  |  |  | 1 | NO | 10"x5/8" Aldrop | 181 | NO | 181 | [5 empty] | 1 | NO | 10"x5/8" Aldrop | 181 | NO | 181
[5 empty] | 1 | NO. | deduct rate for 15mm dia GM wheel valve | -169 | NO. | -169 |  | 1 | NO. | Wash Hand Basin of size 550 x 400 mm with all accessories such as CI brackets, 32mm dia CP waste coupling, Rubber plug and chain, 32mm dia B class GI waste pipe, 15mm dia brass nipples. 15mm CP pillar tap etc.,P-55 it-169 -i | 1672 | NO. | 1672 | 118 | NO | Brass Screws | 2.41 | NO | 284.38 | [5 empty] | 92 | NO | Brass Screws | 2.41 | NO | 221.72
[18 empty] | 2 | NO | Rubber bush | 23.1 | NO | 46.2 | [5 empty] | 1 | NO | Rubber bush | 23.1 | NO | 23.1
[5 empty] | 1 | NO. | Angle Valve | 250 | NO. | 250 | [7 empty] | 2 | NO | Door Stopper | 49.55 | NO | 99.1 | [5 empty] | 1 | NO | Door Stopper | 49.55 | NO | 49.55
[12 empty] | 1 | NO. | deduct rate for 15mm dia GM wheel valve | -169 | NO. | -169 | 0.65 | SQM | Painting Two Coats | 283.4055 | SQM | [6 empty] | 0.39 | SQM | Painting Two Coats | 283.4055 | SQM
[5 empty] | 0.5 | NO. | PLUMBER I | 1149.4 | NO. | 574.7 | [9 empty] | Rate for 2.84 Sqm |  |  | 9273.302 | [7 empty] | Rate for 1.86 Sqm |  |  | 5801.582
[5 empty] | 1 | NO. | MAZDOOR I | 865.2 | NO. | 865.2 |  | 1 | NO. | Angle Valve | 250 | NO. | 250 |  |  | Rate for 1 Sqm |  |  | 3271.006 | [7 empty] | Rate for 1 Sqm |  |  | 3119.1301
[5 empty] | 0.5 | NO. | MASON I | 1325.8 | NO. | 662.9
[6 empty] | L.S | SUNDRIES FOR PLUGSCREW,PAINT |  | L.S | 0.82 |  | 0.5 | NO. | PLUMBER I | 1149.4 | NO. | 574.7
[10 empty] | - |  | 1 | NO. | MAZDOOR I | 865.2 | NO. | 865.2 |  |  | Flush door shutter size 1500x2400 ( Double leaf)
[7 empty] | TOTAL FOR ONE NUMBER |  |  | 3856.62 |  | 0.5 | NO. | MASON I | 1325.8 | NO. | 662.9 |  |  | Shutter size (1.4 x 2.325) | 3.255
[10 empty] | - |  |  | L.S | SUNDRIES FOR PLUGSCREW,PAINT |  | L.S | 0.82 | 3.255 | SQM | Solid core flush door shutter with TW palin | 2255 | SQM | 7340.025
[17 empty] | - | 3.255 | SQM | Labour for Wrought & Putup | 438.2 | SQM | 1426.341
[7 empty] | Two legged scaffolding using 15cm dia casurna props | [6 empty] | TOTAL FOR ONE NUMBER |  |  | 3856.62 | 4 | NO | Door Handle with CP screws 6' | 57.65 | NO | 230.6
[5 empty] | 70 | Rmt | 15cm dia Casurina post p-20 it-138 | 33 | 1 Rmt | 2310 | [6 empty] | - | 6 | NO | 5" Butt Hings | 89.6 | NO | 537.6
[5 empty] | 0.3 | cum | Country wood planks (silver oak) p-138 it130/78b | 17600 | 1 Cum | 5280 | [7 empty] | 4 | NO | 6"x1/2" Tower Bolt | 64.8 | NO | 259.2
[7 empty] | total cost of material used for 10 times |  |  | 7590 | [7 empty] | 1 | NO | 10"x5/8" Aldrop | 181 | NO | 181
[7 empty] | Cost per 1 operation |  |  | 759 | [7 empty] | 118 | NO | Brass Screws | 2.41 | NO | 284.38
[5 empty] | 1 | Oper | 15cm dia casurina post | 759 | Oper | 759 | [7 empty] | 2 | NO | Rubber bush | 23.1 | NO | 46.2
[5 empty] | 2 | Nos | Mazdoor - I | 865.2 | Each | 1730.4 | [7 empty] | 2 | NO | Door Stopper | 49.55 | NO | 99.1
[7 empty] | Add for coir, nail etc |  |  | 10.3 | [7 empty] | 0.73 | SQM | Painting Two Coats | 283.4055 | SQM
[7 empty] | Rate for 6m |  |  | 2499.7 | [9 empty] | Rate for 3.26 Sqm |  |  | 10404.446
[7 empty] | Rate for intial height of 3m and length of 1m |  |  | 416.6167 | [9 empty] | Rate for 1 Sqm |  |  | 3196.4504
For every additional height of 2.5m height
[5 empty] | 49 | m | vertical post of casurina post (13cm to 15cm) | 33 | 1 Rmt | 1617 | [9 empty] | Flush door shutter size 1800x2400 (Double leaf)
[5 empty] | 0.3 | cum | Cost of material plank | 17600 | cum | 5280 | [9 empty] | shutter size 1800x2400 (Double leaf)=1.7 x 2.325 = | 3.9525
[7 empty] | Cost per 10 operation |  |  | 6897 | [7 empty] | 3.9525 | SQM | Solid core flush door shutter with TW palin | 2255 | SQM | 8912.8875
[7 empty] | Cost per 1 operation |  |  | 689.7 | [7 empty] | 3.9525 | SQM | Labour for Wrought & Putup | 438.2 | SQM | 1731.9855
[5 empty] | 2 | nos | Mazdoor - I | 865.2 | nos | 1730.4 | [7 empty] | 4 | NO | Door Handle with CP screws 6' | 57.65 | NO | 230.6
[7 empty] | Sundries for coir , nais etc |  |  | 4.35 | [7 empty] | 8 | NO | 5" Butt Hings | 89.6 | NO | 716.8
[7 empty] | cost for 6 Rmt |  |  | 2424.45 | [7 empty] | 4 | NO | 6"x1/2" Tower Bolt | 64.8 | NO | 259.2
[7 empty] | cost of 1m run ane every additional height of 2.5m |  |  | 404.075 | [7 empty] | 1 | NO | 10"x5/8" Aldrop | 181 | NO | 181
[7 empty] | For 3m Height |  |  | 416.6167 | [7 empty] | 118 | NO | Brass Screws | 2.41 | NO | 284.38
[7 empty] | 5.5m height in addition of 2.5m ht | 416.6167 | 404.075 | 820.6917 | [7 empty] | 2 | NO | Rubber bush | 23.1 | NO | 46.2
[7 empty] | 8m height in addition of 2.5m ht | 820.6917 | 404.075 | 1224.7667 | [7 empty] | 2 | NO | Door Stopper | 49.55 | NO | 99.1
[7 empty] | 10.5m height in addition of 2.5m ht | 1224.7667 | 404.075 | 1628.8417 | [11 empty] | SQM | 0
[7 empty] | 13m height in addition of 2.5m ht | 1628.8417 | 404.075 | 2032.9167 | [9 empty] | Rate for 3.95 Sqm |  |  | 12462.153
[20 empty] | Rate for 1 Sqm |  |  | 3152.9799 |  | 213.6
[6 empty] | * | TW single leaf french window
shutter for frame of overall height 3.08 x 2.1cm
-
[5 empty] | 0.0707 | cum | TW scantling below 2m length | 99400 | CUM | 7027.58 | [9 empty] | Flush door shutter size 1800x2100 (Double leaf)
[5 empty] | 5.16 | SQM | LABOUR CHARGE for wroght & put up | 2053.8 | CUM | 10597.608 | [9 empty] | shutter size 1800x2100 (Double leaf)=1.7 x 2.025 = | 3.4425
[5 empty] | 3.666 | SQM | 4 mm thicj frosted glass | 306.9 | SQM | 1125.0954 | [7 empty] | 3.4425 | SQM | Solid core flush door shutter with TW palin | 2255 | SQM | 7762.8375
[5 empty] | 22.66 | Rmt | TW Beeding 15 x12 mm p-42/113a | 15.45 | Rmt | 350.097 | [7 empty] | 3.4425 | SQM | Labour for Wrought & Putup | 438.2 | SQM | 1508.5035
[5 empty] | 15 | NO. | 5" ALU BUTT HINGES | 89.6 | NO. | 2030.336 | [7 empty] | 4 | NO | Door Handle with CP screws 6' | 57.65 | NO | 230.6
[5 empty] | 10 | NO. | 200 mm long x12mm ALU. TOWERBOLT (8") p-40/103d | 82.25 | NO. | 1233.75 | [7 empty] | 6 | NO | 5" Butt Hings | 89.6 | NO | 537.6
[5 empty] | 5 | NO. | 6" Handles ( 150mm long) | 57.65 | NO. | 288.25 | [7 empty] | 4 | NO | 6"x1/2" Tower Bolt | 64.8 | NO | 259.2
[5 empty] | 5 | NO. | NYLON BUSH with screws | 7.3 | NO. | 73 | [7 empty] | 1 | NO | 10"x5/8" Aldrop | 181 | NO | 181
[5 empty] | 10 |  | Brass screw | 2.41 | NO. | 24.1 | [7 empty] | 118 | NO | Brass Screws | 2.41 | NO | 284.38
[10 empty] | - | [7 empty] | 2 | NO | Rubber bush | 23.1 | NO | 46.2
[7 empty] | TOTAL FOR 5.16 SQM |  |  | 22749.8164 | [7 empty] | 2 | NO | Door Stopper | 49.55 | NO | 99.1
[10 empty] | - | [11 empty] | SQM | 0
[7 empty] | RATE PER SQM |  |  | 4408.8791 | [9 empty] | Rate for 3.44 Sqm |  |  | 10909.421
[10 empty] | = | [9 empty] | Rate for 1 Sqm |  |  | 3169.0402
[5 empty] | 22.2(d) | * | TW Panelled Swing type ventilater
[7 empty] | of size 75x 75cm | [12 empty] | Flush door shutter size 1200x2100 ( Double leaves)
[7 empty] | - | [12 empty] | shutter size =1.1 x 2.025 = |  | 2.2275 | [5 empty] | Flush door shutter size 750x2100 ( single leaf)
[7 empty] | SHUTTER SIZE-0.65X0.65 | = | 0.4225 | Sqm | [7 empty] | 2.2275 | SQM | Solid core flush door shutter with TW palin | 2255 | SQM | 5023.0125 |  |  |  |  | shutter size =0.65*2.025 = |  | 1.3162
[18 empty] | 2.2275 | SQM | Labour for Wrought & Putup | 438.2 | SQM | 976.0905 |  | 1.3162 | SQM |  | Solid core flush door shutter with TW palin | 438.2 | SQM | 576.7807
[7 empty] | STYLES -2X0.65 x 7.525 x 3.125 = 0.052 | = | 0.052 | Cum | [7 empty] | 4 | NO | Door Handle with CP screws 6' | 57.65 | NO | 230.6 |  | 1.3162 | SQM |  | Labour for Wrought & Putup | 57.65 | SQM | 75.8818
[7 empty] | RAILS(BELOW 2M)- | [10 empty] | 6 | NO | 5" Butt Hings | 89.6 | NO | 537.6 |  | 2 | NO |  | Door Handle with CP screws 6' | 89.6 | NO | 179.2
[7 empty] | Top & Intermediate 2X3X7.5255X0.15X0.0375 | = | 0.01772 | [8 empty] | 4 | NO | 6"x1/2" Tower Bolt | 64.8 | NO | 259.2 |  | 3 | NO |  | 5" Butt Hings | 64.8 | NO | 194.4
[18 empty] | 1 | NO | 10"x5/8" Aldrop | 181 | NO | 181 |  | 2 | NO |  | 6"x1/2" Tower Bolt | 181 | NO | 362
[5 empty] | 0.0053 | cum | TW scantling below 2m length | 99400 | CUM | 526.82 | [7 empty] | 118 | NO | Brass Screws | 2.41 | NO | 284.38 |  | 1 | NO |  | 10"x5/8" Aldrop | 2.41 | NO | 2.41
[5 empty] | 0.2745 | SQM | 4 mm thicj frosted glass | 306.9 | CUM | 84.2441 | [7 empty] | 2 | NO | Rubber bush | 23.1 | NO | 46.2 |  | 92 | NO |  | Brass Screws | 23.1 | NO | 2125.2
[5 empty] | 0.4 | SQM | LABOUR CHARGE | 1589 | SQM | 635.6 | [7 empty] | 2 | NO | Door Stopper | 49.55 | NO | 99.1 |  | 1 | NO |  | Rubber bush | 49.55 | NO | 49.55
[5 empty] | 2 | pair | pivoted hinges with screw | 148 | pair | 296 | [8 empty] | SQM |  |  | SQM | 0 |  | 1 | NO |  | Door Stopper | 0 | NO | 0
[5 empty] | 1 | NO. | 3" hooks and eyes | 6.1 | NO. | 6.1 | [9 empty] | Rate for 2.23 Sqm |  |  | 7637.183 |  | 0.35 | SQM |  |  |  | SQM | 0
[5 empty] | 1 | NO. | 8" hooks and eyes | 11.8 | NO. | 11.8 | [9 empty] | Rate for 1 Sqm |  |  | 3428.5895 |  |  |  |  | Rate for 2.23 Sqm |  |  | 3565.4226
[5 empty] | 10 |  | Brass screw | 2.41 | NO. | 24.1 | [17 empty] | Rate for 1 Sqm |  |  | 2708.7731
[10 empty] | - | [9 empty] | TW Panelled Door 1500 X 2100MM (Double leaves)
[7 empty] | TOTAL FOR .40 SQM |  |  | 1584.664 | [9 empty] | With Brass fittings
-
[7 empty] | RATE PER SQM |  |  | 3961.6601
[18 empty] | 0.0228 | CUM | T.W SCANTLING above 2m | 111600 | CUM | 2544.48
[10 empty] | = | [7 empty] | 0.0354 | CUM | T.W SCANTLING below 2m | 99400 | CUM | 3518.76
[5 empty] | 45 |  | Providing Colour Marble chips of size 10mm and below using 70.20Kgs of cement and 15 cum of Colour Marble chips for every 10 sqm over the existing plastered surface | [10 empty] | 0.0323 | CUM | T.W PLANKS (15.30 CM) (12 TO 25CM THICK) | 95000 | CUM | 3068.5
[18 empty] | 2.835 | SQM | LABOUR CHARGES FOR WROUGHT AND PUT UP | 2039.8 | SQM | 5782.833
[18 empty] | 2 | NOS | DOOR HANDLE Mejastic | 254.5 | Each | 509
[5 empty] | 0.15 | CUM | Cost of Colour Marble chips ( 91.10/0.0354)=2548.02 (P-35 it-26 ) | 2573.4463 | CUM | 386.0169 | [7 empty] | 6 | NOS | 6" Brass HINGES | 214.1 | Each | 1284.6
[5 empty] | 0.072 | M.T | CEMENT | 6040 | M.T | 434.88 | [7 empty] | 4 | NOS | 8" BRASS TOWER BOLTS | 408 | Each | 1632
[5 empty] | 1.6 | NO | MASON I | 1325.8 | NO | 2121.28 | [7 empty] | 1 | NOS | Mortice lock with handle | 985 | Each | 985
[5 empty] | 0.5 | NO | MAZDOOR I | 865.2 | NO | 432.6 | [7 empty] | 2 | NOS | RUBBER BUSH | 23.1 | Each | 46.2
[5 empty] | 1.1 | NO | MAZDOOR II | 709.8 | NO | 780.78 | [7 empty] | 2 | NOS | DOOR STOPPER | 49.55 | Each | 99.1
[5 empty] | 14.5 | KG | Colour Pigment | 24.925 | KG | 361.4125 | [7 empty] | 118 |  | Brass screw | 2.41 |  | 284.38
[6 empty] | LS | SUNDRIES |  | LS | 7 | [12 empty] | 19754.853
============
[7 empty] | TOTAL FOR 10 SQM |  |  | 4523.9694 | [9 empty] | RATE FOR 2.835 SQM |  |  | 6968.2021
[7 empty] | RATE PER SQM |  |  | 452.3969 | [12 empty] | ============ | [5 empty] | Supply and fixing of Aluminium partion (size 3.85 x 3.45) supplying and fixing of aluminium with fixed glass extruction as detailed below and anodized for 15 microns ( black colour) vertical 63.5 x 38.1 x 1.28 mm, die no 20027.thickness 0.758 kg/m,horizontal (top & intermiate ) 63.5 x 38.1 x 1.28 mm, die no 20027.thickness 0.758 kg/m,bottom 101.6 x 44.45 x 2.5 mm thickness die no 19556-1.943kg/m,including labour charges for cutting & fixing with necessary screws and including cost and conveyance of 5.5mm thick plain glass
[10 empty] | = | [7 empty] | Supply and fixing of colour matt finish door 15 microns double leaf door Aluminium Door ( 1.5 x2.1m thick)
[7 empty] | UPVC instead of Stone ware Pipe | [21 empty] | 38.86 | kg | Aluminium section ''it-61 a( rev SR-17-18) | 325 | kg | 12629.5
[7 empty] | - | [10 empty] | 28.49 | kg | Aluminium section ''it-61 a( rev SR-17-18) | 325 | kg | 9259.25 | [5 empty] | 34.65 | Rmt | Rubber beeding (An-VI -it-63 p-40 | 38.25 | Rmt | 1325.3625
[6 empty] | * | SUPPLYING AND LAYING AND | [10 empty] | 3.82 | Rmt | Rubber beeding (An-VI -it-86 p-39 | 38.25 | Rmt | 501.66 | [5 empty] | 2.43 | sqm | Glass 5.5mm plain it-107 | 362.5 | sqm | 880.875
[7 empty] | JOINTING SN8 UPVC PIPE AND SPECIALS | [10 empty] | 1.52 | sqm | Glass 5.5mm plain it-107 | 362.5 | sqm | 551 | [5 empty] | 4.85 | sqm | Novapan Sheet 12mm Thick | 695 | NO | 3370.75
[7 empty] | BELOW G.L | [10 empty] | 1.52 | sqm | Novapan Sheet 12mm Thick | 695 | NO | 1056.4 | [5 empty] | 144 | NOS | Brass SCREWS (30x 6mm)it-138 | 2.41 | No | 347.04
[7 empty] | - | [10 empty] | 3 | Unit | Power Grapping p-56 it-243 | 11.9 | Unit | 35.7 | [5 empty] | 12 | NOS | Brass SCREWS (75x 10mm)it-138 | 4.88 | No | 58.56
[6 empty] | A | 110mm DIA UPVC PIPE BELOW G.L | [10 empty] | 4.2 | Each | PVC Felt ( It-88) | 7.95 | NO | 33.39 | [5 empty] | 12 | NOS | Plug | 1.08 | No | 12.96
[7 empty] | - | [10 empty] | 3.15 | Sqm | Labbour charges | 2654.4 | Sqm | 8361.36 | [5 empty] | 2 | Unit | Power Grapping p-52 it-173 | 11.9 | Unit | 23.8
[5 empty] | 18.9 | CUM | E.W EXCLUDING REFILLING | 297.5 | CUM | 5622.75 | [7 empty] | 1 | NOS | DOOR STOPPER It-110 | 49.55 | Each | 49.55 | [5 empty] | 6.615 | Sqm | Labbour charges | 2654.4 | Sqm | 17558.856
[5 empty] | 18.63 | CUM | REFILLING CHARGE | 51.73 | CUM | 963.7299 | [7 empty] | 1 | NOS | Hydraulic DOOR Closer It-67 | 1008 | Each | 1008 | [7 empty] | TOTAL FOR 6.615 SQM |  |  | 36207.7035
[5 empty] | 30 | RMT | Cost of UPVC SN8 Pipe (TWAD SR 2022-23 P-23 1.2 1) | 288 | RMT | 8640 | [7 empty] | 45 | NOS | SCREWS (75x 10mm)it-138 | 2.21 | No | 99.45 | [7 empty] | RATE PER SQM |  |  | 5473.5757
[18 empty] | 2 | NOS | Bolts & Nuts ( 3/4"x 1/4") It-103-b | 130.5 | Each | 261
[5 empty] | 30 | RMT | CONVEYING,LOWERING ANDLAYING | 19.1 | RMT | 573 | [7 empty] | 2 | NOS | Bolts & Nuts ( 6"x 1/2") it-103-e | 64.8 | Each | 129.6 | [5 empty] | 1 | NO. | FITTER Ist CLASS | 1170.4 | NO. | 1170.4
[7 empty] | TO PROPER GRADEAND | [21 empty] | 1 | NO. | MAZDOOR Ist CLASS | 865.2 | NO. | 865.2
[7 empty] | ALIGNMENT,JOINTING | [21 empty] | 0.5 | NO. | CARPENTER II CLASS | 1237.6 | NO. | 618.8
[7 empty] | ETC BUT EXCLUDING COST OF | [12 empty] | TOTAL FOR 3.15 SQM |  |  | 21346.36 | [6 empty] | L.S |  | 0 | L.S
[7 empty] | JOINTING MATERIALS. (TWAD SR 22-23,p-268 11-b) | [12 empty] | RATE PER SQM |  |  | 6776.6222 |  | Each | [8 empty] | -
[31 empty] | LABOUR RATE |  |  | 2654.4
[5 empty] | 5 | NO | CUTTING CHARGES ( P-32/141) | 44.9 | NO | 224.5 | 35.6 | [6 empty] | 1 | NO. | FITTER Ist CLASS | 1170.4 | NO. | 1170.4 | [10 empty] | -
[5 empty] | 1 | L.S | COST OF JOINTING MATERIALS | 12.1 | L.S | 12.1 | [7 empty] | 1 | NO. | MAZDOOR Ist CLASS | 865.2 | NO. | 865.2
[6 empty] | L.S | SUNDRIES |  | L.S | 17.1 | [7 empty] | 0.5 | NO. | CARPENTER II CLASS | 1237.6 | NO. | 618.8
[19 empty] | L.S |  |  | L.S
[10 empty] | - | [12 empty] | -
[7 empty] | TOTAL FOR 30M |  |  | 16053.1799 | [9 empty] | LABOUR RATE |  |  | 2654.4
[10 empty] | - | [12 empty] | -
[7 empty] | RATE PER RMT |  |  | 535.106
-
[6 empty] | B | 160mm DIA UPVC PIPE BELOW G.L
[7 empty] | - | [10 empty] | Supply and fixing of colour matt finish door 15 microns double leaf door Aluminium Door ( 1.0 x2.1m thick)
[5 empty] | 18.9 | CUM | E.W EXCLUDING REFILLING | 297.5 | CUM | 5622.75
[5 empty] | 18.3 | CUM | REFILLING CHARGE | 51.73 | CUM | 946.659
[5 empty] | 30 | RMT | Cost of UPVC SN8 Pipe (TWAD SR 2022-23 P-23 1.2 1) | 604.5 | RMT | 18135 | [7 empty] | 29.06 | kg | Aluminium section ''it-61 a( rev SR-17-18) | 325 | kg | 9444.5
[18 empty] | 9.24 | Rmt | Rubber beeding (An-VI -it-63 | 38.25 | Rmt | 353.43
[5 empty] | 30 |  | CONVEYING,LOWERING ANDLAYING | 27 | RMT | 810 | [7 empty] | 1.49 | sqm | Glass 5.5mm plain it-107 | 362.5 | sqm | 540.125
[7 empty] | TO PROPER GRADEAND | [10 empty] | 0.75 | sqm | Novapan Sheet 12mm Thick | 695 | NO | 521.25
[7 empty] | ALIGNMENT,JOINTING | [10 empty] | 2 | Unit | Power Grapping p-52 it-173 | 11.9 | Unit | 23.8
[7 empty] | ETC BUT EXCLUDING COST OF | [10 empty] | 7.08 | Each | PVC Felt ( It-65) | 7.95 | NO | 56.286
[7 empty] | JOINTING MATERIALS. (TWAD SR 22-23,p-268 11-b) | [10 empty] | 2.1 | Sqm | Labbour charges | 2654.4 | Sqm | 5574.24
[18 empty] | 1 | NOS | DOOR STOPPER It-82 | 49.55 | Each | 49.55
[5 empty] | 5 | L.S | CUTTING CHARGES ( P-32/141) | 44.9 | NO | 224.5 | [7 empty] | 1 | NOS | Hydraulic DOOR Closer It-67 | 1008 | Each | 1008
[5 empty] | 1 |  | COST OF JOINTING MATERIALS | 12.1 | L.S | 12.1 | [7 empty] | 6 | NOS | SCREWS (75x 10mm)(An-VI -it-163 | 2.21 | No | 13.26
[7 empty] | SUNDRIES |  | L.S | 24.3 | [7 empty] | 2 | NOS | Bolts & Nuts ( 3/4"x 1/4") It-78-b p-40 | 130.5 | Each | 261
[18 empty] | 2 | NOS | Bolts & Nuts ( 6"x 1/2") it-78-e | 64.8 | Each | 129.6
[7 empty] | TOTAL FOR 30M |  |  | 25775.309 | [9 empty] | TOTAL FOR 2.1 SQM |  |  | 17975.041
[10 empty] | - | [9 empty] | RATE PER SQM |  |  | 8559.5433
[7 empty] | RATE PER RMT |  |  | 859.177
Aluminium Anodised 1.80 x1.35 m
Supplying, fabricating and fixing inposition Aluminium anodised natural colour matt finish four Track Sliding Window size 1.80mm x 1.35 mm of with outer frame section with 62x38x2mm at 1.174 kg/m and the louvered with moving arrangements made with aluminium channel of size 60x30x4mm @ 1.274 kg/m ALuminium clips 19.05x17.27/ 11.05x0.075mm @ 0.169kg/m with necessary 4mm thick plain glass panel for louvers including cost of all materials, labour and power required for fabrications, chipping dismantling making holes in RCC column ,slab, masonry and made good to the original condition after fixing etc., complete. The Aluminium surface is to be anodised with matt finish under electrically controlled condition in accordance with ISI specification 1868/1962 for anodic film thickness of notless than 15 Microns,etc., complete.1.80mm x 1.35 mm
[18 empty] | 17.44 | kg | Aluminium section ''it-61 a( rev SR-18-19) | 325 | kg | 5668
[7 empty] | SUPPLY AND FIXING OF GALVANIUM SHEET 0.47MM THICK | [10 empty] | 13.56 | Rmt | Rubber beeding (An-VI -it-86 | 38.25 | Rmt | 501.66
[5 empty] | 11 | Sqm | GALVANIUM SHEET 0.47MM THICK ( SR p-72) | 434 | Sqm | 4774 | [7 empty] | 2.62 | sqm | Glass 4 mm thichk plain it-136 | 306.9 | sqm | 804.078
[5 empty] | 2.2 | Each | FITTER I st CLASS | 1170.4 | Each | 2574.88 | [7 empty] | 8 | Nos | PVC Roller for sliding ''it-98 | 14.6 | Nos | 116.8
[5 empty] | 1.1 | Each | CARPENTER I ST CLASS | 1296.4 | Each | 1426.04 | [7 empty] | 3 | Nos | Lock for sliding ''it-93 | 71.1 | Unit | 213.3
[5 empty] | 3.2 | Each | MAZDOOR I ST CLASS | 865.2 | Each | 2768.64 | [7 empty] | 4 | Nos | Handle" D "type 100mm long ''it-107c | 35.3 | NO | 141.2
[6 empty] | L.S | Bolts & Washers | L.S |  | 107.11 | [7 empty] | 2.43 | Sqm | Labbour charges | 2654.4 | Sqm | 6450.192
[7 empty] | Rate For 10 Sqm |  |  | 11650.67 | [8 empty] | LS | Screws rayal plugs and stopper etc |  | LS | 130
[7 empty] | Rate For 1 Sqm |  |  | 1165.067 |  |  | 0 | [9 empty] | 14025.23
[23 empty] | 5771.6996 |  | Sqm
[5 empty] | REVISED SR 2017-18 | [8 empty] | Providing wall panelling using 12mm BWR plywood over 2"x1" aluminium channel to be fixed on wall | [7 empty] | Say | 3584
[7 empty] | Wall Panelling data as per DPO Thanjavur |  |  |  |  | 12.72 | Kg | Aluminium section [SR P.44] | 325 | Kg | 4134 |  |  | Aluminium Anodised 1.35 x1.35 m
[5 empty] | 36 | Rmt | Country wood reeper (50 x 25 mm p-19 s.no.123) | 34.6 | Rmt | 1245.6 |  | 9.4 | Sqm | 12mm thk. BWR plywood board (Qtn) | 807 | Sqm | 7585.8 |  |  | Supplying, fabricating and fixing inposition Aluminium anodised natural colour matt finish four Track Sliding Window size 1.35mm x 1.35 mm of with outer frame section with 62x38x2mm at 1.174 kg/m and the louvered with moving arrangements made with aluminium channel of size 60x30x4mm @ 1.274 kg/m ALuminium clips 19.05x17.27/ 11.05x0.075mm @ 0.169kg/m with necessary 4mm thick plain glass panel for louvers including cost of all materials, labour and power required for fabrications, chipping dismantling making holes in RCC column ,slab, masonry and made good to the original condition after fixing etc., complete. The Aluminium surface is to be anodised with matt finish under electrically controlled condition in accordance with ISI specification 1868/1962 for anodic film thickness of notless than 15 Microns,etc., complete.1.80mm x 1.35 mm
[5 empty] | 9 | Sqm | 6mm tk MDF Ply wood ( CER No.107-2012-13 DPO Thanjavur) | 350 | Sqm | 3150 |  | 9.4 | Sqm | 1mm thick laminated sheet [SR P.55] | 412 | Sqm | 3872.8
[5 empty] | 9 | Sqm | 4mm tk vennar ( CER No.107-2012-13 DPO Thanjavur) | 860.8 | Sqm | 7747.2 |  | 40 | nos | MS clips | 10 | nos | 400 | 14.43 | kg | Aluminium section ''it-61 a( rev SR-17-18) | 325 | kg | 4689.75
[5 empty] | 9 | Sqm | Melamin Polish (P-45/148) | 648 | Sqm | 5832 |  | 2.25 | Kg | Fevicol [SR P.39] | 199.75 | Kg | 449.4375 | 10.434 | Rmt | Rubber beeding (An-VI -it-63 | 38.25 | Rmt | 501.66
[5 empty] | 9 | Sqm | labour charges | 2390.5 | Sqm | 21514.5 |  | 9.4 | Sqm | labour charges | 3658.9 | Sqm | 34393.66 | 2.16 | sqm | Glass 4 mm thichk plain it-106 | 306.9 | sqm | 662.904
[10 empty] | 39489.3 |  | 0.25 | Kg | Nails [SR P.42] | 64 | Kg | 16 | 6 | Nos | PVC Roller for sliding ''it-75 ( rev SR-17-18) | 14.6 | Nos | 87.6
[7 empty] | Rate For 9 Sqm |  |  | 4387.7 |  |  |  | Rate For 9.40 Sqm |  |  | 50851.6975 | 2 | Nos | Lock for sliding ''it-70 ( rev SR-17-18) | 71.1 | Unit | 142.2
[7 empty] | Say | Rate Per Sqm |  | 3282 |  |  |  | Say | Rate Per Sqm |  | 5409.7551 | 3 | Nos | Handle" D "type 100mm long ''it-80 c ( rev SR-17-18) | 35.3 | NO | 105.9
[7 empty] | Labour Charges | [6 empty] | Labour Charges |  |  |  | 1.823 | Sqm | Labbour charges | 2654.4 | Sqm | 4838.9712
[5 empty] | 1 | nos | FITTER Ist Class | 1170.4 | nos | 1170.4 |  | 1 | nos | Carpenter Ist Class | 1296.4 | nos | 1296.4 |  | LS | Screws rayal plugs and stopper etc |  | LS | 110
[5 empty] | 1 | nos | MAZDOOR I | 865.2 | nos | 865.2 |  | 1.5 | nos | MAZDOOR I | 865.2 | nos | 1297.8 | [5 empty] | 11138.9852
[5 empty] | 0.5 | nos | MAZDOOR II | 709.8 | nos | 354.9 |  | 1.5 | nos | MAZDOOR II | 709.8 | nos | 1064.7 | [5 empty] | 6110.2497
[10 empty] | 2390.5 | [6 empty] | 3658.9 | [5 empty] | 3873
DATA
ONE COAT OF WALL PATTY CHENNAI CITY
PATTY (p-45/151)
[5 empty] | 5 | Kg | White wall putty powder | 27.45 | Kg | 137.25
[5 empty] | 1 | No | Painter - I st Class | 1058.4 | No | 1058.4
[6 empty] | LS | SUNDRIES |  | LS | 17.6667
[7 empty] | Rate for 10 Sqm |  |  | 1213.3167
[7 empty] | Rate for 1 Sqm |  |  | 121.3317
Providing Colour Marble Chips
[5 empty] | Qty | Unit |  | Rate | Unit | Amount
[5 empty] | 0.15 | Cum | Cost of Colour Marble chips ( 84.4/0.0354)=2384.18 (P-36 it-11 ) | 2573.4463 | Cum | 386.0169
[5 empty] | 0.072 | MT | Cement | 6040 | MT | 434.88
[5 empty] | 14.5 | kg | Colour Pigment | 24.925 | kg | 361.4125
[5 empty] | 1.6 | nos | Mazon Ist Class | 1325.8 | nos | 2121.28
[5 empty] | 0.5 | nos | MAZDOOR I | 865.2 | nos | 432.6
[5 empty] | 1.1 | nos | MAZDOOR II | 709.8 | nos | 780.78
[7 empty] | SUNDRIES | LS |  | 52.63
[7 empty] | Rate for 10 Sqm |  |  | 4569.5994
[7 empty] | Rate for 1 Sqm |  |  | 456.9599
*
THERMOCOAL FALSE CEILING ARRANGEMENTS
-
[5 empty] | 21.55 | Kg | Cost of Aluminium section | 325 | Kg | 7003.75
[7 empty] | Wastage 10% on Aluminium section |  |  | 700.375
[5 empty] | 3.7 | Kg | MS Rod | 58000 | MT | 21.46
[7 empty] | Wastage 5 % on MS Rod |  |  | 1.073
[5 empty] | 18 | NOS | Cost of Thermocoal 20mm thick sheet | 15 | Nos | 270
[7 empty] | Wastage 10 % |  |  | 27
[5 empty] | 28 | NOS | Adjustable Screws | 1 | NOS | 28
[5 empty] | 28 | NOS | MS Hooks | 2 | NOS | 56
[5 empty] | 4 | NOS | Fitter Ist Class | 1170.4 | NOS | 4681.6
[5 empty] | 2 | NOS | Carpenter Ist Class | 1296.4 | NOS | 2592.8
[5 empty] | 6 | NOS | Mazdoor Ist Class | 865.2 | NOS | 5191.2
[6 empty] | L.S | SUNDRIES |  | L.S | 5.38
[7 empty] | TOTAL FOR 18 SQM |  |  | 20578.638
-
[7 empty] | RATE PER SQ M |  | Rs. | 1143.2577
-
Revised SR 2018-19
Aluminium partition wall ( 1/3 Glass 5.5mm & 2/3 novapan sheet 12mm thick
[5 empty] | 38.86 | kg | Aluminium section 'it- 84 a/p38 | 325 | kg | 12629.5
[5 empty] | 2.43 | sqm | Glass 5.5mm plain it-107 | 362.5 | sqm | 880.875
[5 empty] | 4.85 | sqm | Novapan Sheet 12mm Thick | 695 | NO | 3370.75
[5 empty] | 34.65 | Rmt | Rubber beeding (p-39-it-86 | 38.25 | Rmt | 1325.3625
[5 empty] | 144 | NOS | BRASS SCREWS ( 30x6mm)(An-VI -it-232 p-55 | 2.41 | No | 347.04
[5 empty] | 12 | NOS | BRASS SCREWS (75x 10mm)(An-VI -it-233 | 4.88 | No | 58.56
[5 empty] | 12 | NOS | Plug (An-VI -it-236 | 1.08 | No | 12.96
[5 empty] | 2 | Unit | Power Grapping it-243 | 11.9 | Unit | 23.8
[5 empty] | 6.615 | Sqm | Labbour charges | 2654.4 | Sqm | 7011.5693
[7 empty] | TOTAL FOR 6.615 SQM |  |  | 25660.4168
[7 empty] | RATE PER SQM |  |  | 3879.1257 | Each
[5 empty] | 1 | NO. | FITTER Ist CLASS | 1170.4 | NO. | 1170.4
[5 empty] | 1 | NO. | MAZDOOR Ist CLASS | 865.2 | NO. | 865.2
[5 empty] | 0.5 | NO. | CARPENTER II CLASS | 1237.6 | NO. | 618.8
[6 empty] | L.S |  |  | L.S
-
[8 empty] | LABOUR RATE |  | 2654.4
-
[6 empty] | * | Suppling and laying colour matt finish wall tiles
-
[5 empty] | 1.86 | SQM | COST OF TILES (Quotation rate) | 699.4 | SQM | 1300.884
[5 empty] | 0.4 | Kg | Grout | 36.1 | Kg | 14.44
[5 empty] | 0.02 | CUM | C.M(1:2) | 6768.3 | CUM | 135.366
[5 empty] | 1 | NO | MASON I | 1325.8 | NO | 1325.8
[5 empty] | 1 | NO | Mazdoor-I | 865.2 | NO | 865.2
[6 empty] | L.S | SUNDRIES |  | L.S
-
[7 empty] | TOTAL FOR 1.860 SQM |  |  | 3641.69
-
[7 empty] | RATE PER SQM |  |  | 1957.8978
=
[6 empty] | * | Suppling and laying colour matt finish floor tiles
[7 empty] | - | -
[5 empty] | 10 | SQM | COST OF matt finish wall of 12x12 (Quotation rate) | 538.21 | SQM | 5382.1
[5 empty] | 0.21 | CUM | C.M(1:3) | 5318.7 | CUM | 1116.927
LABOUR FOR LAYING & POINTING
[5 empty] | 1.1 | NO | MASON I | 1325.8 | NO | 1458.38
[5 empty] | 1.1 | NO | MASON II | 1237.6 | NO | 1361.36
[5 empty] | 2.2 | NO | MAZDOOR I | 865.2 | NO | 1903.44
[5 empty] | 2.2 | NO | MAZDOOR II | 709.8 | NO | 1561.56
[5 empty] | 20 | Kg | CEMENT | 6040 | M.T | 120.8
[5 empty] | 2 | Kg | Grout | 36.1 | Kg | 72.2
[5 empty] | 1.6 | NO | MASON II | 1237.6 | NO | 1980.16
[5 empty] | 0.5 | NO | MAZDOOR I | 865.2 | NO | 432.6
[5 empty] | 1.1 | NO | MAZDOOR II | 709.8 | NO | 780.78
[6 empty] | L.S | SUNDRIES |  | L.S | 0
-
[7 empty] | TOTAL FOR 10 SQM |  |  | 16170.307
-
[7 empty] | RATE PER SQM |  |  | 1617.0307
=
[6 empty] | M.S VENTILATOR OF SIZE -1200 X 800mm ( 1 No ) |  | 0.96
|  |  |  | ALROUND M.S FLAT OF SIZE 50 X 10mm = 4.0 M X 3.9 Kg/Met |  |  | 15.6 | KG
|  |  |  | SQUARE BARS OF SIZE 20 x 20mm =11Nos X 0. 8M 3.14 Kg/Met |  |  | 27.632 | KG
|  |  |  | M.S FLAT OF SIZE 25 X 6mm HORIZONTAL = 1 X 2 X1.200 x 1.2 Kg/Met |  |  | 2.88 | KG
|  |  |  | VERTICAL = 1 X 3 X 0.80 X 1.2 Kg/Met |  |  | 2.88 | KG
|  |  |  | ADD FOR WELLDING |  |  | 5
=============
[7 empty] | 53.992 | KG | 2.292
=============
|  |  |  | 53.992 | Kg | Steel | 70.15 | Kg | 3787.5388
|  |  |  | 0.96 | Sqm | Weld Mesh of size 7.5 x 2.5 cm 10 gauge | 379.9 | Sqm | 364.704
|  |  |  | 0.96 | Sqm | Chicken Mesh | 40.65 | Sqm | 39.024
[6 empty] | Hinges | 266.81 | L.S | 266.81
============
[6 empty] | Rate for 1 No. |  |  | 4458.0768
============
[6 empty] | Rate per sqm |  |  | 4643.83
[6 empty] | M.S VENTILATOR OF SIZE -1000 X 800mm ( 1 No ) |  | 0.8
|  |  |  | ALROUND M.S FLAT OF SIZE 50 X 10mm = 3.6 M X 3.9 Kg/Met |  |  | 14.04 | KG
|  |  |  | SQUARE BARS OF SIZE 20 x 20mm = 9Nos X 0. 8M 3.14 Kg/Met |  |  | 22.608 | KG
|  |  |  | M.S FLAT OF SIZE 25 X 6mm HORIZONTAL = 1 X 2 X1.000 x 1.2 Kg/Met |  |  | 2.4 | KG
|  |  |  | VERTICAL = 1 X 3 X 0.80 X 1.2 Kg/Met |  |  | 2.88 | KG
|  |  |  | ADD FOR WELLDING |  |  | 5
=============
[7 empty] | 46.928 | KG
=============
|  |  |  | 46.928 | Kg | Steel | 70.15 | Kg | 3291.9992
|  |  |  | 0.8 | Sqm | Weld Mesh of size 7.5 x 2.5 cm 10 gauge | 379.9 | Sqm | 303.92
|  |  |  | 0.8 | Sqm | Chicken Mesh | 40.65 | Sqm | 32.52
[6 empty] | Hinges | 266.81 | L.S | 47.1
============
[6 empty] | Rate for 1 No. |  |  | 3675.5392
============
[6 empty] | Rate per sqm |  |  | 4594.424
|  |  |  | M.S FLAT OF SIZE 25 X 6mm HORIZONTAL = 1 X 2 X 1.2 Kg/Met |  |  | 3.24 | KG
|  |  |  | VERTICAL = 1 X 3 X 0.6 X 1.2 Kg/Met |  |  | 2.16 | KG
============
5.4
============
|  |  |  | 42.81 | Kg | Steel | 70.15 | Kg | 3003.1215
|  |  |  | 0.77 | Sqm | Weld Mesh | 379.9 | Sqm | 292.523
|  |  |  | 0.77 | Sqm | Fly proof Mesh | 40.65 | Sqm | 31.3005
[6 empty] | Hings | 266.81 | L.S | 266.81
============
[6 empty] | Rate for 1 No. |  |  | 3593.755
============
[6 empty] | 0.771 |  |  | 4661.1608
|  |  |  | 0 |  | 0
0.8
1.571
2.0403
Old RCC Door frame
[5 empty] | 21.1 | * | SUPPLYING AND FIXING MONOLITHIC RCC DOOR
FRAME OF SIZEM 100MMX75MM WITH ONE EDGE
GROOVE OF SIZE 30MMX20MM IN RCC(1:1.5:3)USING
20MM HBS JELLY INCLUDING COST OF STEEL AND
FABRICATION OF REINFORCEMENT WITH -6MM M.S
ROD AROUND AND 3MM STEEL STIRRUP AT 30CM C/C
INCLUDING FIXING OF 3NOS OF IRON BRACKET OF
SIZE 100MMX100MMX5MM, 6NOS OF HOLDFAST
CHECKNUTS AND ALUMINIUM SLEEVES AND 2 NOS OF
I.O.TOWER BOLT RECEIVER ALL AS PER DRAWING
INCLUDING MOULDING INSTEEL MOULD PRECASTING
WITH SMOOTH SURFACE AND FINE EDGES, CURING,
TRANSPORTING ETC., ALL COMPLETE, AS DIRECTED
BY DEPT.OFFICERS.
[6 empty] | c. | 1000MMX2100MM SIZE OF DOOR FRAME
-------------------------------
[5 empty] | 0.0381 | CUM | R.C.C.IN C.C 1:1.5:3 | 10721.693 | CUM | 408.4965
[5 empty] | 5.01 | Kg | FAB OF M.S STEEL | 98792.5 | M.T | 494.9504
[5 empty] | 3 | NO. | HANGER BRACKET | 14.8 | NO. | 44.4
[5 empty] | 12 | NO. | ALU.SLEEVES | 2 | NO. | 24
[5 empty] | 2 | NO. | TOWER BOLT RECEIVER | 4.9 | NO. | 9.8
[5 empty] | 6 | NO. | TAILNUT FOR BOLT | 4.45 | NO. | 26.7
[5 empty] | 1 | NO. | MASON Ist | 1325.8 | NO. | 1325.8
[5 empty] | 1 | NO. | MAZDOOR Ist | 865.2 | NO. | 865.2
[5 empty] | 1 | NO. | MOULDING CHARGES | 25 | NO. | 25
[5 empty] | 0.5 | NO. | HANDLING CHARGES MAZDOOR-II | 709.8 | NO. | 354.9
[6 empty] | L.S | ADD FOR OIL,CONVEYANCE ETC., |  | L.S | 1.13
-
[7 empty] | TOTAL FOR 1 NO |  |  | 3580.3769
-
[6 empty] | a. | 900MMX2100MM SIZE OF DOOR FRAME
-------------------------------
[5 empty] | 0.0368 | CUM | Satndardised cement Concrtet 1:1.5:3 | 10721.693 | CUM | 394.5583
[5 empty] | 4.87 | Kg | FAB OF M.S STEEL | 98792.5 | M.T | 481.1195
[5 empty] | 3 | NO. | HANGER BRACKET | 14.8 | NO. | 44.4
[5 empty] | 12 | NO. | ALU.SLEEVES | 2 | NO. | 24
[5 empty] | 2 | NO. | TOWER BOLT RECEIVER | 4.9 | NO. | 9.8
[5 empty] | 6 | NO. | TAILNUT FOR BOLT | 4.45 | NO. | 26.7
[5 empty] | 1 | NO. | MASON Ist | 1325.8 | NO. | 1325.8
[5 empty] | 1 | NO. | MAZDOOR Ist | 865.2 | NO. | 865.2
[5 empty] | 1 | NO. | MOULDING CHARGES | 25 | NO. | 25
[5 empty] | 0.5 | NO. | HANDLING CHARGES MAZDOOR-II | 709.8 | NO. | 354.9
[6 empty] | L.S | ADD FOR OIL,CONVEYANCE ETC., |  | L.S | 1.98
-
[7 empty] | TOTAL FOR 1 NO |  |  | 3553.4578 | 1824.4578
-
[6 empty] | b. | 700MMX2100MM SIZE OF DOOR FRAME
-------------------------------
[5 empty] | 0.0353 | CUM | R.C.C.IN C.C 1:1.5:3 | 10721.693 | CUM | 378.4758
[5 empty] | 4.59 | Kg | FAB OF M.S STEEL | 98792.5 | M.T | 453.4576
[5 empty] | 3 | NO. | HANGER BRACKET | 14.8 | NO. | 44.4
[5 empty] | 12 | NO. | ALU.SLEEVES | 2 | NO. | 24
[5 empty] | 2 | NO. | TOWER BOLT RECEIVER | 4.9 | NO. | 9.8
[5 empty] | 6 | NO. | TAILNUT FOR BOLT | 4.45 | NO. | 26.7
[5 empty] | 1 | NO. | MASON Ist | 1325.8 | NO. | 1325.8
[5 empty] | 1 | NO. | MAZDOOR Ist | 865.2 | NO. | 865.2
[5 empty] | 1 | NO. | MOULDING CHARGES | 25 | NO. | 25
[5 empty] | 0.5 | NO. | HANDLING CHARGES MAZDOOR-II | 709.8 | NO. | 354.9
[6 empty] | L.S | ADD FOR OIL,CONVEYANCE ETC., | 0 | L.S | 1.39
-
[7 empty] | TOTAL FOR 1 NO |  |  | 3509.1233
-
1200MMX2100MM SIZE OF DOOR FRAME
[5 empty] | 0.065 | CUM | R.C.C.IN C.C 1:1.5:3 | 10721.693 | CUM | 696.91
[5 empty] | 8.45 | Kg | FAB OF M.S STEEL | 98792.5 | M.T | 834.7966
[5 empty] | 3 | NO. | HANGER BRACKET | 14.8 | NO. | 44.4
[5 empty] | 12 | NO. | ALU.SLEEVES | 2 | NO. | 24
[5 empty] | 2 | NO. | TOWER BOLT RECEIVER | 4.9 | NO. | 9.8
[5 empty] | 6 | NO. | TAILNUT FOR BOLT | 4.45 | NO. | 26.7
[5 empty] | 1 | NO. | MASON Ist | 1325.8 | NO. | 1325.8
[5 empty] | 1 | NO. | MAZDOOR Ist | 865.2 | NO. | 865.2
[5 empty] | 1 | NO. | MOULDING CHARGES | 25 | NO. | 25
[5 empty] | 0.5 | NO. | HANDLING CHARGES MAZDOOR-II | 709.8 | NO. | 354.9
[6 empty] | L.S | ADD FOR OIL,CONVEYANCE ETC., | 0 | L.S | 2.1
-
[7 empty] | TOTAL FOR 1 NO |  |  | 4209.6067
-
Cochin House Data
Aluminium window openable 1.8x1.35m (Three leaves)
[5 empty] | 4.88 | kg | Aluminium section | 325 | kg | 1586
[5 empty] | 7.76 | kg | Aluminium section | 325 | kg | 2522
[5 empty] | 3.03 | kg | Aluminium section | 325 | kg | 984.75
[5 empty] | 1.45 | kg | Aluminium section | 325 | kg | 471.25
[5 empty] | 2.43 | sqm | glass 4mm pin headed | 306.9 | sqm | 745.767
[5 empty] | 11.7 | Rmt | rubber beeding | 29.05 | Rmt | 339.885
[5 empty] | 3 | NO | Max hinges Qtn | 350 | NO | 1050
[5 empty] | 3 | NO | handle | 57.65 | NO | 172.95
[5 empty] | 4 | NO | holdfast | 15 | NO | 60
[5 empty] | 2.43 | Sqm | labbour charges | 2654.4 | NO | 6450.192
sundries
[7 empty] | Rate per each |  |  | 14382.794
[7 empty] | Rate per Sqm |  | Sqm | 5918.8453
Aluminium window openable 1.35x1.35m (Two leaves)
[5 empty] | 12.08 | kg | Aluminium section | 325 | kg | 3926
[5 empty] | 1.823 | sqm | glass 4mm pin headed | 306.9 | sqm | 559.4787
[5 empty] | 8.1 | Rmt | rubber beeding | 29.05 | Rmt | 235.305
[5 empty] | 2 | sets | Max hinges | 350 | NO | 700
[5 empty] | 2 | NO | handle | 57.65 | NO | 115.3
[5 empty] | 4 | NO | holdfast | 15 | NO | 60
[5 empty] | 1.823 | Sqm | labbour charges | 2654.4 | Sqm | 4838.9712
[7 empty] | TOTAL FOR 1.823 SQM |  |  | 10435.0549
[7 empty] | Say Rs. Rate Per m2 = |  |  | 5724.1113
Aluminium window openable 1.35x1.05m ( Two leaves)
[5 empty] | 3.72 | kg | Aluminium section | 325 | kg | 1209
[5 empty] | 4.57 | kg | Aluminium section | 325 | kg | 1485.25
[5 empty] | 1.18 | kg | Aluminium section | 325 | kg | 383.5
[5 empty] | 0.86 | kg | Aluminium section | 325 | kg | 279.5
[5 empty] | 1.42 | sqm | glass 4mm pin headed | 306.9 | sqm | 435.798
[5 empty] | 6.9 | Rmt | rubber beeding | 29.05 | Rmt | 200.445
[5 empty] | 2 | NO | Max hinges | 350 | NO | 700
[5 empty] | 2 | NO | handle | 57.65 | NO | 115.3
[5 empty] | 4 | NO | holdfast | 15 | NO | 60
[5 empty] | 1.42 | Sqm | labbour charges | 2654.4 | Sqm | 3769.248
sundries
[7 empty] | Rate per each |  |  | 8638.041
[7 empty] | Say Rs. Rate Per m2 = |  |  | 6083.1275
Aluminium window openable 1.20x1.35m ( Two leaves)
[5 empty] | 11.61 | kg | Aluminium section | 325 | kg | 3773.25
[5 empty] | 7.8 | Rmt | Rubber beeding | 29.05 | Rmt | 226.59
[5 empty] | 1.62 | sqm | Glass 4mm pin headed | 306.9 | sqm | 497.178
[5 empty] | 2 | NO | Handle | 57.65 | NO | 115.3
[5 empty] | 2 | NO | Max | 350 | NO | 700
[5 empty] | 4 | NO | Holdfast | 15 | NO | 60
[5 empty] | 1.62 | Sqm | Labbour charges | 2654.4 | Sqm | 4300.128
Sundries
[7 empty] | Rate per each |  |  | 9672.446
[7 empty] | Say Rs. Rate Per m2 = |  |  | 5970.6457
FRENCH WINDOW FOR DOOR OF SIZE
1.80 X 2.0M (3 bay openable )
-
SHUTTER
[7 empty] | TW scantling styles (upto 2M) -3X2X1.90X0.075 x 0.0375 |  | 0.032062 | Cum
[7 empty] | TW scantling rails (above 2 M) -3X2X0.50X0.075 x 0.0375 |  | 0.0084375 | Cum
-
[9 empty] | 0.0405 | Cum
-
LABOUR FOR WROUGHT&PUTUP
[7 empty] | 3X1.90X0.50 |  | 2.85 | SQM
4 MM THICK PIN HEADED GLASS
[7 empty] | 3X1.775X0.375 |  | 1.9969 | SQM
TW Decorative Beeding ( 15 x 12mm )
[7 empty] | 3 [ 2 (1.775 + 0.375)] |  | 2.15
[9 empty] | 12.9 | Rmt
Main Data
FOR Shutter
[5 empty] | 0.0405 | CUM | T.W SCANTLING upto 2M LONG | 99400 | CUM | 4025.7
[5 empty] | 2.85 | SQM | LABOUR FOR WROUGHT&PUTUP | 1906.8 | SQM | 5434.38
[5 empty] | 1.9969 | SQM | 4 MM THICK PIN HEADED GLASS | 306.9 | SQM | 612.8409
[5 empty] | 12.9 | Rmt | TW Beeding ( 15 x 12mm ) | 15.45 | Rmt | 199.305
[5 empty] | 9 | NO. | 5" ALU BUTT HINGES | 89.6 | NO. | 806.4
[5 empty] | 6 | NO. | 200 mm x 12 mm Alu. Towerbolt | 82.25 | NO. | 493.5
[5 empty] | 3 | NO. | 6" Handle | 57.65 | NO. | 172.95
[5 empty] | 3 | NO. | NYLON BUSH | 7.3 | NO. | 21.9
[5 empty] | 120 | NO. | Brass scrwew | 2.41 | NO. | 289.2
-
[7 empty] | Total For 2.850 Sqm |  |  | 12056.1759
-
[7 empty] | Rate For 1 Sqm |  |  | 4230.2372 | 0

## General Abs
GENERAL ABSTRACT
Name of work: Providing Special Repair works for 5 Nos INS, 8 Nos SI, 24 Nos PC/HC Quarters at Church Hill Ooty in the Nilgiri District
S.No | Qty | Description | Rate | Unit | Amount
1 | 1 | Providing Special epair work at 5 Nos Inspector Quarters | 2176834.6028 | Nos | 2176834.6028 | 2176834.6028
2 | 1 | Providing Special epair work at 8 Nos Sub - Inspector Quarters | 2903458.4218 | Nos | 2903458.4218 | 2903458.4218
3 | 1 | Providing Special epair work at 24 Nos PC/HC Quarters | 5551672.7483 | Nos | 5551672.7483 | 5551672.7483
4 | 1 | Provision for Sump and External Water Supply | 888693.2885 | Nos | 888693.2885 | 888693.2885
5 | 45 | Provision for PCC Retaining Wall | 31101.8624 | Rmt | 1399583.8098 | 1399583.8069 | 46652.7936
|  | Provision for Jungle Clearance | L.S |  | 38000
| Sub Total - I |  |  |  | 12958242.8712
| GST @ 18 % |  |  |  | 2332483.7168
| Sub Total - II |  |  |  | 15290726.588
6 |  | Provision for Labour Welfare fund @ 1% |  |  | 129582.4287
7 |  | Provision for Unforeseen items , Contingencies, P.S Charges @ 2.5 % |  |  | 382268.1647
8 |  | Provision for Supervision Charges @ 7.5 % |  |  | 1146804.4941
9 |  | Provision for EB Service Connection | L.S |  | 400000
10 |  | Provision for Drinking Water Connection | L.S |  | 450000 | 16653195.5059
|  | Sub Total - III |  |  | 17799381.6755
|  | Grand Total |  |  | 17800000

## Ins Abs
Name of work: Providing Special Repair works for 5 Nos INS, 8 Nos SI, 24 Nos PC/HC Quarters at Church Hill Ooty in the Nilgiri District
Inspectore Quarters
Sl. No. | Description | Rate | Unit | Building |  | Electrical |  | Sullage |  | Plinth production |  | Borewell & External water supply |  | Total Qty. (Dev) |  | Total Qty. (Building + Dev)
|  |  |  | Qty | Amount | Qty | Amount | Qty | Amount | Qty | Amount | Qty | Amount | Qty | Amount | Qty | Amount
1.1 | Earth work excavation in all soils (including refilling) | [14 empty] | * | .
| a. 0 to 2 mt. | 314.7433 | Cum. | 7.2 | 2266.152 |  | 0 |  | 0 | 6.75 | 2124.5175 |  |  | 6.75 | 2124.5175 | 13.95 | 4390.6695
1.5 | Earth work excavation in all soils (including refilling) |  |  |  | 0 |  | 0 |  | 0 |  | 0 |  |  |  | 0 | 0 | 0
| a. 0 to 2 mt. | 148.75 | Cum. | 24 | 3570 |  | 0 |  | 0 |  | 0 |  |  |  | 0 | 24 | 3570
1.6 | Earth work excavation for Open foundation for drains (excluding refilling) width upto 1.25 m |  |  |  | 0 |  | 0 |  | 0 |  | 0 |  |  | 0 | 0 | 0 | 0
| a. 0 to 2 mt. | 223.125 | Cum. |  | 0 |  | 0 | 9.6 | 2142 |  | 0 |  |  | 9.6 | 2142 | 9.6 | 2142
2.1 | Filling sand | 2310.93 | Cum. |  | 0 |  | 0 | 2.4 | 5546.232 | 2.7581 | 6373.8338 |  |  | 5.1581 | 11920.0658 | 5.1581 | 11920.0658
3.1 | C.C.1:5:10 for Foundation & Basement | 6456.897 | Cum. | 9.15 | 59080.6076 |  | 0 | 2.4 | 15496.5528 | 3.375 | 21792.0274 |  |  | 5.775 | 37288.5802 | 14.925 | 96369.1877
3.2 | P.C.C. 1:2:4 for Foundation & Basement and other similar works | 8002.773 | Cum. | 6.48 | 51857.969 |  | 0 |  | 0 |  | 0 |  |  | 0 | 0 | 6.48 | 51857.969
6.2 | Brick work in C.M. 1:5 (F& B) using Flyash bricks of size 23 x 11.4 x 7.5 cm (9" x 4 1/2"x 3") | 8664.0401 | Cum. | 4.7495 | 41149.8586 |  | 0 | 0.2 | 1732.808 |  | 0 |  |  | 0.2 | 1732.808 | 4.9495 | 42882.6666
9.2 | Brick work in C.M. 1:6 using chamber Burnt bricks of size 23 x 11.4 x 7.5 cm (9" x 4 1/2"x 3") |  |  |  | 0 |  | 0 |  | 0 |  | 0 |  |  | 0 | 0 | 0 | 0
| a. In Ground Floor/Stilt floor | 8696.2719 | Cum. |  | 0 |  | 0 |  | 0 | 1.0827 | 9415.6555 |  |  | 1.0827 | 9415.6555 | 1.0827 | 9415.6555
10.2 | Brick partition work in C.M. 1:4 using chamber Burnt bricks of size 23 x 11.4 x 7.5 cm (9" x 4 1/2"x 3") 114 mm tk (B.P.) |  |  |  | 0 |  | 0 |  | 0 |  | 0 |  |  | 0 | 0 | 0 | 0
| a. In Foundation and basement | 1097.585 | Sqm. |  | 0 |  | 0 | 24.45 | 26835.9524 | 51.6695 | 56711.6272 |  |  | 76.1195 | 83547.5796 | 76.1195 | 83547.5796
13.1 | Filling with Excavated Earth | 51.73 | Cum. |  | 0 |  | 0 |  | 0 | 17.2981 | 894.832 |  |  | 17.2981 | 894.832 | 17.2981 | 894.832
22.2 | Teak wood "Window" & Ventilator Shutter |  |  |  | 0 |  | 0 |  | 0 |  | 0 |  |  | 0 | 0 | 0 | 0
| a. Window: 135 cm ht. | 4068.0221 | Sqm. | 11.2 | 45561.8474 |  | 0 |  | 0 |  | 0 |  |  | 0 | 0 | 11.2 | 45561.8474
| Supplying and fixing of TW Swing type ventilater | 3196.839 | Sqm. | 2.2 | 7033.0458 |  | 0 |  | 0 |  | 0 |  |  | 0 | 0 | 2.2 | 7033.0458
| Chipping of concrete and rougheing of surface including cost of materials and labours etc.., completed,PWD SOR 2022-23 p-22 item No.38A | 48.79 | Sqm. | 84.3 | 4112.997 |  | 0 |  | 0 |  | 0 |  |  | 0 | 0 | 84.3 | 4112.997
28 | Floor plastering in C.M. 1:4, 20 mm tk. | 663.6378 | Sqm. | 87.4 | 58001.9437 |  | 0 | 8.4 | 5574.5575 |  | 0 |  |  | 8.4 | 5574.5575 | 95.8 | 63576.5012
| Dismantling and clearing away the Pressed tiles etc.,PWD SOR 2022-23 p-22 | 30.8 | Sqm. | 87.25 | 2687.3 |  | 0 |  | 0 |  | 0 |  |  | 0 | 0 | 87.25 | 2687.3
32.1 | Pressed tiles (23cmx23cmx20mm) mixed with Water proofing compound | 1465.455 | Sqm. | 87.25 | 127860.9487 |  | 0 |  | 0 |  | 0 |  |  | 0 | 0 | 87.25 | 127860.9487
| Providing Polymer Coating (Water Proof Coating ) for over roof pressed tiles area.PWD SOR 2022-23 p-55 | 460.6 | Sqm. | 174.5 | 80374.7 |  | 0 |  | 0 |  | 0 |  |  | 0 | 0 | 174.5 | 80374.7
| Clean removel of the old cement plastering both inside and outside from the existing walls of brick masonry without damageing the existing structure and surroundings and clearing the debries away from the site including all cost etc., | 13.58 | Sqm. | 75.35 | 1023.253 |  | 0 |  | 0 |  | 0 |  |  | 0 | 0 | 75.35 | 1023.253
33 | Plastering in C.M. 1:5, 12 mm tk. | 325.9023 | Sqm. | 28.9 | 9418.5759 |  | 0 | 58.85 | 19179.3492 | 37.5 | 12221.3355 |  |  | 96.35 | 31400.6847 | 125.25 | 40819.2606
34 | Plastering in C.M. 1:4, 12 mm tk. | 331.9906 | Sqm. | 12 | 3983.8872 |  | 0 | 48 | 15935.5488 |  | 0 |  |  | 48 | 15935.5488 | 60 | 19919.436
35 | Spl. Ceiling plastering in C.M. 1:3, 10 mm tk. | 372.775 | Sqm. | 75.35 | 28088.5962 |  | 0 |  | 0 |  | 0 |  |  | 0 | 0 | 75.35 | 28088.5962
| whitewashing two coat for old wall | 44.2567 | Sqm. | 288 | 12745.9296 |  | 0 |  | 0 |  | 0 |  |  | 0 | 0 | 288 | 12745.9296
40 | Painting - New "wood work" | 283.4055 | Sqm. | 17.65 | 5002.1071 |  | 0 |  | 0 |  | 0 |  |  | 0 | 0 | 17.65 | 5002.1071
| Painting two coat for old wood work | 193.7988 | Sqm. | 203.2 | 39379.9162 |  | 0 |  | 0 |  | 0 |  |  | 0 | 0 | 203.2 | 39379.9162
51 | HDPE water tank 700 lit capacity with ISI mark | 7035 | Each | 5 | 35175 |  | 0 |  | 0 |  | 0 |  |  | 0 | 0 | 5 | 35175
52 | PVC Water supply (ASTM) |  |  |  | 0 |  | 0 |  | 0 |  | 0 |  |  | 0 | 0 | 0 | 0
| a. 32 mm dia | 307.242 | Rmt | 30 | 9217.26 |  | 0 |  | 0 |  | 0 |  |  | 0 | 0 | 30 | 9217.26
| b. 25 mm dia | 289.6333 | Rmt | 90 | 26067 |  | 0 |  | 0 |  | 0 |  |  | 0 | 0 | 90 | 26067
53.1 | Wash basin | 3856.62 | Each | 5 | 19283.1 |  | 0 |  | 0 |  | 0 |  |  | 0 | 0 | 5 | 19283.1
54.1 | C.P tap long body | 538 | Each | 20 | 10760 |  | 0 |  | 0 |  | 0 |  |  | 0 | 0 | 20 | 10760
54.2 | C.P tap short body | 490 | Each | 8 | 3920 |  | 0 |  | 0 |  | 0 |  |  | 0 | 0 | 8 | 3920
69 | 15 Amp. Power plug | 149.995 | Each |  | 0 | 25 | 3749.875 |  | 0 |  | 0 |  |  | 0 | 0 | 25 | 3749.875
| ANNEXURE |  |  |  | 0 |  | 0 |  | 0 |  | 0 |  |  | 0 | 0 | 0 | 0
| Removing of doors and windows shutter etc.,PWD SOR P-22 Item No.29 | 185.36 | Sqm | 7.5 | 1390.2 |  | 0 |  | 0 |  | 0 |  |  | 0 | 0 | 7.5 | 1390.2
21.5.2 | Supply and Fixing Soild UPVC door Shutter with frame (PWD SOR 2022-2023, P.No: 43) | 3325 | Sqm | 7.5 | 24937.5 |  | 0 |  | 0 |  | 0 |  |  | 0 | 0 | 7.5 | 24937.5
23.2.1 | 4mm thick pin headed Glass panels with Aluminium beedings | 906.4 | Sqm | 9 | 8157.6 |  | 0 |  | 0 |  | 0 |  |  | 0 | 0 | 9 | 8157.6
| Cuddappa slab 20 mm tk.for kitchen hearth slab. |  |  |  | 0 |  | 0 |  | 0 |  | 0 |  |  | 0 | 0 | 0 | 0
| a. In Ground floor | 662.8382 | Sqm. | 3.15 | 2087.9403 |  | 0 |  | 0 |  | 0 |  |  | 0 | 0 | 3.15 | 2087.9403
| b. In First floor | 669.1046 | Sqm. | 2.1 | 1405.1197 |  | 0 |  | 0 |  | 0 |  |  | 0 | 0 | 2.1 | 1405.1197
29.8 | Glazed tiles using Grout (Tile Joint Filler) | 1673.4978 | Sqm | 30.45 | 50958.0095 |  | 0 |  | 0 |  | 0 |  |  | 0 | 0 | 30.45 | 50958.0095
29.9 | Floor ceramic tiles (Anti-skid) using Grout (Tile Joint Filler). | 1456.6807 | Sqm | 12.95 | 18864.0151 |  | 0 |  | 0 |  | 0 |  |  | 0 | 0 | 12.95 | 18864.0151
43 | Fabrication of Mild steel / RTS grills (without cement slurry) for all sizes of rods. | 98792.5 | MT |  | 0 |  | 0 |  | 0 |  | 0 |  |  | 0 | 0 | 0 | 0
44.6 | PVC SWR 110 mm dia with ISI mark type- A for Rain water down fall pipe | 390.34 | Rmt | 72 | 28104.48 |  | 0 |  | 0 |  | 0 |  |  | 0 | 0 | 72 | 28104.48
50.6 | Precast slab 50 mm tk.in C.C. 1:3:6 with fibre | 514.2337 | Sqm |  | 0 |  | 0 |  | 0 | 45 | 23140.5157 |  |  | 45 | 23140.5157 | 45 | 23140.5157
56.3 | S & F of Indian Water closet white glazed (Oriya type) of size 580 x 440mm - in G.F. | 4051.933 | Each | 3 | 12155.7991 |  | 0 |  | 0 |  | 0 |  |  | 0 | 0 | 3 | 12155.7991
56.4 | S & F of Indian Water closet white glazed (Oriya type) of size 580 x 440mm - Other than G.F. | 6609.6227 | Each | 2 | 13219.2454 |  | 0 |  | 0 |  | 0 |  |  | 0 | 0 | 2 | 13219.2454
58.3 | PVC SWR pipe (Soil line) with ISI mark - type 'B'. |  |  |  | 0 |  | 0 |  | 0 |  | 0 |  |  | 0 | 0 | 0 | 0
| a. 110 mm dia. | 851.42 | Rmt | 24 | 20434.08 |  | 0 |  | 0 |  | 0 |  |  | 0 | 0 | 24 | 20434.08
| b. 75 mm dia. | 734.1167 | Rmt | 36 | 26428.2 |  | 0 |  | 0 |  | 0 |  |  | 0 | 0 | 36 | 26428.2
66.1 | Wiring with 1.5 sqmm PVC insulated single core multi strand fire retardant flexible copper cable with ISI mark confirming IS: 694:1990 for Staircase Light Point. | 3051.9983 | Each |  | 0 | 4 | 12207.9933 |  | 0 |  | 0 |  |  | 0 | 0 | 4 | 12207.9933
| Run of 2 Wires of 4 sqmm PVC insulated single core multi strand fire retardant flexible copper cable with ISI mark confirming IS: 694:1990. | 266 | Rmt |  | 0 | 25 | 6650 |  | 0 |  | 0 |  |  | 0 | 0 | 25 | 6650
| Run of 2 Wires of 2.5 sqmm PVC insulated single core multi strand fire retardant flexible copper cable with ISI mark confirming IS: 694:1990. | 226 | Rmt |  | 0 | 200 | 45200 |  | 0 |  | 0 |  |  | 0 | 0 | 200 | 45200
| 4 x 4 Sq mm copper PVC insulated unsheathed single core cable for 3 phase EB service connection | 270 | Rmt |  | 0 | 175 | 47250 |  | 0 |  | 0 |  |  | 0 | 0 | 175 | 47250
344.2 | S&F of Bevelled edge mirror 500 x 400 x 5.5mm | 494.7 | Each | 5 | 2473.5 |  | 0 |  | 0 |  | 0 |  |  | 0 | 0 | 5 | 2473.5
| Plastic Emulsion paint two coat of Old walls including cost of materials and labours etc.., completed | 206.177 | Sqm | 1813.1 | 373819.5187 |  | 0 |  | 0 |  | 0 |  |  | 0 | 0 | 1813.1 | 373819.5187
38.4.1 | Painting Two coat of OBD over one coat white cement for inner walls including cost of materials and labours etc.., completed | 167.11 | Sqm | 1138 | 190171.18 |  | 0 |  | 0 |  | 0 |  |  | 0 | 0 | 1138 | 190171.18
| UPVC Non Pressure pipe of SN8 SDR 34 ( S 16.5) as per IS 15328/2003 |  |  |  | 0 |  | 0 |  | 0 |  | 0 |  |  | 0 | 0 | 0 | 0
| a. 110 mm UPVC Non Pressure pipe | 535.106 | Rmt | 30 | 16053.1799 |  | 0 |  | 0 |  | 0 |  |  | 0 | 0 | 30 | 16053.1799
| b. 160 mm UPVC Non Pressure pipe | 859.177 | Rmt | 30 | 25775.309 |  | 0 |  | 0 |  | 0 |  |  | 0 | 0 | 30 | 25775.309
| Wiring with 1.5 sqmm PVC insulated single core multi strand fire retardant flexible copper cable with ISI mark confirming IS: 694:1990. (Open wiring) |  |  |  | 0 |  | 0 |  | 0 |  | 0 |  |  | 0 | 0 | 0 | 0
| a. Light point with ceiling rose | 894.9958 | Each |  | 0 | 45 | 40274.8125 |  | 0 |  | 0 |  |  | 0 | 0 | 45 | 40274.8125
| b. Light point without ceiling rose | 896.9958 | Each |  | 0 | 25 | 22424.8958 |  | 0 |  | 0 |  |  | 0 | 0 | 25 | 22424.8958
| Wiring with 1.5 sqmm PVC insulated single core multi strand fire retardant flexible copper cable with ISI mark confirming IS: 694:1990 for 5 amps 5 pin plug socket point @ Convenient Places.(Open wiring) | 689.996 | Each |  | 0 | 20 | 13799.92 |  | 0 |  | 0 |  |  | 0 | 0 | 20 | 13799.92
| Wiring with 1.5 sqmm PVC insulated single core multi strand fire retardant flexible copper cable with ISI mark confirming IS: 694:1990 for 5 amps 5 pin plug socket point @ Switch Board Itself.(Open wiring) | 834.9983 | Each |  | 0 | 25 | 20874.9583 |  | 0 |  | 0 |  |  | 0 | 0 | 25 | 20874.9583
| Supply and fixing of 9 watts LED bulb PWD SR P-115 | 135 | Each |  | 0 | 25 | 3375 |  | 0 |  | 0 |  |  | 0 | 0 | 25 | 3375
| Supply and fixing of 4' 18 watts LED Tube Light PWD SR P-114 | 690.002 | Each |  | 0 | 25 | 17250.05 |  | 0 |  | 0 |  |  | 0 | 0 | 25 | 17250.05
| Supply and fixing of Bulk Head fitting suitable for 12W LED Bulb | 517.0033 | Each |  | 0 | 14 | 7238.0467 |  | 0 |  | 0 |  |  | 0 | 0 | 14 | 7238.0467
| Supply, fiing of 25W LED street light etc., | 3367 | Each |  | 0 | 10 | 33670 |  | 0 |  | 0 |  |  | 0 | 0 | 10 | 33670
| Supply and fixing of 12 watts LED bulb (qtn) | 170 | Each |  | 0 | 14 | 2380 |  | 0 |  | 0 |  |  | 0 | 0 | 14 | 2380
| Supply and fixing of Three Phase Distribution Board with 4 way TPN double door MCB DB 40 Amps 4 Pole ELCB - 1, 6Amps to 32 amps SP MCB - 12 No's with necessary cutting work etc., including cost of all materials and fixing charges all complete. CER NO.267/2018-19 | 11750 | #REF! |  | 0 | 5 | 58750 |  | 0 |  | 0 |  |  | 0 | 0 | 5 | 58750
| Supply and fixing of SFRC Manhole cover with frame with locking arrangements (PWD SOR 2022-2023, P.No:72) |  |  |  | 0 |  | 0 |  | 0 |  | 0 |  |  | 0 | 0 | 0 | 0
| a.600mmx600mm | 2701 | Each | 5 | 13505 |  | 0 |  | 0 |  | 0 |  |  | 0 | 0 | 5 | 13505
| Supplying, laying, fixing and jointing of 40mm dia PVC pipe (Below Ground level) | 340 | Rmt. | 70 | 23800 |  | 0 |  | 0 |  | 0 |  |  | 0 | 0 | 70 | 23800
| Supply and fixing ofTNEB Meter board suitable for 3 phase 63 A service connection made up of suitable angle ( electrical SD 129) | 4646 | Each |  | 0 | 5 | 23230 |  | 0 |  | 0 |  |  | 0 | 0 | 5 | 23230
| Supplying and fixing of 25mm dia GI Service pipe line including cost of materials and labours etc.., completed | 130 | Rmt |  | 0 | 15 | 1950 |  | 0 |  | 0 |  |  | 0 | 0 | 15 | 1950
| Teak wood Double leaf Cupborad ward roap Shutter | 3974.59 | sqm | 12.6 | 50079.834 | [10 empty] | 12.6 | 50079.834
| Total |  |  |  | 1591441.7057 |  | 360275.5517 |  | 92443.0007 |  | 132674.3446 |  | 0.01 | 0 | 225117.3453 | * | 2176834.6028 | #REF! | 0 | #REF!
[5 empty] | 0 |  | 0 |  | 0 |  | 0 |  | 0 | 0 | 0 | 0 | 0
| MS door of Size 1000 x 2100mm |  | Each |  | 0 |  | 0 |  | 0 |  | 0 |  | 0 | 0 | 0 | 0 | 0
| MS door of Size 750 x 1350mm |  | Each |  | 0 |  | 0 |  | 0 |  | 0 |  | 0 | 0 | 225117.3553 | 0 | 0
0
| MS Ventilator of Size 600 x 600mm | #REF! | Sqm |  | #REF! |  | #REF! |  | #REF! |  | #REF! |  | #REF! | 0 | #REF! | 0 | -2176834.6028
| MS Ventilator of Size 1285 x 600mm | #REF! | Sqm |  | #REF! |  | #REF! |  | #REF! |  | #REF! |  | #REF! | 0 | #REF! | 0 | #REF!
| MS Ventilator of Size 1350 x 600mm |  | Sqm |  | 0 |  | 0 |  | 0 |  | 0 |  | 0 | 0 | 0 | 0 | 0
| TW double leaves shutter of size 1800 x 2100mm |  | Sqm |  | 0 |  | 0 |  | 0 |  | 0 |  | 0 | 0 | 0 | 0 | 0
| Ornamental TW double leaves panelled shutter of size 1800 x 2100mm |  | Sqm |  | 0 |  | 0 |  | 0 |  | 0 |  | 0 | 0 | 0 | 0 | 0
| Ornamental TW double leaves panelled shutter of size 1800 x 2400mm |  | Sqm |  | 0 |  | 0 |  | 0 |  | 0 |  | 0 | 0 | 0 | 0 | 0
| 1500 liters capacity of HDPE Water Tank | 12300 | Each |  | 0 |  | 0 |  | 0 |  | 0 |  | 0 | 0 | 0 | 0 | 0
| Providing shahabad stone flooring | #REF! | Sqm |  | #REF! |  | #REF! |  | #REF! |  | #REF! |  | #REF! | 0 | #REF! | 0 | #REF!
| Eurocon Tiles flooring | #REF! | Sqm |  | #REF! |  | #REF! |  | #REF! |  | #REF! |  | #REF! | 0 | #REF! | 0 | #REF!
| Vetrified Tiles flooring | #REF! | Sqm |  | #REF! |  | #REF! |  | #REF! |  | #REF! |  | #REF! | 0 | #REF! | 0 | #REF!
| kota stone flooring | #REF! | Sqm |  | #REF! |  | #REF! |  | #REF! |  | #REF! |  | #REF! | 0 | #REF! | 0 | #REF!
| Granite Tiles flooring | #REF! | Sqm |  | #REF! |  | #REF! |  | #REF! |  | #REF! |  | #REF! | 0 | #REF! | 0 | #REF!
| Plastering with ccccm 1:3, 12mm mixed with WPC | #REF! | Sqm |  | #REF! |  | #REF! |  | #REF! |  | #REF! |  | #REF! | 0 | #REF! | 0 | #REF!
| HDPE water tank 5000 lit capacity | 41000 | Each |  | 0 |  | 0 |  | 0 |  | 0 |  | 0 | 0 | 0 | 0 | 0
| #REF! | #REF! | Sqm |  | #REF! |  | #REF! |  | #REF! |  | #REF! |  | #REF! | 0 | #REF! | 0 | #REF!
| TW Panelled Door 1500 X 2100MM (Double leaves) | #REF! | Sqm |  | #REF! |  | #REF! |  | #REF! |  | #REF! |  | #REF! | 0 | #REF! | 0 | #REF!
| TW Panelled Door 1500 X 2400MM (Double leaves) | #REF! | Sqm |  | #REF! |  | #REF! |  | #REF! |  | #REF! |  | #REF! | 0 | #REF! | 0 | #REF!
| TW Panelled Door 1200 X 2400MM (Double leaves) | #REF! | Sqm |  | #REF! |  | #REF! |  | #REF! |  | #REF! |  | #REF! | 0 | #REF! | 0 | #REF!
| TW Panelled Door 1800 X 2400MM (Double leaves) | #REF! | Sqm |  | #REF! |  | #REF! |  | #REF! |  | #REF! |  | #REF! | 0 | #REF! | 0 | #REF!
| Partly glazed and partly BWR panelled door shutter (Double leaves) with brass screws. a. 1500x2400mm | #REF! | Sqm |  | #REF! |  | #REF! |  | #REF! |  | #REF! |  | #REF! | 0 | #REF! | 0 | #REF!
| Partly glazed and partly TW panelled door shutter (Double leaves) with brass screws. a. 1200x2400mm | #REF! | Sqm |  | #REF! |  | #REF! |  | #REF! |  | #REF! |  | #REF! | 0 | #REF! | 0 | #REF!
| T.W DOOR SHUTTER TWO LEAVES(2000 X 2400 mm) WITH BRASS FITINGS | #REF! | Sqm |  | #REF! |  | #REF! |  | #REF! |  | #REF! |  | #REF! | 0 | #REF! | 0 | #REF!
| BWR door 900 x 2400 single leaf | #REF! | Sqm |  | #REF! |  | #REF! |  | #REF! |  | #REF! |  | #REF! | 0 | #REF! | 0 | #REF!
| BWR door 1050 x 2400 single leaf | #REF! | Sqm |  | #REF! |  | #REF! |  | #REF! |  | #REF! |  | #REF! | 0 | #REF! | 0 | #REF!
| BWR door 1200 x 2400 double leaves | #REF! | Sqm |  | #REF! |  | #REF! |  | #REF! |  | #REF! |  | #REF! | 0 | #REF! | 0 | #REF!
| BWR door 1500 x 2400 double leaves | #REF! | Sqm |  | #REF! |  | #REF! |  | #REF! |  | #REF! |  | #REF! | 0 | #REF! | 0 | #REF!
| 450 x 375 x 20 m thick TW plank | #REF! | Each |  | #REF! |  | #REF! |  | #REF! |  | #REF! |  | #REF! | 0 | #REF! | 0 | #REF!
| 40 mm dia GI pipe "B"class | #REF! | Rmt |  | #REF! |  | #REF! |  | #REF! |  | #REF! |  | #REF! | 0 | #REF! | 0 | #REF!
| Supplying and fixing of Three phase ELCB | #REF! | Each |  | #REF! |  | #REF! |  | #REF! |  | #REF! |  | #REF! | 0 | #REF! | 0 | #REF!
| MDF 900 x 2100 single | #REF! | Sqm |  | #REF! |  | #REF! |  | #REF! |  | #REF! |  | #REF! | 0 | #REF! | 0 | #REF!
| MDF 1000 x 2100 | #REF! | Sqm |  | #REF! |  | #REF! |  | #REF! |  | #REF! |  | #REF! | 0 | #REF! | 0 | #REF!
| MDF 1200 x 2100 | #REF! | Sqm |  | #REF! |  | #REF! |  | #REF! |  | #REF! |  | #REF! | 0 | #REF! | 0 | #REF!
| MDF 1500 X 2100MM (Double Leaf) | #REF! | Sqm |  | #REF! |  | #REF! |  | #REF! |  | #REF! |  | #REF! | 0 | #REF! | 0 | #REF!
| MDF 1200 X 2100MM (Double Leaf) | #REF! | Sqm |  | #REF! |  | #REF! |  | #REF! |  | #REF! |  | #REF! | 0 | #REF! | 0 | #REF!
| MDF 1500 X 2400MM (Double Leaf) | #REF! | Sqm |  | #REF! |  | #REF! |  | #REF! |  | #REF! |  | #REF! | 0 | #REF! | 0 | #REF!
| MDF double leaf shutter with TW alround frame for ward robe / cup board | #REF! | Sqm |  | #REF! |  | #REF! |  | #REF! |  | #REF! |  | #REF! | 0 | #REF! | 0 | #REF!
| Varnishing one coat | #REF! |  |  | #REF! |  | #REF! |  | #REF! |  | #REF! |  | #REF! | 0 | #REF! | 0 | #REF!
| Varnishing two coat | #REF! |  |  | #REF! |  | #REF! |  | #REF! |  | #REF! |  | #REF! | 0 | #REF! | 0 | #REF!
| Red oxide plastering in CM 1:4 | #REF! |  |  | #REF! |  | #REF! |  | #REF! |  | #REF! |  | #REF! | 0 | #REF! | 0 | #REF!
| Under reamed pile (Single) | #REF! |  |  | #REF! |  | #REF! |  | #REF! |  | #REF! |  | #REF! | 0 | #REF! | 0 | #REF!
| LIGHT POINT WITH CEILING ROSE FOR ADMINISTRATIVE BLOCKS AND COMMUNITY CENTRE | #REF! |  |  | #REF! |  | #REF! |  | #REF! |  | #REF! |  | #REF! | 0 | #REF! | 0 | #REF!
| LIGHT POINT WITH BAKELITE BATTERN TYPE HOLDER FOR ADMINISTRATIVE BLOCKS AND COMMUNITY CENTRE | #REF! |  |  | #REF! |  | #REF! |  | #REF! |  | #REF! |  | #REF! | 0 | #REF! | 0 | #REF!
| FAN POINT FOR ADMINISTRATIVE BLOCKS AND COMMUNITY CENTRE | #REF! |  |  | #REF! |  | #REF! |  | #REF! |  | #REF! |  | #REF! | 0 | #REF! | 0 | #REF!
| STAIRCASE LIGHT POINT FOR ADMINISTRATIVE BLOCKS AND COMMUNITY CENTRE | #REF! |  |  | #REF! |  | #REF! |  | #REF! |  | #REF! |  | #REF! | 0 | #REF! | 0 | #REF!
| 2 X 2.5 Sq mm in fully concealed PVC conduit | #REF! |  |  | #REF! |  | #REF! |  | #REF! |  | #REF! |  | #REF! | 0 | #REF! | 0 | #REF!
| 2 X 4 Sq mm in fully concealed PVC conduit | #REF! |  |  | #REF! |  | #REF! |  | #REF! |  | #REF! |  | #REF! | 0 | #REF! | 0 | #REF!
| 4 X 4 Sq mm in fully concealed PVC conduit | #REF! |  |  | #REF! |  | #REF! |  | #REF! |  | #REF! |  | #REF! | 0 | #REF! | 0 | #REF!
| 32 AMPS DOUBLE POLE MAIN SWITCH ON TEAK WOOD BOARD TOP MES SERVICE CONNECTION / MOTOR PUMP( SINGLE PHASE ) SET | #REF! |  |  | #REF! |  | #REF! |  | #REF! |  | #REF! |  | #REF! | 0 | #REF! | 0 | #REF!
| Supply and fixing 4 way 250 volt single phase with neutral link metalic distribution board on suitable Teak wood board etc., all complete including connections. | #REF! |  |  | #REF! |  | #REF! |  | #REF! |  | #REF! |  | #REF! | 0 | #REF! | 0 | #REF!
| 16 AMPS TPIC ON TEAK WOOD BOARD FOR 3 PHASE MES SERVICE CONNECTION AND 3 PHASE MOTOR PUMPSETS | #REF! |  |  | #REF! |  | #REF! |  | #REF! |  | #REF! |  | #REF! | 0 | #REF! | 0 | #REF!
| Supplying and fixing of 32 amps triple pole main switch with fuse and neutral link on a suitable well varnished teak wood board | #REF! |  |  | #REF! |  | #REF! |  | #REF! |  | #REF! |  | #REF! | 0 | #REF! | 0 | #REF!
| THREE PHASE DISTRIBUTION BOARD WITH 6 WAY PHASE AND 30 AMPS / WAY WITH FUSE AND NEUTRAL LINK ON SUITABLE TW PLANK TOP MES CONNECTION BOARD (FOR 12 IN 1 BLOCKS) | #REF! |  |  | #REF! |  | #REF! |  | #REF! |  | #REF! |  | #REF! | 0 | #REF! | 0 | #REF!
| THREE PHASE DISTRIBUTION BOARD WITH 4 WAY PHASE AND 3 AMPS/WAY FUSE AND NEUTRAL LINK FOR MES SERVICE CONNECTION ( 6 IN 1 BLOCKS ) | #REF! |  |  | #REF! |  | #REF! |  | #REF! |  | #REF! |  | #REF! | 0 | #REF! | 0 | #REF!
| FIXING OF TUBE LIGHT FITTINGS ON WALL / CEILING | #REF! |  |  | #REF! |  | #REF! |  | #REF! |  | #REF! |  | #REF! | 0 | #REF! | 0 | #REF!
| FIXING OF TUBE FITTINGS SUSPENDED FROM CEILING | #REF! |  |  | #REF! |  | #REF! |  | #REF! |  | #REF! |  | #REF! | 0 | #REF! | 0 | #REF!
| ( to be supplied by the department free of cost ) on suitable well varnished teak wood plank | #REF! |  |  | #REF! |  | #REF! |  | #REF! |  | #REF! |  | #REF! | 0 | #REF! | 0 | #REF!
| Charges for fixing single phase RCCB/ELCB on fully concealed suitable MS BOX | #REF! |  |  | #REF! |  | #REF! |  | #REF! |  | #REF! |  | #REF! | 0 | #REF! | 0 | #REF!
| Charges for fixing three phase RCCB/ ELCB on suitable well varnished teak wood plank | #REF! |  |  | #REF! |  | #REF! |  | #REF! |  | #REF! |  | #REF! | 0 | #REF! | 0 | #REF!
| Charges for fixing Three phase RCCB/ELCB on fully concealed suitable MS BOX | #REF! |  |  | #REF! |  | #REF! |  | #REF! |  | #REF! |  | #REF! | 0 | #REF! | 0 | #REF!
| Supplying and delivery of Single phase ELCB/RCCB | #REF! |  |  | #REF! |  | #REF! |  | #REF! |  | #REF! |  | #REF! | 0 | #REF! | 0 | #REF!
| Supplying and delivery of Three phase ELCB/RCCB | #REF! |  |  | #REF! |  | #REF! |  | #REF! |  | #REF! |  | #REF! | 0 | #REF! | 0 | #REF!
| 2 x 4 Sqmm Copper PVC insulated unsheathed single core 1 KV grade cable for EB service single phase. | #REF! |  |  | #REF! |  | #REF! |  | #REF! |  | #REF! |  | #REF! | 0 | #REF! | 0 | #REF!
| 4 x 4 Sq mm copper PVC insulated unsheathed single core cable for 3 phase EB service connection | #REF! |  |  | #REF! |  | #REF! |  | #REF! |  | #REF! |  | #REF! | 0 | #REF! | 0 | #REF!
| Supply of 40 mm dia GI pipe "B"class | #REF! |  |  | #REF! |  | #REF! |  | #REF! |  | #REF! |  | #REF! | 0 | #REF! | 0 | #REF!
| Laying of U.G. Cable below Ground Level | #REF! |  |  | #REF! |  | #REF! |  | #REF! |  | #REF! |  | #REF! | 0 | #REF! | 0 | #REF!
| Fixing of UG cables on Walls / Ceiling | #REF! |  |  | #REF! |  | #REF! |  | #REF! |  | #REF! |  | #REF! | 0 | #REF! | 0 | #REF!
| Fixing of Tube light street light fitting | #REF! |  |  | #REF! |  | #REF! |  | #REF! |  | #REF! |  | #REF! | 0 | #REF! | 0 | #REF!
| Charges for fixing Mercury, Sodium Vapour lamp street light fittings ( all types ) in the existing pole with required GI pipes 'B' class and accessories ( Street light fittings alone will be supplied departmentally at free of cost ). | #REF! |  |  | #REF! |  | #REF! |  | #REF! |  | #REF! |  | #REF! | 0 | #REF! | 0 | #REF!
| S & F TNEB Meter Board made up of MS box 600 x 225 mm with door and lock and key arrangements | #REF! |  |  | #REF! |  | #REF! |  | #REF! |  | #REF! |  | #REF! | 0 | #REF! | 0 | #REF!
| 25 mm dia PVC pipe Heavy duty with ISI mark for TV/ Telephone line | #REF! |  |  | #REF! |  | #REF! |  | #REF! |  | #REF! |  | #REF! | 0 | #REF! | 0 | #REF!
| TV/Telephone line junction | #REF! |  |  | #REF! |  | #REF! |  | #REF! |  | #REF! |  | #REF! | 0 | #REF! | 0 | #REF!
| Supply and erection of Tubular lamp, using 65 mm dia GI pipe 'B' class pipe with ISI mark of 6 mt length and 20 mm dia GI pipe 'B' class upto 2 mt with. | #REF! |  |  | #REF! |  | #REF! |  | #REF! |  | #REF! |  | #REF! | 0 | #REF! | 0 | #REF!
| Tube light - Box type | #REF! |  |  | #REF! |  | #REF! |  | #REF! |  | #REF! |  | #REF! | 0 | #REF! | 0 | #REF!
| Open wiring for Light point with ceiling rose for flats/ houses | #REF! |  |  | #REF! |  | #REF! |  | #REF! |  | #REF! |  | #REF! | 0 | #REF! | 0 | #REF!
| Open wiring Light point with bakelite batern type holder for flats/ houses(Open wiring) | #REF! |  |  | #REF! |  | #REF! |  | #REF! |  | #REF! |  | #REF! | 0 | #REF! | 0 | #REF!
| Open wiring POINT WIRING FOR CALLING BELL / BUZZER WITH PUSH SWITCH FOR ALL TYPE OF BUILDING (OPEN WIRING) | #REF! |  |  | #REF! |  | #REF! |  | #REF! |  | #REF! |  | #REF! | 0 | #REF! | 0 | #REF!
| Open wiring FAN POINT FOR ADMINISTRATIVE BLOCKS AND COMMUNITY CENTRE | #REF! |  |  | #REF! |  | #REF! |  | #REF! |  | #REF! |  | #REF! | 0 | #REF! | 0 | #REF!
| Open wiring STAIRCASE LIGHT POINT FOR ADMINISTRATIVE BLOCKS AND COMMUNITY CENTRE (Open wiring) | #REF! |  |  | #REF! |  | #REF! |  | #REF! |  | #REF! |  | #REF! | 0 | #REF! | 0 | #REF!
| Open wiring 5 AMPS 5 PIN PLUG SOCKET POINT AT CONVENIENT PLACES (OPEN WIRING) | #REF! |  |  | #REF! |  | #REF! |  | #REF! |  | #REF! |  | #REF! | 0 | #REF! | 0 | #REF!
| Open wiring 2 X1.5 Sqmm in fully concealed PVC conduit | #REF! |  |  | #REF! |  | #REF! |  | #REF! |  | #REF! |  | #REF! | 0 | #REF! | 0 | #REF!
| Open wiring 2 X 2.5 Sq mm in fully concealed PVC conduit (open wiring) | #REF! |  |  | #REF! |  | #REF! |  | #REF! |  | #REF! |  | #REF! | 0 | #REF! | 0 | #REF!
| whitewashing one coat | #REF! |  |  | #REF! |  | #REF! |  | #REF! |  | #REF! |  | #REF! | 0 | #REF! | 0 | #REF!
| whitewashing one coat for old wall | #REF! |  |  | #REF! |  | #REF! |  | #REF! |  | #REF! |  | #REF! | 0 | #REF! | 0 | #REF!
| whitewashing two coat for old wall | #REF! |  |  | #REF! |  | #REF! |  | #REF! |  | #REF! |  | #REF! | 0 | #REF! | 0 | #REF!
| Thorough scrapping the old wall | #REF! |  |  | #REF! |  | #REF! |  | #REF! |  | #REF! |  | #REF! | 0 | #REF! | 0 | #REF!
| Thorough scrapping the old iron work | #REF! |  |  | #REF! |  | #REF! |  | #REF! |  | #REF! |  | #REF! | 0 | #REF! | 0 | #REF!
| Thorough scrapping the old wood work | #REF! |  |  | #REF! |  | #REF! |  | #REF! |  | #REF! |  | #REF! | 0 | #REF! | 0 | #REF!
| Cement paint one coat for old wall | #REF! |  |  | #REF! |  | #REF! |  | #REF! |  | #REF! |  | #REF! | 0 | #REF! | 0 | #REF!
| Cement paint two coat for old wall | #REF! |  |  | #REF! |  | #REF! |  | #REF! |  | #REF! |  | #REF! | 0 | #REF! | 0 | #REF!
| painting one coat for old iron work | #REF! |  |  | #REF! |  | #REF! |  | #REF! |  | #REF! |  | #REF! | 0 | #REF! | 0 | #REF!
| painting two coat for old iron work | #REF! |  |  | #REF! |  | #REF! |  | #REF! |  | #REF! |  | #REF! | 0 | #REF! | 0 | #REF!
| painting one coat for old wood work | #REF! |  |  | #REF! |  | #REF! |  | #REF! |  | #REF! |  | #REF! | 0 | #REF! | 0 | #REF!
| painting two coat for old wood work | #REF! |  |  | #REF! |  | #REF! |  | #REF! |  | #REF! |  | #REF! | 0 | #REF! | 0 | #REF!
| Matt paint one coat for old wall | #REF! |  |  | #REF! |  | #REF! |  | #REF! |  | #REF! |  | #REF! | 0 | #REF! | 0 | #REF!
| #REF! | #REF! |  |  | #REF! |  | #REF! |  | #REF! |  | #REF! |  | #REF! | 0 | #REF! | 0 | #REF!
| #REF! | #REF! |  |  | #REF! |  | #REF! |  | #REF! |  | #REF! |  | #REF! | 0 | #REF! | 0 | #REF!
[5 empty] | 0 |  | 0 |  | 0 |  | 0 |  | 0 | 0 | 0 | 0 | 0
[5 empty] | 0 |  | 0 |  | 0 |  | 0 |  | 0 | 0 | 0 | 0 | 0
[5 empty] | 0 |  | 0 |  | 0 |  | 0 |  | 0 | 0 | 0 | 0 | 0
[5 empty] | 0 |  | 0 |  | 0 |  | 0 |  | 0 | 0 | 0 | 0 | 0
[5 empty] | 0 |  | 0 |  | 0 |  | 0 |  | 0 | 0 | 0 | 0 | 0
[5 empty] | 0 |  | 0 |  | 0 |  | 0 |  | 0 | 0 | 0 | 0 | 0
[5 empty] | 0 |  | 0 |  | 0 |  | 0 |  | 0 | 0 | 0 | 0 | 0
[5 empty] | 0 |  | 0 |  | 0 |  | 0 |  | 0 | 0 | 0 | 0 | 0
[13 empty] | 0 |  | 2176834.6028
0
0
0
[5 empty] | 0 |  | 0 |  | 0 |  | 0 |  | 0 | 0 | 0 | 0 | 0
[5 empty] | 0 |  | 0 |  | 0 |  | 0 |  | 0 | 0 | 0 | 0 | 0
[5 empty] | 0 |  | 0 |  | 0 |  | 0 |  | 0 | 0 | 0 | 0 | 0
[5 empty] | 0 |  | 0 |  | 0 |  | 0 |  | 0 | 0 | 0 | 0 | 0
[5 empty] | 0 |  | 0 |  | 0 |  | 0 |  | 0 | 0 | 0 | 0 | 0
[5 empty] | 0 |  | 0 |  | 0 |  | 0 |  | 0 | 0 | 0 | 0 | 0
[5 empty] | 0 |  | 0 |  | 0 |  | 0 |  | 0 | 0 | 0 | 0 | 0
[5 empty] | 0 |  | 0 |  | 0 |  | 0 |  | 0 | 0 | 0 | 0 | 0
[5 empty] | 0 |  | 0 |  | 0 |  | 0 |  | 0 | 0 | 0 | 0 | 0
[5 empty] | 0 |  |  |  | 0 |  | 0 |  | 0 | 0 | 0 | 0 | 0
[5 empty] | 0 |  |  |  | 0 |  | 0 |  | 0 | 0 | 0 | 0 | 0
[5 empty] | 0 |  |  |  | 0 |  | 0 |  | 0
[5 empty] | 0 |  |  |  | 0 |  | 0 |  | 0
[5 empty] | 0 |  |  |  | 0 |  |  |  | 0
[5 empty] | 0 |  |  |  | 0 |  |  |  | 0
[5 empty] | 0 |  |  |  | 0 |  |  |  | 0
[5 empty] | 0 |  |  |  | 0 |  |  |  | 0
0
0

## SI Abs
Name of work: Providing Special Repair works for 5 Nos INS, 8 Nos SI, 24 Nos PC/HC Quarters at Church Hill Ooty in the Nilgiri District
Sub - Inspectore Quarters
Sl. No. | Description | Rate | Unit | Building |  | Electrical |  | Sullage |  | Plinth production |  | Borewell & External water supply |  | Total Qty. (Dev) |  | Total Qty. (Building + Dev)
|  |  |  | Qty | Amount | Qty | Amount | Qty | Amount | Qty | Amount | Qty | Amount | Qty | Amount | Qty | Amount
1.1 | Earth work excavation in all soils (including refilling) | [14 empty] | * | .
| a. 0 to 2 mt. | 314.7433 | Cum. | 7.2 | 2266.152 |  | 0 |  | 0 | 10.8 | 3399.228 |  |  | 10.8 | 3399.228 | 18 | 5665.38
1.5 | Earth work excavation in all soils (including refilling) |  |  |  | 0 | [10 empty] | 0 | 0
| a. 0 to 2 mt. | 148.75 | Cum. | 45.03 | 6698.2125 | [10 empty] | 45.03 | 6698.2125
1.6 | Earth work excavation for Open foundation for drains (excluding refilling) width upto 1.25 m |  |  |  | 0 |  | 0 |  | 0 |  | 0 |  |  | 0 | 0 | 0 | 0
| a. 0 to 2 mt. | 223.125 | Cum. |  | 0 |  | 0 | 10.8 | 2409.75 |  | 0 |  |  | 10.8 | 2409.75 | 10.8 | 2409.75
| b. 2 to 3 mt. | 237.41 | Cum. |  | 0 |  | 0 |  | 0 |  | 0 |  |  | 0 | 0 | 0 | 0
2.1 | Filling sand | 2310.93 | Cum. |  | 0 |  | 0 | 2.7 | 6239.511 | 4.395 | 10156.5374 |  |  | 7.095 | 16396.0484 | 7.095 | 16396.0484
3.1 | C.C.1:5:10 for Foundation & Basement | 6456.897 | Cum. | 23 | 148508.631 |  | 0 | 2.7 | 17433.6219 | 5.4 | 34867.2438 |  |  | 8.1 | 52300.8657 | 31.1 | 200809.4967
3.2 | P.C.C. 1:2:4 for Foundation & Basement and other similar works | 8002.773 | Cum. | 22.54 | 180382.5034 |  | 0 |  | 0 |  | 0 |  |  | 0 | 0 | 22.54 | 180382.5034
6.2 | Brick work in C.M. 1:5 (F& B) using Flyash bricks of size 23 x 11.4 x 7.5 cm (9" x 4 1/2"x 3") | 8664.0401 | Cum. | 4 | 34656.1605 |  | 0 | 0.35 | 3032.414 |  | 0 |  |  | 0.35 | 3032.414 | 4.35 | 37688.5746
9.2 | Brick work in C.M. 1:6 using chamber Burnt bricks of size 23 x 11.4 x 7.5 cm (9" x 4 1/2"x 3") |  |  |  | 0 |  | 0 |  | 0 |  | 0 |  |  | 0 | 0 | 0 | 0
| a. In Ground Floor/Stilt floor | 8696.2719 | Cum. |  | 0 |  | 0 |  | 0 | 1.7 | 14783.6623 |  |  | 1.7 | 14783.6623 | 1.7 | 14783.6623
10.2 | Brick partition work in C.M. 1:4 using chamber Burnt bricks of size 23 x 11.4 x 7.5 cm (9" x 4 1/2"x 3") 114 mm tk (B.P.) |  |  |  | 0 |  | 0 |  | 0 |  | 0 |  |  | 0 | 0 | 0 | 0
| a. In Foundation and basement | 1097.585 | Sqm. |  | 0 |  | 0 | 25.35 | 27823.7789 | 82.6471 | 90712.2615 |  |  | 107.9971 | 118536.0404 | 107.9971 | 118536.0404
13.1 | Filling with Excavated Earth | 51.73 | Cum. |  | 0 |  | 0 |  | 0 | 27.645 | 1430.0759 |  |  | 27.645 | 1430.0759 | 27.645 | 1430.0759
22.2 | Teak wood "Window" & Ventilator Shutter |  |  |  | 0 |  | 0 |  | 0 |  | 0 |  |  | 0 | 0 | 0 | 0
| a. Window: 135 cm ht. | 4068.0221 | Sqm. | 7.6 | 30916.9679 |  | 0 |  | 0 |  | 0 |  |  | 0 | 0 | 7.6 | 30916.9679
| Supplying and fixing of TW Swing type ventilater | 3196.839 | Sqm. | 1.35 | 4315.7326 |  |  |  | 0 |  | 0 |  |  | 0 | 0 | 1.35 | 4315.7326
| Chipping of concrete and rougheing of surface including cost of materials and labours etc.., completed,PWD SOR 2022-23 p-22 item No.38A | 48.79 | Sqm. | 196.45 | 9584.7955 |  | 0 |  | 0 |  | 0 |  |  | 0 | 0 | 196.45 | 9584.7955
28 | Floor plastering in C.M. 1:4, 20 mm tk. | 663.6378 | Sqm. | 180 | 119454.804 |  | 0 | 8.4 | 5574.5575 |  | 0 |  |  | 8.4 | 5574.5575 | 188.4 | 125029.3615
| Dismantling and clearing away the Pressed tiles etc.,PWD SOR 2022-23 p-22 | 30.8 | Sqm. | 110.8 | 3412.64 |  | 0 |  | 0 |  | 0 |  |  | 0 | 0 | 110.8 | 3412.64
32.1 | Pressed tiles (23cmx23cmx20mm) mixed with Water proofing compound | 1465.455 | Sqm. | 110.8 | 162372.414 |  | 0 |  | 0 |  | 0 |  |  | 0 | 0 | 110.8 | 162372.414
| Providing Polymer Coating (Water Proof Coating ) for over roof pressed tiles area.PWD SOR 2022-23 p-55 | 460.6 | Sqm. | 181.25 | 83483.75 |  | 0 |  | 0 |  | 0 |  |  | 0 | 0 | 181.25 | 83483.75
| Clean removel of the old cement plastering both inside and outside from the existing walls of brick masonry without damageing the existing structure and surroundings and clearing the debries away from the site including all cost etc., | 13.58 | Sqm. | 32.2 | 437.276 |  | 0 |  | 0 |  | 0 |  |  | 0 | 0 | 32.2 | 437.276
33 | Plastering in C.M. 1:5, 12 mm tk. | 325.9023 | Sqm. | 20.8 | 6778.7674 |  | 0 | 67.15 | 21884.3381 | 60 | 19554.1368 |  |  | 127.15 | 41438.4749 | 147.95 | 48217.2423
34 | Plastering in C.M. 1:4, 12 mm tk. | 331.9906 | Sqm. | 12 | 3983.8872 |  | 0 | 108 | 35854.9848 |  | 0 |  |  | 108 | 35854.9848 | 120 | 39838.872
35 | Spl. Ceiling plastering in C.M. 1:3, 10 mm tk. | 372.775 | Sqm. | 32.2 | 12003.355 |  | 0 |  | 0 |  | 0 |  |  | 0 | 0 | 32.2 | 12003.355
| whitewashing two coat for old wall | 44.2567 | Sqm. | 246 | 10887.1482 |  | 0 |  | 0 |  | 0 |  |  | 0 | 0 | 246 | 10887.1482
40 | Painting - New "wood work" | 283.4055 | Sqm. | 6.15 | 1742.9438 |  | 0 |  | 0 |  | 0 |  |  | 0 | 0 | 6.15 | 1742.9438
| Painting two coat for old iron work | 159.8026 | Sqm. |  |  |  | 0 |  | 0 |  | 0 |  |  | 0 | 0 | 0 | 0
| painting one coat for old wood work | 111.1348 | Sqm. |  | 0 |  | 0 |  | 0 |  | 0 |  |  | 0 | 0 | 0 | 0
| Painting two coat for old wood work | 193.7988 | Sqm. | 383.1 | 74244.3203 |  | 0 |  | 0 |  | 0 |  |  | 0 | 0 | 383.1 | 74244.3203
44.1 | PVC SWR 110 mm dia Rain water pipe | 390.34 | Rmt | 120 | 46840.8 |  | 0 |  | 0 |  | 0 |  |  | 0 | 0 | 120 | 46840.8
51 | HDPE water tank 700 lit capacity with ISI mark | 7035 | Each | 8 | 56280 |  | 0 |  | 0 |  | 0 |  |  | 0 | 0 | 8 | 56280
52 | PVC Water supply (ASTM) |  |  |  | 0 |  | 0 |  | 0 |  | 0 |  |  | 0 | 0 | 0 | 0
| a. 32 mm dia | 307.242 | Rmt | 72 | 22121.424 |  | 0 |  | 0 |  | 0 |  |  | 0 | 0 | 72 | 22121.424
| b. 25 mm dia | 289.6333 | Rmt | 120 | 34756 |  | 0 |  | 0 |  | 0 |  |  | 0 | 0 | 120 | 34756
53.1 | Wash basin | 3856.62 | Each | 8 | 30852.96 |  | 0 |  | 0 |  | 0 |  |  | 0 | 0 | 8 | 30852.96
54.1 | C.P tap long body | 538 | Each | 24 | 12912 |  | 0 |  | 0 |  | 0 |  |  | 0 | 0 | 24 | 12912
54.2 | C.P tap short body | 490 | Each | 13 | 6370 |  | 0 |  | 0 |  | 0 |  |  | 0 | 0 | 13 | 6370
69 | 15 Amp. Power plug | 149.995 | Each |  | 0 | 34 | 5099.83 |  | 0 |  | 0 |  |  | 0 | 0 | 34 | 5099.83
86 | Anti termite treatment | 34 | Sqm. |  | 0 |  | 0 |  | 0 |  | 0 |  |  | 0 | 0 | 0 | 0
| ANNEXURE |  |  |  | 0 |  | 0 |  | 0 |  | 0 |  |  | 0 | 0 | 0 | 0
| Removing of doors and windows shutter etc.,PWD SOR P-22 Item No.29 | 185.36 | Sqm | 24 | 4448.64 |  | 0 |  | 0 |  | 0 |  |  | 0 | 0 | 24 | 4448.64
21.5.2 | Supply and Fixing Soild UPVC door Shutter with frame (PWD SOR 2022-2023, P.No: 43) | 3325 | Sqm | 24 | 79800 |  | 0 |  | 0 |  | 0 |  |  | 0 | 0 | 24 | 79800
23.2.1 | 4mm thick pin headed Glass panels with Aluminium beedings | 906.4 | Sqm | 7.25 | 6571.4 |  | 0 |  | 0 |  | 0 |  |  | 0 | 0 | 7.25 | 6571.4
29.8 | Glazed tiles using Grout (Tile Joint Filler) | 1673.4978 | Sqm | 44.7 | 74805.3539 |  | 0 |  | 0 |  | 0 |  |  | 0 | 0 | 44.7 | 74805.3539
29.9 | Floor ceramic tiles (Anti-skid) using Grout (Tile Joint Filler). | 1456.6807 | Sqm | 17.3 | 25200.5761 |  | 0 |  | 0 |  | 0 |  |  | 0 | 0 | 17.3 | 25200.5761
43 | Fabrication of Mild steel / RTS grills (without cement slurry) for all sizes of rods. | 98792.5 | MT |  | 0 |  | 0 |  | 0 |  | 0 |  |  | 0 | 0 | 0 | 0
50.6 | Precast slab 50 mm tk.in C.C. 1:3:6 with fibre | 514.2337 | Sqm |  | 0 |  | 0 |  | 0 | 72 | 37024.8251 |  |  | 72 | 37024.8251 | 72 | 37024.8251
56.3 | S & F of Indian Water closet white glazed (Oriya type) of size 580 x 440mm - in G.F. | 4051.933 | Each | 5 | 20259.6651 |  | 0 |  | 0 |  | 0 |  |  | 0 | 0 | 5 | 20259.6651
56.4 | S & F of Indian Water closet white glazed (Oriya type) of size 580 x 440mm - Other than G.F. | 6609.6227 | Each | 3 | 19828.8682 |  | 0 |  | 0 |  | 0 |  |  | 0 | 0 | 3 | 19828.8682
58.3 | PVC SWR pipe (Soil line) with ISI mark - type 'B'. |  |  |  | 0 |  | 0 |  | 0 |  | 0 |  |  | 0 | 0 | 0 | 0
| a. 110 mm dia. | 851.42 | Rmt | 96 | 81736.32 |  | 0 |  | 0 |  | 0 |  |  | 0 | 0 | 96 | 81736.32
| b. 75 mm dia. | 734.1167 | Rmt | 48 | 35237.6 |  | 0 |  | 0 |  | 0 |  |  | 0 | 0 | 48 | 35237.6
66.1 | Wiring with 1.5 sqmm PVC insulated single core multi strand fire retardant flexible copper cable with ISI mark confirming IS: 694:1990 for Staircase Light Point. | 3051.9983 | Each |  | 0 |  | 0 |  | 0 |  | 0 |  |  | 0 | 0 | 0 | 0
| Run of 2 Wires of 4 sqmm PVC insulated single core multi strand fire retardant flexible copper cable with ISI mark confirming IS: 694:1990. | 266 | Rmt |  | 0 | 40 | 10640 |  | 0 |  | 0 |  |  | 0 | 0 | 40 | 10640
| Run of 2 Wires of 2.5 sqmm PVC insulated single core multi strand fire retardant flexible copper cable with ISI mark confirming IS: 694:1990. | 226 | Rmt |  | 0 | 400 | 90400 |  | 0 |  | 0 |  |  | 0 | 0 | 400 | 90400
| 4 x 4 Sq mm copper PVC insulated unsheathed single core cable for 3 phase EB service connection | 270 | Rmt |  | 0 | 280 | 75600 |  | 0 |  | 0 |  |  | 0 | 0 | 280 | 75600
344.2 | S&F of Bevelled edge mirror 500 x 400 x 5.5mm | 494.7 | Each | 8 | 3957.6 |  | 0 |  | 0 |  | 0 |  |  | 0 | 0 | 8 | 3957.6
| Plastic Emulsion paint two coat of Old walls including cost of materials and labours etc.., completed | 206.177 | Sqm | 1207 | 248855.639 |  | 0 |  | 0 |  | 0 |  |  | 0 | 0 | 1207 | 248855.639
38.4.1 | Painting Two coat of OBD over one coat white cement for inner walls including cost of materials and labours etc.., completed | 167.11 | Sqm | 731 | 122157.41 |  | 0 |  | 0 |  | 0 |  |  | 0 | 0 | 731 | 122157.41
| UPVC Non Pressure pipe of SN8 SDR 34 ( S 16.5) as per IS 15328/2003 |  |  |  | 0 |  | 0 |  | 0 |  | 0 |  |  | 0 | 0 | 0 | 0
| a. 110 mm UPVC Non Pressure pipe | 535.106 | Rmt | 75 | 40132.9497 |  | 0 |  | 0 |  | 0 |  |  | 0 | 0 | 75 | 40132.9497
| b. 160 mm UPVC Non Pressure pipe | 859.177 | Rmt | 100 | 85917.6967 |  | 0 |  | 0 |  | 0 |  |  | 0 | 0 | 100 | 85917.6967
| Wiring with 1.5 sqmm PVC insulated single core multi strand fire retardant flexible copper cable with ISI mark confirming IS: 694:1990. (Open wiring) |  |  |  | 0 |  | 0 |  | 0 |  | 0 |  |  | 0 | 0 | 0 | 0
| a. Light point with ceiling rose | 894.9958 | Each |  | 0 | 66 | 59069.725 |  | 0 |  | 0 |  |  | 0 | 0 | 66 | 59069.725
| b. Light point without ceiling rose | 896.9958 | Each |  | 0 | 24 | 21527.9 |  | 0 |  | 0 |  |  | 0 | 0 | 24 | 21527.9
| Wiring with 1.5 sqmm PVC insulated single core multi strand fire retardant flexible copper cable with ISI mark confirming IS: 694:1990 for 5 amps 5 pin plug socket point @ Convenient Places.(Open wiring) | 689.996 | Each |  | 0 | 24 | 16559.904 |  | 0 |  | 0 |  |  | 0 | 0 | 24 | 16559.904
| Wiring with 1.5 sqmm PVC insulated single core multi strand fire retardant flexible copper cable with ISI mark confirming IS: 694:1990 for 5 amps 5 pin plug socket point @ Switch Board Itself.(Open wiring) | 834.9983 | Each |  | 0 | 32 | 26719.9467 |  | 0 |  | 0 |  |  | 0 | 0 | 32 | 26719.9467
| Supply and fixing of 9 watts LED bulb PWD SR P-115 | 135 | Each |  | 0 | 32 | 4320 |  | 0 |  | 0 |  |  | 0 | 0 | 32 | 4320
| Supply and fixing of 4' 18 watts LED Tube Light PWD SR P-114 | 690.002 | Each |  | 0 | 32 | 22080.064 |  | 0 |  | 0 |  |  | 0 | 0 | 32 | 22080.064
| Supply and fixing of Bulk Head fitting suitable for 12W LED Bulb | 517.0033 | Each |  | 0 | 8 | 4136.0267 |  | 0 |  | 0 |  |  | 0 | 0 | 8 | 4136.0267
| Supply, fiing of 25W LED street light etc., | 3367 | Each |  | 0 | 10 | 33670 |  | 0 |  | 0 |  |  | 0 | 0 | 10 | 33670
| Supply and fixing of 12 watts LED bulb (qtn) | 170 | Each |  | 0 | 8 | 1360 |  | 0 |  | 0 |  |  | 0 | 0 | 8 | 1360
| Supply and fixing of Three Phase Distribution Board with 4 way TPN double door MCB DB 40 Amps 4 Pole ELCB - 1, 6Amps to 32 amps SP MCB - 12 No's with necessary cutting work etc., including cost of all materials and fixing charges all complete. CER NO.267/2018-19 | 11750 | Each |  | 0 | 8 | 94000 |  | 0 |  | 0 |  |  | 0 | 0 | 8 | 94000
| supplying and delivery of the following dia Of GI Pipe 'B' Class with ISI in etc above G.L |  |  |  | 0 |  | 0 |  | 0 |  | 0 |  |  | 0 | 0 | 0 | 0
| b) 50 mm Dia GI Pipe B Class Above ground level | 500 | RMT |  | 0 |  | 0 |  | 0 |  | 0 |  |  | 0 | 0 | 0 | 0
| Supply and fixing of SFRC Manhole cover with frame with locking arrangements |  |  |  | 0 |  | 0 |  | 0 |  | 0 |  |  | 0 | 0 | 0 | 0
| a.600mmx600mm | 2701 | Each | 5 | 13505 |  | 0 |  | 0 |  | 0 |  |  | 0 | 0 | 5 | 13505
| Supplying, laying, fixing and jointing of 40mm dia PVC pipe (Below Ground level) | 340 | Rmt. | 50 | 17000 |  | 0 |  | 0 |  | 0 |  |  | 0 | 0 | 50 | 17000
| Supply and fixing ofTNEB Meter board suitable for 3 phase 63 A service connection made up of suitable angle ( electrical SD 129) | 4646 | Each |  | 0 | 8 | 37168 |  | 0 |  | 0 |  |  | 0 | 0 | 8 | 37168
| Supplying and fixing of GI Service pipe line including cost of materials and labours etc.., completed | 130 | Rmt |  | 0 | 24 | 3120 |  | 0 |  |  |  |  | 0 | 0 | 24 | 3120
| Teak wood Double leaf Cupborad ward roap Shutter | 3974.59 | sqm | 20.16 | 80127.7344 | [10 empty] | 20.16 | 80127.7344
| Total |  |  |  | 2065806.0985 |  | 505471.3963 |  | 120252.9563 |  | 211927.9707 |  | 0.01 | 0 | 332180.927 | * | 2903458.4218 | #REF! | 0 | #REF!
[5 empty] | 0 |  | 0 |  | 0 |  | 0 |  | 0 | 0 | 0 | 0 | 0
| MS door of Size 1000 x 2100mm |  | Each |  | 0 |  | 0 |  | 0 |  | 0 |  | 0 | 0 | 0 | 0 | 0
| MS door of Size 750 x 1350mm |  | Each |  | 0 |  | 0 |  | 0 |  | 0 |  | 0 | 0 | 332180.937 | 0 | 0
| MS Ventilator of Size 900 x 600mm | #REF! | Sqm |  | #REF! |  | #REF! |  | #REF! |  | #REF! |  | #REF! | 0 | 0.01 | 0 | 2903458.4218
| MS Ventilator of Size 600 x 600mm | #REF! | Sqm |  | #REF! |  | #REF! |  | #REF! |  | #REF! |  | #REF! | 0 | #REF! | 0 | 0
| MS Ventilator of Size 1285 x 600mm | #REF! | Sqm |  | #REF! |  | #REF! |  | #REF! |  | #REF! |  | #REF! | 0 | #REF! | 0 | #REF!
| MS Ventilator of Size 1350 x 600mm |  | Sqm |  | 0 |  | 0 |  | 0 |  | 0 |  | 0 | 0 | 0 | 0 | 0
| TW double leaves shutter of size 1800 x 2100mm |  | Sqm |  | 0 |  | 0 |  | 0 |  | 0 |  | 0 | 0 | 0 | 0 | 0
| Ornamental TW double leaves panelled shutter of size 1800 x 2100mm |  | Sqm |  | 0 |  | 0 |  | 0 |  | 0 |  | 0 | 0 | 0 | 0 | 0
| Ornamental TW double leaves panelled shutter of size 1800 x 2400mm |  | Sqm |  | 0 |  | 0 |  | 0 |  | 0 |  | 0 | 0 | 0 | 0 | 0
| 1500 liters capacity of HDPE Water Tank | 12300 | Each |  | 0 |  | 0 |  | 0 |  | 0 |  | 0 | 0 | 0 | 0 | 0
| Providing shahabad stone flooring | #REF! | Sqm |  | #REF! |  | #REF! |  | #REF! |  | #REF! |  | #REF! | 0 | #REF! | 0 | #REF!
| Eurocon Tiles flooring | #REF! | Sqm |  | #REF! |  | #REF! |  | #REF! |  | #REF! |  | #REF! | 0 | #REF! | 0 | #REF!
| Vetrified Tiles flooring | #REF! | Sqm |  | #REF! |  | #REF! |  | #REF! |  | #REF! |  | #REF! | 0 | #REF! | 0 | #REF!
| kota stone flooring | #REF! | Sqm |  | #REF! |  | #REF! |  | #REF! |  | #REF! |  | #REF! | 0 | #REF! | 0 | #REF!
| Granite Tiles flooring | #REF! | Sqm |  | #REF! |  | #REF! |  | #REF! |  | #REF! |  | #REF! | 0 | #REF! | 0 | #REF!
| Plastering with ccccm 1:3, 12mm mixed with WPC | #REF! | Sqm |  | #REF! |  | #REF! |  | #REF! |  | #REF! |  | #REF! | 0 | #REF! | 0 | #REF!
| HDPE water tank 5000 lit capacity | 41000 | Each |  | 0 |  | 0 |  | 0 |  | 0 |  | 0 | 0 | 0 | 0 | 0
| #REF! | #REF! | Sqm |  | #REF! |  | #REF! |  | #REF! |  | #REF! |  | #REF! | 0 | #REF! | 0 | #REF!
| TW Panelled Door 1500 X 2100MM (Double leaves) | #REF! | Sqm |  | #REF! |  | #REF! |  | #REF! |  | #REF! |  | #REF! | 0 | #REF! | 0 | #REF!
| TW Panelled Door 1500 X 2400MM (Double leaves) | #REF! | Sqm |  | #REF! |  | #REF! |  | #REF! |  | #REF! |  | #REF! | 0 | #REF! | 0 | #REF!
| TW Panelled Door 1200 X 2400MM (Double leaves) | #REF! | Sqm |  | #REF! |  | #REF! |  | #REF! |  | #REF! |  | #REF! | 0 | #REF! | 0 | #REF!
| TW Panelled Door 1800 X 2400MM (Double leaves) | #REF! | Sqm |  | #REF! |  | #REF! |  | #REF! |  | #REF! |  | #REF! | 0 | #REF! | 0 | #REF!
| Partly glazed and partly BWR panelled door shutter (Double leaves) with brass screws. a. 1500x2400mm | #REF! | Sqm |  | #REF! |  | #REF! |  | #REF! |  | #REF! |  | #REF! | 0 | #REF! | 0 | #REF!
| Partly glazed and partly TW panelled door shutter (Double leaves) with brass screws. a. 1200x2400mm | #REF! | Sqm |  | #REF! |  | #REF! |  | #REF! |  | #REF! |  | #REF! | 0 | #REF! | 0 | #REF!
| T.W DOOR SHUTTER TWO LEAVES(2000 X 2400 mm) WITH BRASS FITINGS | #REF! | Sqm |  | #REF! |  | #REF! |  | #REF! |  | #REF! |  | #REF! | 0 | #REF! | 0 | #REF!
| BWR door 900 x 2400 single leaf | #REF! | Sqm |  | #REF! |  | #REF! |  | #REF! |  | #REF! |  | #REF! | 0 | #REF! | 0 | #REF!
| BWR door 1050 x 2400 single leaf | #REF! | Sqm |  | #REF! |  | #REF! |  | #REF! |  | #REF! |  | #REF! | 0 | #REF! | 0 | #REF!
| BWR door 1200 x 2400 double leaves | #REF! | Sqm |  | #REF! |  | #REF! |  | #REF! |  | #REF! |  | #REF! | 0 | #REF! | 0 | #REF!
| BWR door 1500 x 2400 double leaves | #REF! | Sqm |  | #REF! |  | #REF! |  | #REF! |  | #REF! |  | #REF! | 0 | #REF! | 0 | #REF!
| 450 x 375 x 20 m thick TW plank | #REF! | Each |  | #REF! |  | #REF! |  | #REF! |  | #REF! |  | #REF! | 0 | #REF! | 0 | #REF!
| 40 mm dia GI pipe "B"class | #REF! | Rmt |  | #REF! |  | #REF! |  | #REF! |  | #REF! |  | #REF! | 0 | #REF! | 0 | #REF!
| Supplying and fixing of Three phase ELCB | #REF! | Each |  | #REF! |  | #REF! |  | #REF! |  | #REF! |  | #REF! | 0 | #REF! | 0 | #REF!
| MDF 900 x 2100 single | #REF! | Sqm |  | #REF! |  | #REF! |  | #REF! |  | #REF! |  | #REF! | 0 | #REF! | 0 | #REF!
| MDF 1000 x 2100 | #REF! | Sqm |  | #REF! |  | #REF! |  | #REF! |  | #REF! |  | #REF! | 0 | #REF! | 0 | #REF!
| MDF 1200 x 2100 | #REF! | Sqm |  | #REF! |  | #REF! |  | #REF! |  | #REF! |  | #REF! | 0 | #REF! | 0 | #REF!
| MDF 1500 X 2100MM (Double Leaf) | #REF! | Sqm |  | #REF! |  | #REF! |  | #REF! |  | #REF! |  | #REF! | 0 | #REF! | 0 | #REF!
| MDF 1200 X 2100MM (Double Leaf) | #REF! | Sqm |  | #REF! |  | #REF! |  | #REF! |  | #REF! |  | #REF! | 0 | #REF! | 0 | #REF!
| MDF 1500 X 2400MM (Double Leaf) | #REF! | Sqm |  | #REF! |  | #REF! |  | #REF! |  | #REF! |  | #REF! | 0 | #REF! | 0 | #REF!
| MDF double leaf shutter with TW alround frame for ward robe / cup board | #REF! | Sqm |  | #REF! |  | #REF! |  | #REF! |  | #REF! |  | #REF! | 0 | #REF! | 0 | #REF!
| Varnishing one coat | #REF! |  |  | #REF! |  | #REF! |  | #REF! |  | #REF! |  | #REF! | 0 | #REF! | 0 | #REF!
| Varnishing two coat | #REF! |  |  | #REF! |  | #REF! |  | #REF! |  | #REF! |  | #REF! | 0 | #REF! | 0 | #REF!
| Red oxide plastering in CM 1:4 | #REF! |  |  | #REF! |  | #REF! |  | #REF! |  | #REF! |  | #REF! | 0 | #REF! | 0 | #REF!
| Under reamed pile (Single) | #REF! |  |  | #REF! |  | #REF! |  | #REF! |  | #REF! |  | #REF! | 0 | #REF! | 0 | #REF!
| LIGHT POINT WITH CEILING ROSE FOR ADMINISTRATIVE BLOCKS AND COMMUNITY CENTRE | #REF! |  |  | #REF! |  | #REF! |  | #REF! |  | #REF! |  | #REF! | 0 | #REF! | 0 | #REF!
| LIGHT POINT WITH BAKELITE BATTERN TYPE HOLDER FOR ADMINISTRATIVE BLOCKS AND COMMUNITY CENTRE | #REF! |  |  | #REF! |  | #REF! |  | #REF! |  | #REF! |  | #REF! | 0 | #REF! | 0 | #REF!
| FAN POINT FOR ADMINISTRATIVE BLOCKS AND COMMUNITY CENTRE | #REF! |  |  | #REF! |  | #REF! |  | #REF! |  | #REF! |  | #REF! | 0 | #REF! | 0 | #REF!
| STAIRCASE LIGHT POINT FOR ADMINISTRATIVE BLOCKS AND COMMUNITY CENTRE | #REF! |  |  | #REF! |  | #REF! |  | #REF! |  | #REF! |  | #REF! | 0 | #REF! | 0 | #REF!
| 2 X 2.5 Sq mm in fully concealed PVC conduit | #REF! |  |  | #REF! |  | #REF! |  | #REF! |  | #REF! |  | #REF! | 0 | #REF! | 0 | #REF!
| 2 X 4 Sq mm in fully concealed PVC conduit | #REF! |  |  | #REF! |  | #REF! |  | #REF! |  | #REF! |  | #REF! | 0 | #REF! | 0 | #REF!
| 4 X 4 Sq mm in fully concealed PVC conduit | #REF! |  |  | #REF! |  | #REF! |  | #REF! |  | #REF! |  | #REF! | 0 | #REF! | 0 | #REF!
| 32 AMPS DOUBLE POLE MAIN SWITCH ON TEAK WOOD BOARD TOP MES SERVICE CONNECTION / MOTOR PUMP( SINGLE PHASE ) SET | #REF! |  |  | #REF! |  | #REF! |  | #REF! |  | #REF! |  | #REF! | 0 | #REF! | 0 | #REF!
| Supply and fixing 4 way 250 volt single phase with neutral link metalic distribution board on suitable Teak wood board etc., all complete including connections. | #REF! |  |  | #REF! |  | #REF! |  | #REF! |  | #REF! |  | #REF! | 0 | #REF! | 0 | #REF!
| 16 AMPS TPIC ON TEAK WOOD BOARD FOR 3 PHASE MES SERVICE CONNECTION AND 3 PHASE MOTOR PUMPSETS | #REF! |  |  | #REF! |  | #REF! |  | #REF! |  | #REF! |  | #REF! | 0 | #REF! | 0 | #REF!
| Supplying and fixing of 32 amps triple pole main switch with fuse and neutral link on a suitable well varnished teak wood board | #REF! |  |  | #REF! |  | #REF! |  | #REF! |  | #REF! |  | #REF! | 0 | #REF! | 0 | #REF!
| THREE PHASE DISTRIBUTION BOARD WITH 6 WAY PHASE AND 30 AMPS / WAY WITH FUSE AND NEUTRAL LINK ON SUITABLE TW PLANK TOP MES CONNECTION BOARD (FOR 12 IN 1 BLOCKS) | #REF! |  |  | #REF! |  | #REF! |  | #REF! |  | #REF! |  | #REF! | 0 | #REF! | 0 | #REF!
| THREE PHASE DISTRIBUTION BOARD WITH 4 WAY PHASE AND 3 AMPS/WAY FUSE AND NEUTRAL LINK FOR MES SERVICE CONNECTION ( 6 IN 1 BLOCKS ) | #REF! |  |  | #REF! |  | #REF! |  | #REF! |  | #REF! |  | #REF! | 0 | #REF! | 0 | #REF!
| FIXING OF TUBE LIGHT FITTINGS ON WALL / CEILING | #REF! |  |  | #REF! |  | #REF! |  | #REF! |  | #REF! |  | #REF! | 0 | #REF! | 0 | #REF!
| FIXING OF TUBE FITTINGS SUSPENDED FROM CEILING | #REF! |  |  | #REF! |  | #REF! |  | #REF! |  | #REF! |  | #REF! | 0 | #REF! | 0 | #REF!
| ( to be supplied by the department free of cost ) on suitable well varnished teak wood plank | #REF! |  |  | #REF! |  | #REF! |  | #REF! |  | #REF! |  | #REF! | 0 | #REF! | 0 | #REF!
| Charges for fixing single phase RCCB/ELCB on fully concealed suitable MS BOX | #REF! |  |  | #REF! |  | #REF! |  | #REF! |  | #REF! |  | #REF! | 0 | #REF! | 0 | #REF!
| Charges for fixing three phase RCCB/ ELCB on suitable well varnished teak wood plank | #REF! |  |  | #REF! |  | #REF! |  | #REF! |  | #REF! |  | #REF! | 0 | #REF! | 0 | #REF!
| Charges for fixing Three phase RCCB/ELCB on fully concealed suitable MS BOX | #REF! |  |  | #REF! |  | #REF! |  | #REF! |  | #REF! |  | #REF! | 0 | #REF! | 0 | #REF!
| Supplying and delivery of Single phase ELCB/RCCB | #REF! |  |  | #REF! |  | #REF! |  | #REF! |  | #REF! |  | #REF! | 0 | #REF! | 0 | #REF!
| Supplying and delivery of Three phase ELCB/RCCB | #REF! |  |  | #REF! |  | #REF! |  | #REF! |  | #REF! |  | #REF! | 0 | #REF! | 0 | #REF!
| 2 x 4 Sqmm Copper PVC insulated unsheathed single core 1 KV grade cable for EB service single phase. | #REF! |  |  | #REF! |  | #REF! |  | #REF! |  | #REF! |  | #REF! | 0 | #REF! | 0 | #REF!
| 4 x 4 Sq mm copper PVC insulated unsheathed single core cable for 3 phase EB service connection | #REF! |  |  | #REF! |  | #REF! |  | #REF! |  | #REF! |  | #REF! | 0 | #REF! | 0 | #REF!
| Supply of 40 mm dia GI pipe "B"class | #REF! |  |  | #REF! |  | #REF! |  | #REF! |  | #REF! |  | #REF! | 0 | #REF! | 0 | #REF!
| Laying of U.G. Cable below Ground Level | #REF! |  |  | #REF! |  | #REF! |  | #REF! |  | #REF! |  | #REF! | 0 | #REF! | 0 | #REF!
| Fixing of UG cables on Walls / Ceiling | #REF! |  |  | #REF! |  | #REF! |  | #REF! |  | #REF! |  | #REF! | 0 | #REF! | 0 | #REF!
| Fixing of Tube light street light fitting | #REF! |  |  | #REF! |  | #REF! |  | #REF! |  | #REF! |  | #REF! | 0 | #REF! | 0 | #REF!
| Charges for fixing Mercury, Sodium Vapour lamp street light fittings ( all types ) in the existing pole with required GI pipes 'B' class and accessories ( Street light fittings alone will be supplied departmentally at free of cost ). | #REF! |  |  | #REF! |  | #REF! |  | #REF! |  | #REF! |  | #REF! | 0 | #REF! | 0 | #REF!
| S & F TNEB Meter Board made up of MS box 600 x 225 mm with door and lock and key arrangements | #REF! |  |  | #REF! |  | #REF! |  | #REF! |  | #REF! |  | #REF! | 0 | #REF! | 0 | #REF!
| 25 mm dia PVC pipe Heavy duty with ISI mark for TV/ Telephone line | #REF! |  |  | #REF! |  | #REF! |  | #REF! |  | #REF! |  | #REF! | 0 | #REF! | 0 | #REF!
| TV/Telephone line junction | #REF! |  |  | #REF! |  | #REF! |  | #REF! |  | #REF! |  | #REF! | 0 | #REF! | 0 | #REF!
| Supply and erection of Tubular lamp, using 65 mm dia GI pipe 'B' class pipe with ISI mark of 6 mt length and 20 mm dia GI pipe 'B' class upto 2 mt with. | #REF! |  |  | #REF! |  | #REF! |  | #REF! |  | #REF! |  | #REF! | 0 | #REF! | 0 | #REF!
| Tube light - Box type | #REF! |  |  | #REF! |  | #REF! |  | #REF! |  | #REF! |  | #REF! | 0 | #REF! | 0 | #REF!
| Open wiring for Light point with ceiling rose for flats/ houses | #REF! |  |  | #REF! |  | #REF! |  | #REF! |  | #REF! |  | #REF! | 0 | #REF! | 0 | #REF!
| Open wiring Light point with bakelite batern type holder for flats/ houses(Open wiring) | #REF! |  |  | #REF! |  | #REF! |  | #REF! |  | #REF! |  | #REF! | 0 | #REF! | 0 | #REF!
| Open wiring POINT WIRING FOR CALLING BELL / BUZZER WITH PUSH SWITCH FOR ALL TYPE OF BUILDING (OPEN WIRING) | #REF! |  |  | #REF! |  | #REF! |  | #REF! |  | #REF! |  | #REF! | 0 | #REF! | 0 | #REF!
| Open wiring FAN POINT FOR ADMINISTRATIVE BLOCKS AND COMMUNITY CENTRE | #REF! |  |  | #REF! |  | #REF! |  | #REF! |  | #REF! |  | #REF! | 0 | #REF! | 0 | #REF!
| Open wiring STAIRCASE LIGHT POINT FOR ADMINISTRATIVE BLOCKS AND COMMUNITY CENTRE (Open wiring) | #REF! |  |  | #REF! |  | #REF! |  | #REF! |  | #REF! |  | #REF! | 0 | #REF! | 0 | #REF!
| Open wiring 5 AMPS 5 PIN PLUG SOCKET POINT AT CONVENIENT PLACES (OPEN WIRING) | #REF! |  |  | #REF! |  | #REF! |  | #REF! |  | #REF! |  | #REF! | 0 | #REF! | 0 | #REF!
| Open wiring 2 X1.5 Sqmm in fully concealed PVC conduit | #REF! |  |  | #REF! |  | #REF! |  | #REF! |  | #REF! |  | #REF! | 0 | #REF! | 0 | #REF!
| Open wiring 2 X 2.5 Sq mm in fully concealed PVC conduit (open wiring) | #REF! |  |  | #REF! |  | #REF! |  | #REF! |  | #REF! |  | #REF! | 0 | #REF! | 0 | #REF!
| whitewashing one coat | #REF! |  |  | #REF! |  | #REF! |  | #REF! |  | #REF! |  | #REF! | 0 | #REF! | 0 | #REF!
| whitewashing one coat for old wall | #REF! |  |  | #REF! |  | #REF! |  | #REF! |  | #REF! |  | #REF! | 0 | #REF! | 0 | #REF!
| whitewashing two coat for old wall | #REF! |  |  | #REF! |  | #REF! |  | #REF! |  | #REF! |  | #REF! | 0 | #REF! | 0 | #REF!
| Thorough scrapping the old wall | #REF! |  |  | #REF! |  | #REF! |  | #REF! |  | #REF! |  | #REF! | 0 | #REF! | 0 | #REF!
| Thorough scrapping the old iron work | #REF! |  |  | #REF! |  | #REF! |  | #REF! |  | #REF! |  | #REF! | 0 | #REF! | 0 | #REF!
| Thorough scrapping the old wood work | #REF! |  |  | #REF! |  | #REF! |  | #REF! |  | #REF! |  | #REF! | 0 | #REF! | 0 | #REF!
| Cement paint one coat for old wall | #REF! |  |  | #REF! |  | #REF! |  | #REF! |  | #REF! |  | #REF! | 0 | #REF! | 0 | #REF!
| Cement paint two coat for old wall | #REF! |  |  | #REF! |  | #REF! |  | #REF! |  | #REF! |  | #REF! | 0 | #REF! | 0 | #REF!
| painting one coat for old iron work | #REF! |  |  | #REF! |  | #REF! |  | #REF! |  | #REF! |  | #REF! | 0 | #REF! | 0 | #REF!
| painting two coat for old iron work | #REF! |  |  | #REF! |  | #REF! |  | #REF! |  | #REF! |  | #REF! | 0 | #REF! | 0 | #REF!
| painting one coat for old wood work | #REF! |  |  | #REF! |  | #REF! |  | #REF! |  | #REF! |  | #REF! | 0 | #REF! | 0 | #REF!
| painting two coat for old wood work | #REF! |  |  | #REF! |  | #REF! |  | #REF! |  | #REF! |  | #REF! | 0 | #REF! | 0 | #REF!
| Matt paint one coat for old wall | #REF! |  |  | #REF! |  | #REF! |  | #REF! |  | #REF! |  | #REF! | 0 | #REF! | 0 | #REF!
| #REF! | #REF! |  |  | #REF! |  | #REF! |  | #REF! |  | #REF! |  | #REF! | 0 | #REF! | 0 | #REF!
| #REF! | #REF! |  |  | #REF! |  | #REF! |  | #REF! |  | #REF! |  | #REF! | 0 | #REF! | 0 | #REF!
[5 empty] | 0 |  | 0 |  | 0 |  | 0 |  | 0 | 0 | 0 | 0 | 0
[5 empty] | 0 |  | 0 |  | 0 |  | 0 |  | 0 | 0 | 0 | 0 | 0
[5 empty] | 0 |  | 0 |  | 0 |  | 0 |  | 0 | 0 | 0 | 0 | 0
[5 empty] | 0 |  | 0 |  | 0 |  | 0 |  | 0 | 0 | 0 | 0 | 0
[5 empty] | 0 |  | 0 |  | 0 |  | 0 |  | 0 | 0 | 0 | 0 | 0
[5 empty] | 0 |  | 0 |  | 0 |  | 0 |  | 0 | 0 | 0 | 0 | 0
[5 empty] | 0 |  | 0 |  | 0 |  | 0 |  | 0 | 0 | 0 | 0 | 0
[5 empty] | 0 |  | 0 |  | 0 |  | 0 |  | 0 | 0 | 0 | 0 | 0
[5 empty] | 0 |  | 0 |  | 0 |  | 0 |  | 0 | 0 | 0 | 0 | 0
[5 empty] | 0 |  | 0 |  | 0 |  | 0 |  | 0 | 0 |  | 0 | 0
[5 empty] | 0 |  | 0 |  | 0 |  | 0 |  | 0 | 0 | 332180.937 | 0 | 2903458.4218
[5 empty] | 0 |  | 0 |  | 0 |  | 0 |  | 0 | 0 | -0.01 | 0 | 0
[5 empty] | 0 |  | 0 |  | 0 |  | 0 |  | 0 | 0 | 0 | 0 | 0
[5 empty] | 0 |  | 0 |  | 0 |  | 0 |  | 0 | 0 | 0 | 0 | 0
[5 empty] | 0 |  | 0 |  | 0 |  | 0 |  | 0 | 0 | 0 | 0 | 0
[5 empty] | 0 |  | 0 |  | 0 |  | 0 |  | 0 | 0 | 0 | 0 | 0
[5 empty] | 0 |  | 0 |  | 0 |  | 0 |  | 0 | 0 | 0 | 0 | 0
[5 empty] | 0 |  | 0 |  | 0 |  | 0 |  | 0 | 0 | 0 | 0 | 0
[5 empty] | 0 |  | 0 |  | 0 |  | 0 |  | 0 | 0 | 0 | 0 | 0
[5 empty] | 0 |  | 0 |  | 0 |  | 0 |  | 0 | 0 | 0 | 0 | 0
[5 empty] | 0 |  | 0 |  | 0 |  | 0 |  | 0 | 0 | 0 | 0 | 0
[5 empty] | 0 |  |  |  | 0 |  | 0 |  | 0 | 0 | 0 | 0 | 0
[5 empty] | 0 |  |  |  | 0 |  | 0 |  | 0 | 0 | 0 | 0 | 0
[5 empty] | 0 |  |  |  | 0 |  | 0 |  | 0
[5 empty] | 0 |  |  |  | 0 |  | 0 |  | 0
[5 empty] | 0 |  |  |  | 0 |  |  |  | 0
[5 empty] | 0 |  |  |  | 0 |  |  |  | 0
[5 empty] | 0 |  |  |  | 0 |  |  |  | 0
[5 empty] | 0 |  |  |  | 0 |  |  |  | 0
0
0

## Abstarct
Name of work: Providing Special Repair works for 5 Nos INS, 8 Nos SI, 24 Nos PC/HC Quarters at Church Hill Ooty in the Nilgiri District
Abstarct
Sl. No. | Description | Rate | Unit | INS Quarters |  | SI Quarters |  | PC/HC Quarters |  | Sump |  | P.C.C Retained Wall |  | Total Qty. (Dev) |  | Total Qty. (Building )
|  |  |  | Qty | Amount | Qty | Amount | Qty | Amount | Qty | Amount | Qty | Amount | Qty | Amount | Qty | Amount
1.1 | Earth work excavation in all soils (including refilling) | [14 empty] | * | .
| a. 0 to 2 mt. | 314.7433 | Cum. | 13.95 | 4390.6695 | 18 | 5665.38 | 19.55 | 6153.2322 |  | 0 | 47.25 | 14871.6225 |  |  | 98.75 | 31080.9042
1.5 | Earth work excavation in all soils ( OPEN FOUNDATION) |  |  |  | 0 |  |  |  | 0 |  | 0 |  | 0 |  |  | 0 | 0
| a. 0 to 2 mt. | 148.75 | Cum. | 24 | 3570 | 45.03 | 6698.2125 | 44.202 | 6575.0475 | 41.5 | 6173.125 | 67.5 | 10040.625 |  |  | 222.232 | 33057.01
1.6 | Earth work excavation for Open foundation for drains (excluding refilling) width upto 1.25 m |  |  | 0 | 0 | 0 | 0 | 0 | 0 |  | 0 |  | 0 |  |  | 0 | 0
| a. 0 to 2 mt. | 223.125 | Cum. | 9.6 | 2142 | 10.8 | 2409.75 | 13.7 | 3056.8125 |  | 0 |  | 0 |  |  | 34.1 | 7608.5625
2.1 | Filling sand | 2310.93 | Cum. | 5.1581 | 11920.0658 | 7.095 | 16396.0484 | 5.5534 | 12833.4609 |  | 0 |  | 0 |  |  | 17.8065 | 41149.575
3.1 | C.C.1:5:10 for Foundation & Basement | 6456.897 | Cum. | 14.925 | 96369.1877 | 31.1 | 200809.4967 | 21.745 | 140405.2253 | 2.1 | 13559.4837 | 6.2 | 40032.7614 |  |  | 76.07 | 491176.1548
3.2 | P.C.C. 1:2:4 for Foundation & Basement and other similar works | 8002.773 | Cum. | 6.48 | 51857.969 | 22.54 | 180382.5034 | 11.053 | 88454.65 |  | 0 |  | 0 |  |  | 40.073 | 320695.1224
3.1 | P.C.C 1:3:6 using 20mm gauge HBS Jelly for Foundation etc., complete | 7350.453 | Cum. | [5 empty] | 0 |  | 0 | 121.7 | 894550.1301 |  |  | 121.7 | 894550.1301
6.2 | Brick work in C.M. 1:5 (F& B) using Fly ash t bricks of size 23 x 11.4 x 7.5 cm (9" x 4 1/2"x 3") | 8664.0401 | Cum. | 4.9495 | 42882.6666 | 4.35 | 37688.5746 | 8.05 | 69745.5231 |  | 0 |  | 0 |  |  | 17.3495 | 150316.7643
9.2 | Brick work in C.M. 1:6 using Flyash bricks of size 23 x 11.4 x 7.5 cm (9" x 4 1/2"x 3") |  |  | 0 | 0 | 0 | 0 | 0 | 0 |  | 0 |  | 0 |  |  | 0 | 0
| a. In Ground Floor/Stilt floor | 8696.2719 | Cum. | 1.0827 | 9415.6555 | 1.7 | 14783.6623 | 0.84767 | 7371.5657 |  | 0 |  | 0 |  |  | 3.6304 | 31570.8835
10.2 | Brick partition work in C.M. 1:4 Flyahs bricks of size 23 x 11.4 x 7.5 cm (9" x 4 1/2"x 3") 114 mm tk (B.P.) |  |  | 0 | 0 | 0 | 0 | 0 | 0 |  | 0 |  | 0 |  |  | 0 | 0
| a. In Foundation and basement | 1097.585 | Sqm. | 76.1195 | 83547.5796 | 107.9971 | 118536.0404 | 71.7984 | 78804.8366 |  | 0 |  | 0 |  |  | 255.915 | 280888.4566
13.1 | Filling with Excavated Earth | 51.73 | Cum. | 17.2981 | 894.832 | 27.645 | 1430.0759 | 13.1514 | 680.3206 | 16.15 | 835.4395 |  | 0 |  |  | 74.2445 | 3840.668
22.2 | Teak wood "Window" & Ventilator Shutter |  |  | 0 | 0 | 0 | 0 | 0 | 0 |  | 0 |  | 0 |  |  | 0 | 0
| a. Window: 135 cm ht. | 4068.0221 | Sqm. | 11.2 | 45561.8474 | 7.6 | 30916.9679 | 18 | 73224.3976 |  | 0 |  | 0 |  |  | 36.8 | 149703.2129
| Supplying and fixing of TW Swing type ventilater | 3196.839 | Sqm. | 2.2 | 7033.0458 | 1.35 | 4315.7326 | 2.45 | 7832.2555 |  | 0 |  | 0 |  |  | 6 | 19181.034
| Chipping of concrete and rougheing of surface including cost of materials and labours etc.., completed PWD SOR 2021-22 p-22 item No.38A | 48.79 | Sqm. | 84.3 | 4112.997 | 196.45 | 9584.7955 | 160.5 | 7830.795 |  | 0 |  | 0 |  |  | 441.25 | 21528.5875
28 | Floor plastering in C.M. 1:4, 20 mm tk. | 663.6378 | Sqm. | 95.8 | 63576.5012 | 188.4 | 125029.3615 | 139.7 | 92710.2007 |  | 0 |  | 0 |  |  | 423.9 | 281316.0634
| Dismantling and clearing away the Pressed tiles etc., | 30.8 | Sqm. | 87.25 | 2687.3 | 110.8 | 3412.64 | 171.3 | 5276.04 |  | 0 |  | 0 |  |  | 369.35 | 11375.98
32.1 | Pressed tiles (23cmx23cmx20mm) mixed with Water proofing compound | 1465.455 | Sqm. | 87.25 | 127860.9487 | 110.8 | 162372.414 | 171.3 | 251032.4415 |  | 0 |  | 0 |  |  | 369.35 | 541265.8043
| Providing Polymer Coating (Water Proof Coating ) for over roof pressed tiles area. | 460.6 | Sqm. | 174.5 | 80374.7 | 181.25 | 83483.75 | 342.6 | 157801.56 |  | 0 |  | 0 |  |  | 698.35 | 321660.01
| Clean removel of the old cement plastering both inside and outside from the existing walls of brick masonry without damageing the existing structure and surroundings and clearing the debries away from the site including all cost etc., | 13.58 | Sqm. | 75.35 | 1023.253 | 32.2 | 437.276 | 45.1 | 612.458 |  | 0 |  | 0 |  |  | 152.65 | 2072.987
33 | Plastering in C.M. 1:5, 12 mm tk. | 325.9023 | Sqm. | 125.25 | 40819.2606 | 147.95 | 48217.2423 | 152.35 | 49651.2124 |  | 0 |  | 0 |  |  | 425.55 | 138687.7153
34 | Plastering in C.M. 1:4, 12 mm tk. | 331.9906 | Sqm. | 60 | 19919.436 | 120 | 39838.872 | 160.8 | 53384.0885 |  | 0 |  | 0 |  |  | 340.8 | 113142.3965
35 | Spl. Ceiling plastering in C.M. 1:3, 10 mm tk. | 372.775 | Sqm. | 75.35 | 28088.5962 | 32.2 | 12003.355 | 45.1 | 16812.1525 |  | 0 |  | 0 |  |  | 152.65 | 56904.1038
| whitewashing two coat for old wall | 44.2567 | Sqm. | 288 | 12745.9296 | 246 | 10887.1482 | 756 | 33458.0652 |  | 0 |  | 0 |  |  | 1290 | 57091.143
40 | Painting - New "wood work" | 283.4055 | Sqm. | 17.65 | 5002.1071 | 6.15 | 1742.9438 | 16.354 | 4634.8135 |  | 0 |  | 0 |  |  | 40.154 | 11379.8644
| Painting two coat for old wood work | 193.7988 | Sqm. | 203.2 | 39379.9162 | 383.1 | 74244.3203 | 1014 | 196511.9832 |  | 0 |  | 0 |  |  | 1600.3 | 310136.2196
51 | HDPE water tank 700 lit capacity with ISI mark | 7035 | Each | 5 | 35175 | 8 | 56280 | 24 | 168840 |  | 0 |  | 0 |  |  | 37 | 260295
52 | PVC Water supply (ASTM) | [14 empty] | 0 | 0
| a. 32 mm dia | 307.242 | Rmt | 30 | 9217.26 | 72 | 22121.424 | 50 | 15362.1 |  | 0 |  | 0 |  |  | 152 | 46700.784
| b. 25 mm dia | 289.6333 | Rmt | 90 | 26067 | 120 | 34756 | 300 | 86890 |  | 0 |  | 0 |  |  | 510 | 147713
53.1 | Wash basin | 3856.62 | Each | 5 | 19283.1 | 8 | 30852.96 | 24 | 92558.88 |  | 0 |  | 0 |  |  | 37 | 142694.94
54.1 | C.P tap long body | 538 | Each | 20 | 10760 | 24 | 12912 | 54 | 29052 |  | 0 |  | 0 |  |  | 98 | 52724
54.2 | C.P tap short body | 490 | Each | 8 | 3920 | 13 | 6370 | 24 | 11760 |  | 0 |  | 0 |  |  | 45 | 22050
69 | 15 Amp. Power plug | 149.995 | Each | 25 | 3749.875 | 34 | 5099.83 | 120 | 18000 |  | 0 |  | 0 |  |  | 179 | 26849.105
| ANNEXURE |  |  | 0 | 0 | 0 | 0 | 0 | 0 |  | 0 |  | 0 |  |  | 0 | 0
| Removing of doors and windows shutter etc.,PWD SOR P-22 Item No.29 | 185.36 | Sqm | 7.5 | 1390.2 | 24 | 4448.64 | 21 | 3892.56 |  | 0 |  | 0 |  |  | 52.5 | 9731.4
21.5.2 | Supply and Fixing Soild UPVC door Shutter with frame | 3325 | Sqm | 7.5 | 24937.5 | 24 | 79800 | 36 | 119700 |  | 0 |  | 0 |  |  | 67.5 | 224437.5
23.2.1 | 4mm thick pin headed Glass panels with Aluminium beedings | 906.4 | Sqm | 9 | 8157.6 | 7.25 | 6571.4 | 20 | 18128 |  | 0 |  | 0 |  |  | 36.25 | 32857
| Cuddappa slab 20 mm tk.for kitchen hearth slab. |  |  | 0 | 0 | [5 empty] | 0 |  | 0 |  |  | 0 | 0
| a. In Ground floor | 662.8382 | Sqm. | 3.15 | 2087.9403 | [5 empty] | 0 |  | 0 |  |  | 3.15 | 2087.9403
| b. In First floor | 669.1046 | Sqm. | 2.1 | 1405.1197 |  | 0 |  | 0 |  | 0 |  | 0 |  |  | 2.1 | 1405.1197
29.8 | Glazed tiles using Grout (Tile Joint Filler) | 1673.4978 | Sqm | 30.45 | 50958.0095 | 44.7 | 74805.3539 | 134 | 224248.7118 |  | 0 |  | 0 |  |  | 209.15 | 350012.0752
29.9 | Floor ceramic tiles (Anti-skid) using Grout (Tile Joint Filler). | 1456.6807 | Sqm | 12.95 | 18864.0151 | 17.3 | 25200.5761 | 57.3 | 83467.8041 |  | 0 |  | 0 |  |  | 87.55 | 127532.3953
43 | Fabrication of Mild steel / RTS grills (without cement slurry) for all sizes of rods. | 98792.5 | MT | 0 | 0 | 0 | 0 |  | 0 | 1.5 | 148188.75 |  | 0 |  |  | 1.5 | 148188.75
44.6 | PVC SWR 110 mm dia with ISI mark type- A for Rain water down fall pipe | 390.34 | Rmt | 72 | 28104.48 | 120 | 46840.8 | 144 | 56208.96 |  | 0 |  | 0 |  |  | 336 | 131154.24
50.6 | Precast slab 50 mm tk.in C.C. 1:3:6 with fibre | 514.2337 | Sqm | 45 | 23140.5157 | 72 | 37024.8251 | 34.2 | 17586.7919 |  | 0 |  | 0 |  |  | 151.2 | 77752.1328
56.3 | S & F of Indian Water closet white glazed (Oriya type) of size 580 x 440mm - in G.F. | 4051.933 | Each | 3 | 12155.7991 | 5 | 20259.6651 | 12 | 48623.1963 |  | 0 |  | 0 |  |  | 20 | 81038.6605
56.4 | S & F of Indian Water closet white glazed (Oriya type) of size 580 x 440mm - Other than G.F. | 6609.6227 | Each | 2 | 13219.2454 | 3 | 19828.8682 | 12 | 79315.4727 |  | 0 |  | 0 |  |  | 17 | 112363.5863
58.3 | PVC SWR pipe (Soil line) with ISI mark - type 'B'. |  |  | 0 | 0 | 0 | 0 | 0 | 0 |  | 0 |  | 0 |  |  | 0 | 0
| a. 110 mm dia. | 851.42 | Rmt | 24 | 20434.08 | 96 | 81736.32 | 48 | 40868.16 |  | 0 |  | 0 |  |  | 168 | 143038.56
| b. 75 mm dia. | 734.1167 | Rmt | 36 | 26428.2 | 48 | 35237.6 | 72 | 52856.4 |  | 0 |  | 0 |  |  | 156 | 114522.2
66.1 | Wiring with 1.5 sqmm PVC insulated single core multi strand fire retardant flexible copper cable with ISI mark confirming IS: 694:1990 for Staircase Light Point. | 3051.9983 | Each | 4 | 12207.9933 | 0 | 0 | 6 | 18311.99 |  | 0 |  | 0 |  |  | 10 | 30519.9833
| Run of 2 Wires of 4 sqmm PVC insulated single core multi strand fire retardant flexible copper cable with ISI mark confirming IS: 694:1990. | 266 | Rmt | 25 | 6650 | 40 | 10640 | 120 | 31920 |  | 0 |  | 0 |  |  | 185 | 49210
| Run of 2 Wires of 2.5 sqmm PVC insulated single core multi strand fire retardant flexible copper cable with ISI mark confirming IS: 694:1990. | 226 | Rmt | 200 | 45200 | 400 | 90400 | 840 | 189840 |  | 0 |  | 0 |  |  | 1440 | 325440
| 4 x 4 Sq mm copper PVC insulated unsheathed single core cable for 3 phase EB service connection | 270 | Rmt | 175 | 47250 | 280 | 75600 | 720 | 194400 | 30 | 8100 |  | 0 |  |  | 1205 | 325350
344.2 | S&F of Bevelled edge mirror 500 x 400 x 5.5mm | 494.7 | Each | 5 | 2473.5 | 8 | 3957.6 | 24 | 11872.8 |  | 0 |  | 0 |  |  | 37 | 18303.9
| Plastic Emulsion paint two coat of Old walls including cost of materials and labours etc.., completed | 206.177 | Sqm | 1813.1 | 373819.5187 | 1207 | 248855.639 | 3422.3 | 705599.5471 |  | 0 |  | 0 |  |  | 6442.4 | 1328274.7048
38.4.1 | Painting Two coat of OBD over one coat white cement for inner walls including cost of materials and labours etc.., completed | 167.11 | Sqm | 1138 | 190171.18 | 731 | 122157.41 | 3777.1 | 631191.181 |  | 0 |  | 0 |  |  | 5646.1 | 943519.771
| UPVC Non Pressure pipe of SN8 SDR 34 ( S 16.5) as per IS 15328/2003 |  |  |  | 0 |  | 0 |  | 0 |  | 0 |  | 0 | 0 | 0 | 0 | 0
| a. 110 mm UPVC Non Pressure pipe | 535.106 | Rmt | 30 | 16053.1799 | 75 | 40132.9497 | 20 | 10702.1199 |  | 0 |  | 0 |  |  | 125 | 66888.2496
| b. 160 mm UPVC Non Pressure pipe | 859.177 | Rmt | 30 | 25775.309 | 100 | 85917.6967 | 50 | 42958.8483 |  | 0 |  | 0 |  |  | 180 | 154651.854
| Wiring with 1.5 sqmm PVC insulated single core multi strand fire retardant flexible copper cable with ISI mark confirming IS: 694:1990. (Open wiring) |  |  | 0 | 0 | 0 | 0 | 0 | 0 |  | 0 |  | 0 |  |  | 0 | 0
| a. Light point with ceiling rose | 894.9958 | Each | 45 | 40274.8125 | 66 | 59069.725 | 144 | 128879.4 |  | 0 |  | 0 |  |  | 255 | 228223.9375
| b. Light point without ceiling rose | 896.9958 | Each | 25 | 22424.8958 | 24 | 21527.9 | 96 | 86111.6 |  | 0 |  | 0 |  |  | 145 | 130064.3958
| Wiring with 1.5 sqmm PVC insulated single core multi strand fire retardant flexible copper cable with ISI mark confirming IS: 694:1990 for 5 amps 5 pin plug socket point @ Convenient Places.(Open wiring) | 689.996 | Each | 20 | 13799.92 | 24 | 16559.904 | 72 | 49679.712 |  | 0 |  | 0 |  |  | 116 | 80039.536
| Wiring with 1.5 sqmm PVC insulated single core multi strand fire retardant flexible copper cable with ISI mark confirming IS: 694:1990 for 5 amps 5 pin plug socket point @ Switch Board Itself.(Open wiring) | 834.9983 | Each | 25 | 20874.9583 | 32 | 26719.9467 | 72 | 60119.88 |  | 0 |  | 0 |  |  | 129 | 107714.785
| Supply and fixing of 9 watts LED bulb PWD SR P-115 | 135 | Each | 25 | 3375 | 32 | 4320 | 96 | 12960 |  | 0 |  | 0 |  |  | 153 | 20655
| Supply and fixing of 4' 18 watts LED Tube Light PWD SR P-114 | 690.002 | Each | 25 | 17250.05 | 32 | 22080.064 | 96 | 66240.192 |  | 0 |  | 0 |  |  | 153 | 105570.906
| Supply and fixing of Bulk Head fitting suitable for 12W LED Bulb | 517.0033 | Each | 14 | 7238.0467 | 8 | 4136.0267 | 30 | 15510.1 |  | 0 |  | 0 |  |  | 52 | 26884.1733
| Supply, fiing of 25W LED street light etc., | 3367 | Each | 10 | 33670 | 10 | 33670 | 18 | 60606 |  | 0 |  | 0 |  |  | 38 | 127946
| Supply and fixing of 12 watts LED bulb (qtn) | 170 | Each | 14 | 2380 | 8 | 1360 | 30 | 5100 |  | 0 |  | 0 |  |  | 52 | 8840
| Supply and fixing of Three Phase Distribution Board with 4 way TPN double door MCB DB 40 Amps 4 Pole ELCB - 1, 6Amps to 32 amps SP MCB - 12 No's with necessary cutting work etc., including cost of all materials and fixing charges all complete. CER NO.267/2018-19 | 11750 | Each | 5 | 58750 | 8 | 94000 | 24 | 282000 |  | 0 |  | 0 |  |  | 37 | 434750
| Supply and fixing of SFRC Manhole cover with frame with locking arrangements |  |  | 0 | 0 | 0 | 0 | 0 | 0 |  | 0 |  | 0 |  |  | 0 | 0
| a.600mmx600mm | 2701 | Each | 5 | 13505 | 5 | 13505 | 10 | 27010 |  | 0 |  | 0 |  |  | 20 | 54020
| Supplying, laying, fixing and jointing of 40mm dia PVC pipe (Below Ground level) | 340 | Rmt. | 70 | 23800 | 50 | 17000 | 80 | 27200 |  | 0 |  | 0 |  |  | 200 | 68000
| Supply and fixing ofTNEB Meter board suitable for 3 phase 63 A service connection made up of suitable angle ( electrical SD 129) | 4646 | Each | 5 | 23230 | 8 | 37168 | 24 | 111504 |  | 0 |  | 0 |  |  | 37 | 171902
| Supplying and fixing of 25mm dia GI Service pipe line including cost of materials and labours etc.., completed | 130 | Each | 15 | 1950 | 24 | 3120 | 72 | 9360 |  | 0 |  | 0 |  |  | 111 | 14430
| Standardised concrete Mix M20 Grade Concrete for foundation and Basement | 10016.9507 | Cum | [5 empty] | 0 | 2 | 20033.9014 |  | 0 |  |  | 2 | 20033.9014
| Standardised concrete Mix M30 Grade Concrete for foundation and Basement | 10316.17 | Cum | [5 empty] | 0 | 12.4 | 127920.508 |  | 0 |  |  | 12.4 | 127920.508
| Plastering with CM 1:3, 12mm with WPC | 350.6778 | Sqm | [5 empty] | 0 | 97.6 | 34226.1533 |  | 0 |  |  | 97.6 | 34226.1533
18.1 | Providing form work and centering for reinforcement cement concrete works | [7 empty] | 0 |  | 0 |  | 0 |  |  | 0 | 0
| a) Plinth beam,Raft beam etc., | 1097.5445 | Sqm | [5 empty] | 0 | 12.6 | 13829.0613 | 46.55 | 51090.6988 |  |  | 59.15 | 64919.7601
| d) Vertical walls | 1333.3392 | Sqm | [5 empty] | 0 | 85.1 | 113467.1663 | 275.4 | 367201.6171 |  |  | 360.5 | 480668.7834
| Supplying,laying of the 110 mm dia PVC Pipe | 851.42 | Rmt | [5 empty] | 0 |  | 0 | 25.6 | 21796.352 |  |  | 25.6 | 21796.352
| Supplying and fixing of CI Steps (5Kg) | 30 | Each | [5 empty] | 0 | 10 | 300 |  | 0 |  |  | 10 | 300
| Supplying and fixing of CI Man Hole cover slab 60 x 60 | 1864 | Each | [5 empty] | 0 | 2 | 3728 |  | 0 |  |  | 2 | 3728
| Supply and delivery of 1.5 HP Three Phase Submerssible Pumpset | 33017 | Each | [5 empty] | 0 | 2 | 66034 |  | 0 |  |  | 2 | 66034
| Supply and fixing of MS fabricated DOL starter Three phase panel control board of wall mounting type with ISI mark with volt meter, ammeter indicating lamps ON/OFF push button for Open wellwell. 2.00 HP with necessary connections and three phase cum dry run preventer, etc.,( TWAD pg.No.111) | 14832 | [6 empty] | 0 | 2 | 29664 |  | 0 |  |  | 2 | 29664
| Labour charges for 5 HP borewell submersible & 5 HP Openwell Submersible pumpset in borewell / Openwell including fixing and jointing submersible cable with proper clamps upto the srarter to required depth and also fixing of riser pipes to the required depth valves erection clamps, pressure gauges upto the exterior wall of pump room and erection of panel board consisting of TPICN switches starter, voltmeter, ammeter, three pilot (indicating) lamps capacitor single phasing preventor, water level guard and laying and jointing the cables and twin earthing as per IE rules etc. complete and testing the pumpset for trail run of 10 days.(TWAD SR19-20 p-297) | 11056.1 | Each | [5 empty] | 0 | 2 | 22112.2 |  | 0 |  |  | 2 | 22112.2
| Supplying and fixing of 2.5 sqmm PVC 3 core Flat type Copper cable of approved quality with ISI mark | 130 | Rmt | [6 empty] | 30 | 3900 |  | 0 |  |  | 30 | 3900
| Supplying and laying of 50 mm dia GI (Below Ground level) etc all complete including and labour charges etc., complete | 530 | Rmt | [5 empty] | 0 | 150 | 79500 |  | 0 |  |  | 150 | 79500
| Steel grill for Verandah Enclousure PWD SR p20/ Item 138/131 | 70.15 | Kg | [6 empty] | 2810 | 197121.5 |  | 0 |  |  | 2810 | 197121.5
| Teak wood Double leaf Cupborad ward roap Shutter | 3974.5942 | sqm | 12.6 | 50079.834 | 20.16 | 80127.7344 | 60.48 | 240383.2032 |  |  |  | 0 |  |  | 93.24 | 370590.7716 | 370590.7716
| Total |  |  |  | 2176834.6028 |  | 2903458.4218 |  | 5551672.7483 |  | 888693.2885 |  | 1399583.8069 | 0 | 2288277.0954 | * | 12920242.8682 | 93.24 | #REF! | 0 | #REF!
| MS Ventilator of Size 600 x 600mm | #REF! | Sqm |  | #REF! |  | #REF! |  | #REF! |  | #REF! |  | #REF! | 0 | #REF! | 0 | #REF!
| MS Ventilator of Size 1285 x 600mm | #REF! | Sqm |  | #REF! |  | #REF! |  | #REF! |  | #REF! |  | #REF! | 0 | #REF! | 0 | #REF!
| MS Ventilator of Size 1350 x 600mm |  | Sqm |  | 0 |  | 0 |  | 0 |  | 0 |  | 0 | 0 | 0 | 0 | 0
| TW double leaves shutter of size 1800 x 2100mm |  | Sqm |  | 0 |  | 0 |  | 0 |  | 0 |  | 0 | 0 | 0 | 0 | 0
| Ornamental TW double leaves panelled shutter of size 1800 x 2100mm |  | Sqm |  | 0 |  | 0 |  | 0 |  | 0 |  | 0 | 0 | 0 | 0 | 0
| Ornamental TW double leaves panelled shutter of size 1800 x 2400mm |  | Sqm |  | 0 |  | 0 |  | 0 |  | 0 |  | 0 | 0 | 0 | 0 | 0
| 1500 liters capacity of HDPE Water Tank | 12300 | Each |  | 0 |  | 0 |  | 0 |  | 0 |  | 0 | 0 | 0 | 0 | 0
| Providing shahabad stone flooring | #REF! | Sqm |  | #REF! |  | #REF! |  | #REF! |  | #REF! |  | #REF! | 0 | #REF! | 0 | #REF!
| Eurocon Tiles flooring | #REF! | Sqm |  | #REF! |  | #REF! |  | #REF! |  | #REF! |  | #REF! | 0 | #REF! | 0 | #REF!
| Vetrified Tiles flooring | #REF! | Sqm |  | #REF! |  | #REF! |  | #REF! |  | #REF! |  | #REF! | 0 | #REF! | 0 | #REF!
| kota stone flooring | #REF! | Sqm |  | #REF! |  | #REF! |  | #REF! |  | #REF! |  | #REF! | 0 | #REF! | 0 | #REF!
| Granite Tiles flooring | #REF! | Sqm |  | #REF! |  | #REF! |  | #REF! |  | #REF! |  | #REF! | 0 | #REF! | 0 | #REF!
| Plastering with ccccm 1:3, 12mm mixed with WPC | #REF! | Sqm |  | #REF! |  | #REF! |  | #REF! |  | #REF! |  | #REF! | 0 | #REF! | 0 | #REF!
| HDPE water tank 5000 lit capacity | 41000 | Each |  | 0 |  | 0 |  | 0 |  | 0 |  | 0 | 0 | 0 | 0 | 0
| #REF! | #REF! | Sqm |  | #REF! |  | #REF! |  | #REF! |  | #REF! |  | #REF! | 0 | #REF! | 0 | #REF!
| TW Panelled Door 1500 X 2100MM (Double leaves) | #REF! | Sqm |  | #REF! |  | #REF! |  | #REF! |  | #REF! |  | #REF! | 0 | #REF! | 0 | #REF!
| TW Panelled Door 1500 X 2400MM (Double leaves) | #REF! | Sqm |  | #REF! |  | #REF! |  | #REF! |  | #REF! |  | #REF! | 0 | #REF! | 0 | #REF!
| TW Panelled Door 1200 X 2400MM (Double leaves) | #REF! | Sqm |  | #REF! |  | #REF! |  | #REF! |  | #REF! |  | #REF! | 0 | #REF! | 0 | #REF!
| TW Panelled Door 1800 X 2400MM (Double leaves) | #REF! | Sqm |  | #REF! |  | #REF! |  | #REF! |  | #REF! |  | #REF! | 0 | #REF! | 0 | #REF!
| Partly glazed and partly BWR panelled door shutter (Double leaves) with brass screws. a. 1500x2400mm | #REF! | Sqm |  | #REF! |  | #REF! |  | #REF! |  | #REF! |  | #REF! | 0 | #REF! | 0 | #REF!
| Partly glazed and partly TW panelled door shutter (Double leaves) with brass screws. a. 1200x2400mm | #REF! | Sqm |  | #REF! |  | #REF! |  | #REF! |  | #REF! |  | #REF! | 0 | #REF! | 0 | #REF!
| T.W DOOR SHUTTER TWO LEAVES(2000 X 2400 mm) WITH BRASS FITINGS | #REF! | Sqm |  | #REF! |  | #REF! |  | #REF! |  | #REF! |  | #REF! | 0 | #REF! | 0 | #REF!
| BWR door 900 x 2400 single leaf | #REF! | Sqm |  | #REF! |  | #REF! |  | #REF! |  | #REF! |  | #REF! | 0 | #REF! | 0 | #REF!
| BWR door 1050 x 2400 single leaf | #REF! | Sqm |  | #REF! |  | #REF! |  | #REF! |  | #REF! |  | #REF! | 0 | #REF! | 0 | #REF!
| BWR door 1200 x 2400 double leaves | #REF! | Sqm |  | #REF! |  | #REF! |  | #REF! |  | #REF! |  | #REF! | 0 | #REF! | 0 | #REF!
| BWR door 1500 x 2400 double leaves | #REF! | Sqm |  | #REF! |  | #REF! |  | #REF! |  | #REF! |  | #REF! | 0 | #REF! | 0 | #REF!
| 450 x 375 x 20 m thick TW plank | #REF! | Each |  | #REF! |  | #REF! |  | #REF! |  | #REF! |  | #REF! | 0 | #REF! | 0 | #REF!
| 40 mm dia GI pipe "B"class | #REF! | Rmt |  | #REF! |  | #REF! |  | #REF! |  | #REF! |  | #REF! | 0 | #REF! | 0 | #REF!
| Supplying and fixing of Three phase ELCB | #REF! | Each |  | #REF! |  | #REF! |  | #REF! |  | #REF! |  | #REF! | 0 | #REF! | 0 | #REF!
| MDF 900 x 2100 single | #REF! | Sqm |  | #REF! |  | #REF! |  | #REF! |  | #REF! |  | #REF! | 0 | #REF! | 0 | #REF!
| MDF 1000 x 2100 | #REF! | Sqm |  | #REF! |  | #REF! |  | #REF! |  | #REF! |  | #REF! | 0 | #REF! | 0 | #REF!
| MDF 1200 x 2100 | #REF! | Sqm |  | #REF! |  | #REF! |  | #REF! |  | #REF! |  | #REF! | 0 | #REF! | 0 | #REF!
| MDF 1500 X 2100MM (Double Leaf) | #REF! | Sqm |  | #REF! |  | #REF! |  | #REF! |  | #REF! |  | #REF! | 0 | #REF! | 0 | #REF!
| MDF 1200 X 2100MM (Double Leaf) | #REF! | Sqm |  | #REF! |  | #REF! |  | #REF! |  | #REF! |  | #REF! | 0 | #REF! | 0 | #REF!
| MDF 1500 X 2400MM (Double Leaf) | #REF! | Sqm |  | #REF! |  | #REF! |  | #REF! |  | #REF! |  | #REF! | 0 | #REF! | 0 | #REF!
| MDF double leaf shutter with TW alround frame for ward robe / cup board | #REF! | Sqm |  | #REF! |  | #REF! |  | #REF! |  | #REF! |  | #REF! | 0 | #REF! | 0 | #REF!
| Varnishing one coat | #REF! |  |  | #REF! |  | #REF! |  | #REF! |  | #REF! |  | #REF! | 0 | #REF! | 0 | #REF!
| Varnishing two coat | #REF! |  |  | #REF! |  | #REF! |  | #REF! |  | #REF! |  | #REF! | 0 | #REF! | 0 | #REF!
| Red oxide plastering in CM 1:4 | #REF! |  |  | #REF! |  | #REF! |  | #REF! |  | #REF! |  | #REF! | 0 | #REF! | 0 | #REF!
| Under reamed pile (Single) | #REF! |  |  | #REF! |  | #REF! |  | #REF! |  | #REF! |  | #REF! | 0 | #REF! | 0 | #REF!
| LIGHT POINT WITH CEILING ROSE FOR ADMINISTRATIVE BLOCKS AND COMMUNITY CENTRE | #REF! |  |  | #REF! |  | #REF! |  | #REF! |  | #REF! |  | #REF! | 0 | #REF! | 0 | #REF!
| LIGHT POINT WITH BAKELITE BATTERN TYPE HOLDER FOR ADMINISTRATIVE BLOCKS AND COMMUNITY CENTRE | #REF! |  |  | #REF! |  | #REF! |  | #REF! |  | #REF! |  | #REF! | 0 | #REF! | 0 | #REF!
| FAN POINT FOR ADMINISTRATIVE BLOCKS AND COMMUNITY CENTRE | #REF! |  |  | #REF! |  | #REF! |  | #REF! |  | #REF! |  | #REF! | 0 | #REF! | 0 | #REF!
| STAIRCASE LIGHT POINT FOR ADMINISTRATIVE BLOCKS AND COMMUNITY CENTRE | #REF! |  |  | #REF! |  | #REF! |  | #REF! |  | #REF! |  | #REF! | 0 | #REF! | 0 | #REF!
| 2 X 2.5 Sq mm in fully concealed PVC conduit | #REF! |  |  | #REF! |  | #REF! |  | #REF! |  | #REF! |  | #REF! | 0 | #REF! | 0 | #REF!
| 2 X 4 Sq mm in fully concealed PVC conduit | #REF! |  |  | #REF! |  | #REF! |  | #REF! |  | #REF! |  | #REF! | 0 | #REF! | 0 | #REF!
| 4 X 4 Sq mm in fully concealed PVC conduit | #REF! |  |  | #REF! |  | #REF! |  | #REF! |  | #REF! |  | #REF! | 0 | #REF! | 0 | #REF!
| 32 AMPS DOUBLE POLE MAIN SWITCH ON TEAK WOOD BOARD TOP MES SERVICE CONNECTION / MOTOR PUMP( SINGLE PHASE ) SET | #REF! |  |  | #REF! |  | #REF! |  | #REF! |  | #REF! |  | #REF! | 0 | #REF! | 0 | #REF!
| Supply and fixing 4 way 250 volt single phase with neutral link metalic distribution board on suitable Teak wood board etc., all complete including connections. | #REF! |  |  | #REF! |  | #REF! |  | #REF! |  | #REF! |  | #REF! | 0 | #REF! | 0 | #REF!
| 16 AMPS TPIC ON TEAK WOOD BOARD FOR 3 PHASE MES SERVICE CONNECTION AND 3 PHASE MOTOR PUMPSETS | #REF! |  |  | #REF! |  | #REF! |  | #REF! |  | #REF! |  | #REF! | 0 | #REF! | 0 | #REF!
| Supplying and fixing of 32 amps triple pole main switch with fuse and neutral link on a suitable well varnished teak wood board | #REF! |  |  | #REF! |  | #REF! |  | #REF! |  | #REF! |  | #REF! | 0 | #REF! | 0 | #REF!
| THREE PHASE DISTRIBUTION BOARD WITH 6 WAY PHASE AND 30 AMPS / WAY WITH FUSE AND NEUTRAL LINK ON SUITABLE TW PLANK TOP MES CONNECTION BOARD (FOR 12 IN 1 BLOCKS) | #REF! |  |  | #REF! |  | #REF! |  | #REF! |  | #REF! |  | #REF! | 0 | #REF! | 0 | #REF!
| THREE PHASE DISTRIBUTION BOARD WITH 4 WAY PHASE AND 3 AMPS/WAY FUSE AND NEUTRAL LINK FOR MES SERVICE CONNECTION ( 6 IN 1 BLOCKS ) | #REF! |  |  | #REF! |  | #REF! |  | #REF! |  | #REF! |  | #REF! | 0 | #REF! | 0 | #REF!
| FIXING OF TUBE LIGHT FITTINGS ON WALL / CEILING | #REF! |  |  | #REF! |  | #REF! |  | #REF! |  | #REF! |  | #REF! | 0 | #REF! | 0 | #REF!
| FIXING OF TUBE FITTINGS SUSPENDED FROM CEILING | #REF! |  |  | #REF! |  | #REF! |  | #REF! |  | #REF! |  | #REF! | 0 | #REF! | 0 | #REF!
| ( to be supplied by the department free of cost ) on suitable well varnished teak wood plank | #REF! |  |  | #REF! |  | #REF! |  | #REF! |  | #REF! |  | #REF! | 0 | #REF! | 0 | #REF!
| Charges for fixing single phase RCCB/ELCB on fully concealed suitable MS BOX | #REF! |  |  | #REF! |  | #REF! |  | #REF! |  | #REF! |  | #REF! | 0 | #REF! | 0 | #REF!
| Charges for fixing three phase RCCB/ ELCB on suitable well varnished teak wood plank | #REF! |  |  | #REF! |  | #REF! |  | #REF! |  | #REF! |  | #REF! | 0 | #REF! | 0 | #REF!
| Charges for fixing Three phase RCCB/ELCB on fully concealed suitable MS BOX | #REF! |  |  | #REF! |  | #REF! |  | #REF! |  | #REF! |  | #REF! | 0 | #REF! | 0 | #REF!
| Supplying and delivery of Single phase ELCB/RCCB | #REF! |  |  | #REF! |  | #REF! |  | #REF! |  | #REF! |  | #REF! | 0 | #REF! | 0 | #REF!
| Supplying and delivery of Three phase ELCB/RCCB | #REF! |  |  | #REF! |  | #REF! |  | #REF! |  | #REF! |  | #REF! | 0 | #REF! | 0 | #REF!
| 2 x 4 Sqmm Copper PVC insulated unsheathed single core 1 KV grade cable for EB service single phase. | #REF! |  |  | #REF! |  | #REF! |  | #REF! |  | #REF! |  | #REF! | 0 | #REF! | 0 | #REF!
| 4 x 4 Sq mm copper PVC insulated unsheathed single core cable for 3 phase EB service connection | #REF! |  |  | #REF! |  | #REF! |  | #REF! |  | #REF! |  | #REF! | 0 | #REF! | 0 | #REF!
| Supply of 40 mm dia GI pipe "B"class | #REF! |  |  | #REF! |  | #REF! |  | #REF! |  | #REF! |  | #REF! | 0 | #REF! | 0 | #REF!
| Laying of U.G. Cable below Ground Level | #REF! |  |  | #REF! |  | #REF! |  | #REF! |  | #REF! |  | #REF! | 0 | #REF! | 0 | #REF!
| Fixing of UG cables on Walls / Ceiling | #REF! |  |  | #REF! |  | #REF! |  | #REF! |  | #REF! |  | #REF! | 0 | #REF! | 0 | #REF!
| Fixing of Tube light street light fitting | #REF! |  |  | #REF! |  | #REF! |  | #REF! |  | #REF! |  | #REF! | 0 | #REF! | 0 | #REF!
| Charges for fixing Mercury, Sodium Vapour lamp street light fittings ( all types ) in the existing pole with required GI pipes 'B' class and accessories ( Street light fittings alone will be supplied departmentally at free of cost ). | #REF! |  |  | #REF! |  | #REF! |  | #REF! |  | #REF! |  | #REF! | 0 | #REF! | 0 | #REF!
| S & F TNEB Meter Board made up of MS box 600 x 225 mm with door and lock and key arrangements | #REF! |  |  | #REF! |  | #REF! |  | #REF! |  | #REF! |  | #REF! | 0 | #REF! | 0 | #REF!
| 25 mm dia PVC pipe Heavy duty with ISI mark for TV/ Telephone line | #REF! |  |  | #REF! |  | #REF! |  | #REF! |  | #REF! |  | #REF! | 0 | #REF! | 0 | #REF!
| TV/Telephone line junction | #REF! |  |  | #REF! |  | #REF! |  | #REF! |  | #REF! |  | #REF! | 0 | #REF! | 0 | #REF!
| Supply and erection of Tubular lamp, using 65 mm dia GI pipe 'B' class pipe with ISI mark of 6 mt length and 20 mm dia GI pipe 'B' class upto 2 mt with. | #REF! |  |  | #REF! |  | #REF! |  | #REF! |  | #REF! |  | #REF! | 0 | #REF! | 0 | #REF!
| Tube light - Box type | #REF! |  |  | #REF! |  | #REF! |  | #REF! |  | #REF! |  | #REF! | 0 | #REF! | 0 | #REF!
| Open wiring for Light point with ceiling rose for flats/ houses | #REF! |  |  | #REF! |  | #REF! |  | #REF! |  | #REF! |  | #REF! | 0 | #REF! | 0 | #REF!
| Open wiring Light point with bakelite batern type holder for flats/ houses(Open wiring) | #REF! |  |  | #REF! |  | #REF! |  | #REF! |  | #REF! |  | #REF! | 0 | #REF! | 0 | #REF!
| Open wiring POINT WIRING FOR CALLING BELL / BUZZER WITH PUSH SWITCH FOR ALL TYPE OF BUILDING (OPEN WIRING) | #REF! |  |  | #REF! |  | #REF! |  | #REF! |  | #REF! |  | #REF! | 0 | #REF! | 0 | #REF!
| Open wiring FAN POINT FOR ADMINISTRATIVE BLOCKS AND COMMUNITY CENTRE | #REF! |  |  | #REF! |  | #REF! |  | #REF! |  | #REF! |  | #REF! | 0 | #REF! | 0 | #REF!
| Open wiring STAIRCASE LIGHT POINT FOR ADMINISTRATIVE BLOCKS AND COMMUNITY CENTRE (Open wiring) | #REF! |  |  | #REF! |  | #REF! |  | #REF! |  | #REF! |  | #REF! | 0 | #REF! | 0 | #REF!
| Open wiring 5 AMPS 5 PIN PLUG SOCKET POINT AT CONVENIENT PLACES (OPEN WIRING) | #REF! |  |  | #REF! |  | #REF! |  | #REF! |  | #REF! |  | #REF! | 0 | #REF! | 0 | #REF!
| Open wiring 2 X1.5 Sqmm in fully concealed PVC conduit | #REF! |  |  | #REF! |  | #REF! |  | #REF! |  | #REF! |  | #REF! | 0 | #REF! | 0 | #REF!
| Open wiring 2 X 2.5 Sq mm in fully concealed PVC conduit (open wiring) | #REF! |  |  | #REF! |  | #REF! |  | #REF! |  | #REF! |  | #REF! | 0 | #REF! | 0 | #REF!
| whitewashing one coat | #REF! |  |  | #REF! |  | #REF! |  | #REF! |  | #REF! |  | #REF! | 0 | #REF! | 0 | #REF!
| whitewashing one coat for old wall | #REF! |  |  | #REF! |  | #REF! |  | #REF! |  | #REF! |  | #REF! | 0 | #REF! | 0 | #REF!
| whitewashing two coat for old wall | #REF! |  |  | #REF! |  | #REF! |  | #REF! |  | #REF! |  | #REF! | 0 | #REF! | 0 | #REF!
| Thorough scrapping the old wall | #REF! |  |  | #REF! |  | #REF! |  | #REF! |  | #REF! |  | #REF! | 0 | #REF! | 0 | #REF!
| Thorough scrapping the old iron work | #REF! |  |  | #REF! |  | #REF! |  | #REF! |  | #REF! |  | #REF! | 0 | #REF! | 0 | #REF!
| Thorough scrapping the old wood work | #REF! |  |  | #REF! |  | #REF! |  | #REF! |  | #REF! |  | #REF! | 0 | #REF! | 0 | #REF!
| Cement paint one coat for old wall | #REF! |  |  | #REF! |  | #REF! |  | #REF! |  | #REF! |  | #REF! | 0 | #REF! | 0 | #REF!
| Cement paint two coat for old wall | #REF! |  |  | #REF! |  | #REF! |  | #REF! |  | #REF! |  | #REF! | 0 | #REF! | 0 | #REF!
| painting one coat for old iron work | #REF! |  |  | #REF! |  | #REF! |  | #REF! |  | #REF! |  | #REF! | 0 | #REF! | 0 | #REF!
| painting two coat for old iron work | #REF! |  |  | #REF! |  | #REF! |  | #REF! |  | #REF! |  | #REF! | 0 | #REF! | 0 | #REF!
| painting one coat for old wood work | #REF! |  |  | #REF! |  | #REF! |  | #REF! |  | #REF! |  | #REF! | 0 | #REF! | 0 | #REF!
| painting two coat for old wood work | #REF! |  |  | #REF! |  | #REF! |  | #REF! |  | #REF! |  | #REF! | 0 | #REF! | 0 | #REF!
| Matt paint one coat for old wall | #REF! |  |  | #REF! |  | #REF! |  | #REF! |  | #REF! |  | #REF! | 0 | #REF! | 0 | #REF!
| #REF! | #REF! |  |  | #REF! |  | #REF! |  | #REF! |  | #REF! |  | #REF! | 0 | #REF! | 0 | #REF!
| #REF! | #REF! |  |  | #REF! |  | #REF! |  | #REF! |  | #REF! |  | #REF! | 0 | #REF! | 0 | #REF!
[5 empty] | 0 |  | 0 |  | 0 |  | 0 |  | 0 | 0 | 0 | 0 | 0
[5 empty] | 0 |  | 0 |  | 0 |  | 0 |  | 0 | 0 | 0 | 0 | 0
[5 empty] | 0 |  | 0 |  | 0 |  | 0 |  | 0 | 0 | 0 | 0 | 0
[5 empty] | 0 |  | 0 |  | 0 |  | 0 |  | 0 | 0 | 0 | 0 | 0
[5 empty] | 0 |  | 0 |  | 0 |  | 0 |  | 0 | 0 | 0 | 0 | 0
[5 empty] | 0 |  | 0 |  | 0 |  | 0 |  | 0 | 0 | 0 | 0 | 0
[5 empty] | 0 |  | 0 |  | 0 |  | 0 |  | 0 | 0 | 0 | 0 | 0
[5 empty] | 0 |  | 0 |  | 0 |  | 0 |  | 0 | 0 | 0 | 0 | 0
[5 empty] | 0 |  | 0 |  | 0 |  | 0 |  | 0 | 0 |  | 0 |  | 0
[5 empty] | 2176834.6028 |  | 2903458.4218 |  | 5551672.7483 |  | 0 |  | 0 | 0 | 7839949.8437 |  | 12920242.8682 | 370590.7716
| 370590.7716 |  |  |  | 0 |  | 0 |  | 0 |  | 370590.7716 |  | 0 | 0 | -5551672.7483 | 0
|  |  |  | 93.24 | 93.24 |  | 0 |  | 0 |  | 0 |  | 0 | 0 | 0 | 93.24 | 0
[5 empty] | 0 |  | 0 |  | 0 |  |  |  | 0 | 0 | 0 | 0 | 0
[5 empty] | 0 |  | 0 |  | 0 |  | 0 |  | 0 | 0 | 0 | 0 | 0
[5 empty] | 0 |  | 0 |  | 0 |  | 0 |  | 0 | 0 | 0 | 0 | 0
[5 empty] | 0 |  | 0 |  | 0 |  | 0 |  | 0 | 0 | 0 | 0 | 0
[5 empty] | 0 |  | 0 |  | 0 |  | 0 |  | 0 | 0 | 0 | 0 | 0
[5 empty] | 0 |  | 0 |  | 0 |  | 0 |  | 0 | 0 | 0 | 0 | 0
[5 empty] | 0 |  | 0 |  | 0 |  | 0 |  | 0 | 0 | 0 | 0 | 0
[5 empty] | 0 |  | 0 |  | 0 |  | 0 |  | 0 | 0 | 0 | 0 | 0
[5 empty] | 0 |  |  |  | 0 |  | 0 |  | 0 | 0 | 0 | 0 | 0
[5 empty] | 0 |  |  |  | 0 |  | 0 |  | 0 | 0 | 0 | 0 | 0
[5 empty] | 0 |  |  |  | 0 |  | 0 |  | 0
[5 empty] | 0 |  |  |  | 0 |  | 0 |  | 0
[5 empty] | 0 |  |  |  | 0 |  |  |  | 0
[5 empty] | 0 |  |  |  | 0 |  |  |  | 0
[5 empty] | 0 |  |  |  | 0 |  |  |  | 0
[5 empty] | 0 |  |  |  | 0 |  |  |  | 0
0
0
[5 empty] | 2176927.8428 |  | 2903458.4218 |  | 5551672.7483 |  | 1259284.0601 |  | 1399583.8069

## PC Abs
Name of work: Providing Special Repair works for 5 Nos INS, 8 Nos SI, 24 Nos PC/HC Quarters at Church Hill Ooty in the Nilgiri District
PC/HC Quarters
Sl. No. | Description | Rate | Unit | Building |  | Electrical |  | Sullage |  | Plinth production |  | Borewell & External water supply |  | Total Qty. (Dev) |  | Total Qty. (Building + Dev)
|  |  |  | Qty | Amount | Qty | Amount | Qty | Amount | Qty | Amount | Qty | Amount | Qty | Amount | Qty | Amount
1.1 | Earth work excavation in all soils (including refilling) | [14 empty] | * | .
| a. 0 to 2 mt. | 314.7433 | Cum. | 14.4 | 4532.304 |  | 0 |  | 0 | 5.15 | 1620.9282 |  |  | 5.15 | 1620.9282 | 19.55 | 6153.2322
1.5 | Earth work excavation for Open foundation for drains (excluding refilling) | 148.75 | Cum. | 44.202 | 6575.0475 | [10 empty] | 44.202 | 6575.0475
| a. 0 to 2 mt. | [14 empty] | 0 | 0
1.6 | Earth work excavation for Open foundation for drains (excluding refilling) width upto 1.25 m |  |  |  | 0 |  | 0 |  | 0 |  | 0 |  |  | 0 | 0 | 0 | 0
| a. 0 to 2 mt. | 223.125 | Cum. |  | 0 |  | 0 | 13.7 | 3056.8125 |  | 0 |  |  | 13.7 | 3056.8125 | 13.7 | 3056.8125
2.1 | Filling sand | 2310.93 | Cum. |  | 0 |  | 0 | 3.45 | 7972.7085 | 2.1034 | 4860.7524 |  |  | 5.5534 | 12833.4609 | 5.5534 | 12833.4609
3.1 | C.C.1:5:10 for Foundation & Basement | 6456.897 | Cum. | 15.7 | 101373.2829 |  | 0 | 3.45 | 22276.2946 | 2.595 | 16755.6477 |  |  | 6.045 | 39031.9424 | 21.745 | 140405.2253
3.2 | P.C.C. 1:2:4 for Foundation & Basement and other similar works | 8002.773 | Cum. | 11.053 | 88454.65 |  | 0 |  | 0 |  | 0 |  |  | 0 | 0 | 11.053 | 88454.65
6.2 | Bricashk work in C.M. 1:5 (F& B) using Fly bricks of size 23 x 11.4 x 7.5 cm (9" x 4 1/2"x 3") | 8664.0401 | Cum. | 7.7 | 66713.109 |  | 0 | 0.35 | 3032.414 |  | 0 |  |  | 0.35 | 3032.414 | 8.05 | 69745.5231
9.2 | Brick work in C.M. 1:6 using chamber Burnt bricks of size 23 x 11.4 x 7.5 cm (9" x 4 1/2"x 3") |  |  |  | 0 |  | 0 |  | 0 |  | 0 |  |  | 0 | 0 | 0 | 0
| a. In Ground Floor/Stilt floor | 8696.2719 | Cum. |  | 0 |  | 0 |  | 0 | 0.84767 | 7371.5657 |  |  | 0.84767 | 7371.5657 | 0.84767 | 7371.5657
10.2 | Brick partition work in C.M. 1:4 using chamber Burnt bricks of size 23 x 11.4 x 7.5 cm (9" x 4 1/2"x 3") 114 mm tk (B.P.) |  |  |  | 0 |  | 0 |  | 0 |  | 0 |  |  | 0 | 0 | 0 | 0
| a. In Foundation and basement | 1097.585 | Sqm. |  | 0 |  | 0 | 32.55 | 35726.3906 | 39.2484 | 43078.4459 |  |  | 71.7984 | 78804.8366 | 71.7984 | 78804.8366
13.1 | Filling with Excavated Earth | 51.73 | Cum. |  | 0 |  | 0 |  | 0 | 13.1514 | 680.3206 |  |  | 13.1514 | 680.3206 | 13.1514 | 680.3206
22.2 | Teak wood "Window" & Ventilator Shutter |  |  |  | 0 |  | 0 |  | 0 |  | 0 |  |  | 0 | 0 | 0 | 0
| a. Window: 135 cm ht. | 4068.0221 | Sqm. | 18 | 73224.3976 |  | 0 |  | 0 |  | 0 |  |  | 0 | 0 | 18 | 73224.3976
| Supplying and fixing of TW Swing type ventilater | 3196.839 | Sqm. | 2.45 | 7832.2555 | [5 empty] | 0 |  |  |  | 0 | 2.45 | 7832.2555
| Chipping of concrete and rougheing of surface including cost of materials and labours etc.., completed,PWD SOR 2022-23 p-22 item No.38A | 48.79 | Sqm. | 160.5 | 7830.795 |  | 0 |  | 0 |  | 0 |  |  | 0 | 0 | 160.5 | 7830.795
28 | Floor plastering in C.M. 1:4, 20 mm tk. | 663.6378 | Sqm. | 131.3 | 87135.6431 |  | 0 | 8.4 | 5574.5575 |  | 0 |  |  | 8.4 | 5574.5575 | 139.7 | 92710.2007
| Dismantling and clearing away the Pressed tiles etc.,PWD SOR 2022-23 p-22 | 30.8 | Sqm. | 171.3 | 5276.04 |  | 0 |  | 0 |  | 0 |  |  | 0 | 0 | 171.3 | 5276.04
32.1 | Pressed tiles (23cmx23cmx20mm) mixed with Water proofing compound | 1465.455 | Sqm. | 171.3 | 251032.4415 |  | 0 |  | 0 |  | 0 |  |  | 0 | 0 | 171.3 | 251032.4415
| Providing Polymer Coating (Water Proof Coating ) for over roof pressed tiles area.PWD SOR 2022-23 p-55 | 460.6 | Sqm. | 342.6 | 157801.56 |  | 0 |  | 0 |  | 0 |  |  | 0 | 0 | 342.6 | 157801.56
| Clean removel of the old cement plastering both inside and outside from the existing walls of brick masonry without damageing the existing structure and surroundings and clearing the debries away from the site including all cost etc., | 13.58 | Sqm. | 45.1 | 612.458 |  | 0 |  | 0 |  | 0 |  |  | 0 | 0 | 45.1 | 612.458
33 | Plastering in C.M. 1:5, 12 mm tk. | 325.9023 | Sqm. | 39.5 | 12873.1401 |  | 0 | 84.35 | 27489.8573 | 28.5 | 9288.215 |  |  | 112.85 | 36778.0723 | 152.35 | 49651.2124
34 | Plastering in C.M. 1:4, 12 mm tk. | 331.9906 | Sqm. | 24 | 7967.7744 |  | 0 | 136.8 | 45416.3141 |  | 0 |  |  | 136.8 | 45416.3141 | 160.8 | 53384.0885
35 | Spl. Ceiling plastering in C.M. 1:3, 10 mm tk. | 372.775 | Sqm. | 45.1 | 16812.1525 |  | 0 |  | 0 |  | 0 |  |  | 0 | 0 | 45.1 | 16812.1525
| whitewashing two coat for old wall | 44.2567 | Sqm. | 756 | 33458.0652 |  | 0 |  | 0 |  | 0 |  |  | 0 | 0 | 756 | 33458.0652
40 | Painting - New "wood work" | 283.4055 | Sqm. | 16.354 | 4634.8135 |  | 0 |  | 0 |  | 0 |  |  | 0 | 0 | 16.354 | 4634.8135
| Painting two coat for old wood work | 193.7988 | Sqm. | 1014 | 196511.9832 |  | 0 |  | 0 |  | 0 |  |  | 0 | 0 | 1014 | 196511.9832
44.1 | PVC SWR 110 mm dia Rain water pipe | 390.34 | Rmt | 144 | 56208.96 |  | 0 |  | 0 |  | 0 |  |  | 0 | 0 | 144 | 56208.96
51 | HDPE water tank 700 lit capacity with ISI mark | 7035 | Each | 24 | 168840 |  | 0 |  | 0 |  | 0 |  |  | 0 | 0 | 24 | 168840
| a. 32 mm dia | 307.242 | Rmt | 50 | 15362.1 |  | 0 |  | 0 |  | 0 |  |  | 0 | 0 | 50 | 15362.1
| b. 25 mm dia | 289.6333 | Rmt | 300 | 86890 |  | 0 |  | 0 |  | 0 |  |  | 0 | 0 | 300 | 86890
53.1 | Wash basin | 3856.62 | Each | 24 | 92558.88 |  | 0 |  | 0 |  | 0 |  |  | 0 | 0 | 24 | 92558.88
54.1 | C.P tap long body | 538 | Each | 54 | 29052 |  | 0 |  | 0 |  | 0 |  |  | 0 | 0 | 54 | 29052
54.2 | C.P tap short body | 490 | Each | 24 | 11760 |  | 0 |  | 0 |  | 0 |  |  | 0 | 0 | 24 | 11760
69 | 15 Amp. Power plug | 150 | Each |  | 0 | 120 | 18000 | [8 empty] | 120 | 18000
| ANNEXURE |  |  |  | 0 |  | 0 |  | 0 |  | 0 |  |  | 0 | 0 | 0 | 0
| Removing of doors and windows shutter etc.,PWD SOR P-22 Item No.29 | 185.36 | Sqm | 21 | 3892.56 |  | 0 |  | 0 |  | 0 |  |  | 0 | 0 | 21 | 3892.56
21.5.2 | Supply and Fixing Soild UPVC door Shutter with frame (PWD SOR 2022-2023, P.No: 43) | 3325 | Sqm | 36 | 119700 |  | 0 |  | 0 |  | 0 |  |  | 0 | 0 | 36 | 119700
23.2.1 | 4mm thick pin headed Glass panels with Aluminium beedings | 906.4 | Sqm | 20 | 18128 |  | 0 |  | 0 |  | 0 |  |  | 0 | 0 | 20 | 18128
29.8 | Glazed tiles using Grout (Tile Joint Filler) | 1673.4978 | Sqm | 134 | 224248.7118 |  | 0 |  | 0 |  | 0 |  |  | 0 | 0 | 134 | 224248.7118
29.9 | Floor ceramic tiles (Anti-skid) using Grout (Tile Joint Filler). | 1456.6807 | Sqm | 57.3 | 83467.8041 |  | 0 |  | 0 |  | 0 |  |  | 0 | 0 | 57.3 | 83467.8041
50.6 | Precast slab 50 mm tk.in C.C. 1:3:6 with fibre | 514.2337 | Sqm |  | 0 |  | 0 |  | 0 | 34.2 | 17586.7919 |  |  | 34.2 | 17586.7919 | 34.2 | 17586.7919
56.3 | S & F of Indian Water closet white glazed (Oriya type) of size 580 x 440mm - in G.F. | 4051.933 | Each | 12 | 48623.1963 |  | 0 |  | 0 |  | 0 |  |  | 0 | 0 | 12 | 48623.1963
56.4 | S & F of Indian Water closet white glazed (Oriya type) of size 580 x 440mm - Other than G.F. | 6609.6227 | Each | 12 | 79315.4727 |  | 0 |  | 0 |  | 0 |  |  | 0 | 0 | 12 | 79315.4727
58.3 | PVC SWR pipe (Soil line) with ISI mark - type 'B'. |  |  |  | 0 |  | 0 |  | 0 |  | 0 |  |  | 0 | 0 | 0 | 0
| a. 110 mm dia. | 851.42 | Rmt | 48 | 40868.16 |  | 0 |  | 0 |  | 0 |  |  | 0 | 0 | 48 | 40868.16
| b. 75 mm dia. | 734.1167 | Rmt | 72 | 52856.4 |  | 0 |  | 0 |  | 0 |  |  | 0 | 0 | 72 | 52856.4
66.1 | Wiring with 1.5 sqmm PVC insulated single core multi strand fire retardant flexible copper cable with ISI mark confirming IS: 694:1990 for Staircase Light Point. | 3051.9983 | Each |  | 0 | 6 | 18311.99 |  | 0 |  | 0 |  |  | 0 | 0 | 6 | 18311.99
| Run of 2 Wires of 4 sqmm PVC insulated single core multi strand fire retardant flexible copper cable with ISI mark confirming IS: 694:1990. | 266 | Rmt |  | 0 | 120 | 31920 |  | 0 |  | 0 |  |  | 0 | 0 | 120 | 31920
| Run of 2 Wires of 2.5 sqmm PVC insulated single core multi strand fire retardant flexible copper cable with ISI mark confirming IS: 694:1990. | 226 | Rmt |  | 0 | 840 | 189840 |  | 0 |  | 0 |  |  | 0 | 0 | 840 | 189840
| 4 x 4 Sq mm copper PVC insulated unsheathed single core cable for 3 phase EB service connection | 270 | Rmt |  | 0 | 720 | 194400 |  | 0 |  | 0 |  |  | 0 | 0 | 720 | 194400
344.2 | S&F of Bevelled edge mirror 500 x 400 x 5.5mm | 494.7 | Each | 24 | 11872.8 |  | 0 |  | 0 |  | 0 |  |  | 0 | 0 | 24 | 11872.8
| Plastic Emulsion paint two coat of Old walls including cost of materials and labours etc.., completed | 206.177 | Sqm | 3422.3 | 705599.5471 |  | 0 |  | 0 |  | 0 |  |  | 0 | 0 | 3422.3 | 705599.5471
38.4.1 | Painting Two coat of OBD over one coat white cement for inner walls including cost of materials and labours etc.., completed | 167.11 | Sqm | 3777.1 | 631191.181 |  | 0 |  | 0 |  | 0 |  |  | 0 | 0 | 3777.1 | 631191.181
| UPVC Non Pressure pipe of SN8 SDR 34 ( S 16.5) as per IS 15328/2003 |  |  |  | 0 |  | 0 |  | 0 |  | 0 |  |  | 0 | 0 | 0 | 0
| a. 110 mm UPVC Non Pressure pipe | 535.106 | Rmt | 20 | 10702.1199 |  | 0 |  | 0 |  | 0 |  |  | 0 | 0 | 20 | 10702.1199
| b. 160 mm UPVC Non Pressure pipe | 859.177 | Rmt | 50 | 42958.8483 |  | 0 |  | 0 |  | 0 |  |  | 0 | 0 | 50 | 42958.8483
| Wiring with 1.5 sqmm PVC insulated single core multi strand fire retardant flexible copper cable with ISI mark confirming IS: 694:1990. (Open wiring) |  |  |  | 0 |  | 0 |  | 0 |  | 0 |  |  | 0 | 0 | 0 | 0
| a. Light point with ceiling rose | 894.9958 | Each |  | 0 | 144 | 128879.4 |  | 0 |  | 0 |  |  | 0 | 0 | 144 | 128879.4
| b. Light point without ceiling rose | 896.9958 | Each |  | 0 | 96 | 86111.6 |  | 0 |  | 0 |  |  | 0 | 0 | 96 | 86111.6
| Wiring with 1.5 sqmm PVC insulated single core multi strand fire retardant flexible copper cable with ISI mark confirming IS: 694:1990 for 5 amps 5 pin plug socket point @ Convenient Places.(Open wiring) | 689.996 | Each |  | 0 | 72 | 49679.712 |  | 0 |  | 0 |  |  | 0 | 0 | 72 | 49679.712
| Wiring with 1.5 sqmm PVC insulated single core multi strand fire retardant flexible copper cable with ISI mark confirming IS: 694:1990 for 5 amps 5 pin plug socket point @ Switch Board Itself.(Open wiring) | 834.9983 | Each |  | 0 | 72 | 60119.88 |  | 0 |  | 0 |  |  | 0 | 0 | 72 | 60119.88
| Supply and fixing of 9 watts LED bulb PWD SR P-115 | 135 | Each |  | 0 | 96 | 12960 |  | 0 |  | 0 |  |  | 0 | 0 | 96 | 12960
| Supply and fixing of 4' 18 watts LED Tube Light PWD SR P-114 | 690.002 | Each |  | 0 | 96 | 66240.192 |  | 0 |  | 0 |  |  | 0 | 0 | 96 | 66240.192
| Supply and fixing of Bulk Head fitting suitable for 12W LED Bulb | 517.0033 | Each |  | 0 | 30 | 15510.1 |  | 0 |  | 0 |  |  | 0 | 0 | 30 | 15510.1
| Supply, fiing of 25W LED street light etc., | 3367 | Each |  | 0 | 18 | 60606 |  | 0 |  | 0 |  |  | 0 | 0 | 18 | 60606
| Supply and fixing of 12 watts LED bulb (qtn) | 170 | Each |  | 0 | 30 | 5100 |  | 0 |  | 0 |  |  | 0 | 0 | 30 | 5100
| Supply and fixing of Three Phase Distribution Board with 4 way TPN double door MCB DB 40 Amps 4 Pole ELCB - 1, 6Amps to 32 amps SP MCB - 12 No's with necessary cutting work etc., including cost of all materials and fixing charges all complete. CER NO.267/2018-19 | 11750 | Each |  | 0 | 24 | 282000 |  | 0 |  | 0 |  |  | 0 | 0 | 24 | 282000
| Supply and fixing of SFRC Manhole cover with frame with locking arrangements |  |  |  | 0 |  | 0 |  | 0 |  | 0 |  |  | 0 | 0 | 0 | 0
| a.600mmx600mm | 2701 | Each | 10 | 27010 |  | 0 |  | 0 |  | 0 |  |  | 0 | 0 | 10 | 27010
| Supplying, laying, fixing and jointing of 40mm dia PVC pipe (Below Ground level) | 340 | rmt | 80 | 27200 | [10 empty] | 80 | 27200
| Supply and fixing ofTNEB Meter board suitable for 3 phase 63 A service connection made up of suitable angle ( electrical SD 129) | 4646 | Each |  |  | 24 | 111504 |  |  |  | 0 |  |  |  | 0 | 24 | 111504
| Supplying and fixing of GI Service pipe line including cost of materials and labours etc.., completed | 130 | Rmt |  |  | 72 | 9360 |  |  |  | 0 |  |  |  | 0 | 72 | 9360
| Teak wood Double leaf Cupborad ward roap Shutter | 3974.59 | sqm |  |  | 60.48 | 240383.2032 | [8 empty] | 60.48 | 240383.2032
| Total |  |  |  | 3718958.6644 |  | 1580926.0772 |  | 150545.3493 |  | 101242.6675 |  | 0.01 | 0 | 251788.0167 | * | 5551672.7483 | #REF! | 0 | #REF!
[5 empty] | 0 |  | 0 |  | 0 |  | 0 |  | 0 | 0 | 0 | 0 | 0
| MS door of Size 1000 x 2100mm |  | Each |  | 0 |  | 0 |  | 0 |  | 0 |  | 0 | 0 | 0 | 0 | 0
| MS door of Size 750 x 1350mm |  | Each |  | 0 |  | 0 |  | 0 |  | 0 |  | 0 | 0 | 251788.0267 | 0 | 0
| MS Ventilator of Size 900 x 600mm | #REF! | Sqm |  | #REF! |  | #REF! |  | #REF! |  | #REF! |  | #REF! | 0 | 0.01 | 0 | 5551672.7583
| MS Ventilator of Size 600 x 600mm | #REF! | Sqm |  | #REF! |  | #REF! |  | #REF! |  | #REF! |  | #REF! | 0 | #REF! | 0 | 0.01
| MS Ventilator of Size 1285 x 600mm | #REF! | Sqm |  | #REF! |  | #REF! |  | #REF! |  | #REF! |  | #REF! | 0 | #REF! | 0 | #REF!
| MS Ventilator of Size 1350 x 600mm |  | Sqm |  | 0 |  | 0 |  | 0 |  | 0 |  | 0 | 0 | 0 | 0 | 0
| TW double leaves shutter of size 1800 x 2100mm |  | Sqm |  | 0 |  | 0 |  | 0 |  | 0 |  | 0 | 0 | 0 | 0 | 0
| Ornamental TW double leaves panelled shutter of size 1800 x 2100mm |  | Sqm |  | 0 |  | 0 |  | 0 |  | 0 |  | 0 | 0 | 0 | 0 | 0
| Ornamental TW double leaves panelled shutter of size 1800 x 2400mm |  | Sqm |  | 0 |  | 0 |  | 0 |  | 0 |  | 0 | 0 | 0 | 0 | 0
| 1500 liters capacity of HDPE Water Tank | 12300 | Each |  | 0 |  | 0 |  | 0 |  | 0 |  | 0 | 0 | 0 | 0 | 0
| Providing shahabad stone flooring | #REF! | Sqm |  | #REF! |  | #REF! |  | #REF! |  | #REF! |  | #REF! | 0 | #REF! | 0 | #REF!
| Eurocon Tiles flooring | #REF! | Sqm |  | #REF! |  | #REF! |  | #REF! |  | #REF! |  | #REF! | 0 | #REF! | 0 | #REF!
| Vetrified Tiles flooring | #REF! | Sqm |  | #REF! |  | #REF! |  | #REF! |  | #REF! |  | #REF! | 0 | #REF! | 0 | #REF!
| kota stone flooring | #REF! | Sqm |  | #REF! |  | #REF! |  | #REF! |  | #REF! |  | #REF! | 0 | #REF! | 0 | #REF!
| Granite Tiles flooring | #REF! | Sqm |  | #REF! |  | #REF! |  | #REF! |  | #REF! |  | #REF! | 0 | #REF! | 0 | #REF!
| Plastering with ccccm 1:3, 12mm mixed with WPC | #REF! | Sqm |  | #REF! |  | #REF! |  | #REF! |  | #REF! |  | #REF! | 0 | #REF! | 0 | #REF!
| HDPE water tank 5000 lit capacity | 41000 | Each |  | 0 |  | 0 |  | 0 |  | 0 |  | 0 | 0 | 0 | 0 | 0
| #REF! | #REF! | Sqm |  | #REF! |  | #REF! |  | #REF! |  | #REF! |  | #REF! | 0 | #REF! | 0 | #REF!
| TW Panelled Door 1500 X 2100MM (Double leaves) | #REF! | Sqm |  | #REF! |  | #REF! |  | #REF! |  | #REF! |  | #REF! | 0 | #REF! | 0 | #REF!
| TW Panelled Door 1500 X 2400MM (Double leaves) | #REF! | Sqm |  | #REF! |  | #REF! |  | #REF! |  | #REF! |  | #REF! | 0 | #REF! | 0 | #REF!
| TW Panelled Door 1200 X 2400MM (Double leaves) | #REF! | Sqm |  | #REF! |  | #REF! |  | #REF! |  | #REF! |  | #REF! | 0 | #REF! | 0 | #REF!
| TW Panelled Door 1800 X 2400MM (Double leaves) | #REF! | Sqm |  | #REF! |  | #REF! |  | #REF! |  | #REF! |  | #REF! | 0 | #REF! | 0 | #REF!
| Partly glazed and partly BWR panelled door shutter (Double leaves) with brass screws. a. 1500x2400mm | #REF! | Sqm |  | #REF! |  | #REF! |  | #REF! |  | #REF! |  | #REF! | 0 | #REF! | 0 | #REF!
| Partly glazed and partly TW panelled door shutter (Double leaves) with brass screws. a. 1200x2400mm | #REF! | Sqm |  | #REF! |  | #REF! |  | #REF! |  | #REF! |  | #REF! | 0 | #REF! | 0 | #REF!
| T.W DOOR SHUTTER TWO LEAVES(2000 X 2400 mm) WITH BRASS FITINGS | #REF! | Sqm |  | #REF! |  | #REF! |  | #REF! |  | #REF! |  | #REF! | 0 | #REF! | 0 | #REF!
| BWR door 900 x 2400 single leaf | #REF! | Sqm |  | #REF! |  | #REF! |  | #REF! |  | #REF! |  | #REF! | 0 | #REF! | 0 | #REF!
| BWR door 1050 x 2400 single leaf | #REF! | Sqm |  | #REF! |  | #REF! |  | #REF! |  | #REF! |  | #REF! | 0 | #REF! | 0 | #REF!
| BWR door 1200 x 2400 double leaves | #REF! | Sqm |  | #REF! |  | #REF! |  | #REF! |  | #REF! |  | #REF! | 0 | #REF! | 0 | #REF!
| BWR door 1500 x 2400 double leaves | #REF! | Sqm |  | #REF! |  | #REF! |  | #REF! |  | #REF! |  | #REF! | 0 | #REF! | 0 | #REF!
| 450 x 375 x 20 m thick TW plank | #REF! | Each |  | #REF! |  | #REF! |  | #REF! |  | #REF! |  | #REF! | 0 | #REF! | 0 | #REF!
| 40 mm dia GI pipe "B"class | #REF! | Rmt |  | #REF! |  | #REF! |  | #REF! |  | #REF! |  | #REF! | 0 | #REF! | 0 | #REF!
| Supplying and fixing of Three phase ELCB | #REF! | Each |  | #REF! |  | #REF! |  | #REF! |  | #REF! |  | #REF! | 0 | #REF! | 0 | #REF!
| MDF 900 x 2100 single | #REF! | Sqm |  | #REF! |  | #REF! |  | #REF! |  | #REF! |  | #REF! | 0 | #REF! | 0 | #REF!
| MDF 1000 x 2100 | #REF! | Sqm |  | #REF! |  | #REF! |  | #REF! |  | #REF! |  | #REF! | 0 | #REF! | 0 | #REF!
| MDF 1200 x 2100 | #REF! | Sqm |  | #REF! |  | #REF! |  | #REF! |  | #REF! |  | #REF! | 0 | #REF! | 0 | #REF!
| MDF 1500 X 2100MM (Double Leaf) | #REF! | Sqm |  | #REF! |  | #REF! |  | #REF! |  | #REF! |  | #REF! | 0 | #REF! | 0 | #REF!
| MDF 1200 X 2100MM (Double Leaf) | #REF! | Sqm |  | #REF! |  | #REF! |  | #REF! |  | #REF! |  | #REF! | 0 | #REF! | 0 | #REF!
| MDF 1500 X 2400MM (Double Leaf) | #REF! | Sqm |  | #REF! |  | #REF! |  | #REF! |  | #REF! |  | #REF! | 0 | #REF! | 0 | #REF!
| MDF double leaf shutter with TW alround frame for ward robe / cup board | #REF! | Sqm |  | #REF! |  | #REF! |  | #REF! |  | #REF! |  | #REF! | 0 | #REF! | 0 | #REF!
| Varnishing one coat | #REF! |  |  | #REF! |  | #REF! |  | #REF! |  | #REF! |  | #REF! | 0 | #REF! | 0 | #REF!
| Varnishing two coat | #REF! |  |  | #REF! |  | #REF! |  | #REF! |  | #REF! |  | #REF! | 0 | #REF! | 0 | #REF!
| Red oxide plastering in CM 1:4 | #REF! |  |  | #REF! |  | #REF! |  | #REF! |  | #REF! |  | #REF! | 0 | #REF! | 0 | #REF!
| Under reamed pile (Single) | #REF! |  |  | #REF! |  | #REF! |  | #REF! |  | #REF! |  | #REF! | 0 | #REF! | 0 | #REF!
| LIGHT POINT WITH CEILING ROSE FOR ADMINISTRATIVE BLOCKS AND COMMUNITY CENTRE | #REF! |  |  | #REF! |  | #REF! |  | #REF! |  | #REF! |  | #REF! | 0 | #REF! | 0 | #REF!
| LIGHT POINT WITH BAKELITE BATTERN TYPE HOLDER FOR ADMINISTRATIVE BLOCKS AND COMMUNITY CENTRE | #REF! |  |  | #REF! |  | #REF! |  | #REF! |  | #REF! |  | #REF! | 0 | #REF! | 0 | #REF!
| FAN POINT FOR ADMINISTRATIVE BLOCKS AND COMMUNITY CENTRE | #REF! |  |  | #REF! |  | #REF! |  | #REF! |  | #REF! |  | #REF! | 0 | #REF! | 0 | #REF!
| STAIRCASE LIGHT POINT FOR ADMINISTRATIVE BLOCKS AND COMMUNITY CENTRE | #REF! |  |  | #REF! |  | #REF! |  | #REF! |  | #REF! |  | #REF! | 0 | #REF! | 0 | #REF!
| 2 X 2.5 Sq mm in fully concealed PVC conduit | #REF! |  |  | #REF! |  | #REF! |  | #REF! |  | #REF! |  | #REF! | 0 | #REF! | 0 | #REF!
| 2 X 4 Sq mm in fully concealed PVC conduit | #REF! |  |  | #REF! |  | #REF! |  | #REF! |  | #REF! |  | #REF! | 0 | #REF! | 0 | #REF!
| 4 X 4 Sq mm in fully concealed PVC conduit | #REF! |  |  | #REF! |  | #REF! |  | #REF! |  | #REF! |  | #REF! | 0 | #REF! | 0 | #REF!
| 32 AMPS DOUBLE POLE MAIN SWITCH ON TEAK WOOD BOARD TOP MES SERVICE CONNECTION / MOTOR PUMP( SINGLE PHASE ) SET | #REF! |  |  | #REF! |  | #REF! |  | #REF! |  | #REF! |  | #REF! | 0 | #REF! | 0 | #REF!
| Supply and fixing 4 way 250 volt single phase with neutral link metalic distribution board on suitable Teak wood board etc., all complete including connections. | #REF! |  |  | #REF! |  | #REF! |  | #REF! |  | #REF! |  | #REF! | 0 | #REF! | 0 | #REF!
| 16 AMPS TPIC ON TEAK WOOD BOARD FOR 3 PHASE MES SERVICE CONNECTION AND 3 PHASE MOTOR PUMPSETS | #REF! |  |  | #REF! |  | #REF! |  | #REF! |  | #REF! |  | #REF! | 0 | #REF! | 0 | #REF!
| Supplying and fixing of 32 amps triple pole main switch with fuse and neutral link on a suitable well varnished teak wood board | #REF! |  |  | #REF! |  | #REF! |  | #REF! |  | #REF! |  | #REF! | 0 | #REF! | 0 | #REF!
| THREE PHASE DISTRIBUTION BOARD WITH 6 WAY PHASE AND 30 AMPS / WAY WITH FUSE AND NEUTRAL LINK ON SUITABLE TW PLANK TOP MES CONNECTION BOARD (FOR 12 IN 1 BLOCKS) | #REF! |  |  | #REF! |  | #REF! |  | #REF! |  | #REF! |  | #REF! | 0 | #REF! | 0 | #REF!
| THREE PHASE DISTRIBUTION BOARD WITH 4 WAY PHASE AND 3 AMPS/WAY FUSE AND NEUTRAL LINK FOR MES SERVICE CONNECTION ( 6 IN 1 BLOCKS ) | #REF! |  |  | #REF! |  | #REF! |  | #REF! |  | #REF! |  | #REF! | 0 | #REF! | 0 | #REF!
| FIXING OF TUBE LIGHT FITTINGS ON WALL / CEILING | #REF! |  |  | #REF! |  | #REF! |  | #REF! |  | #REF! |  | #REF! | 0 | #REF! | 0 | #REF!
| FIXING OF TUBE FITTINGS SUSPENDED FROM CEILING | #REF! |  |  | #REF! |  | #REF! |  | #REF! |  | #REF! |  | #REF! | 0 | #REF! | 0 | #REF!
| ( to be supplied by the department free of cost ) on suitable well varnished teak wood plank | #REF! |  |  | #REF! |  | #REF! |  | #REF! |  | #REF! |  | #REF! | 0 | #REF! | 0 | #REF!
| Charges for fixing single phase RCCB/ELCB on fully concealed suitable MS BOX | #REF! |  |  | #REF! |  | #REF! |  | #REF! |  | #REF! |  | #REF! | 0 | #REF! | 0 | #REF!
| Charges for fixing three phase RCCB/ ELCB on suitable well varnished teak wood plank | #REF! |  |  | #REF! |  | #REF! |  | #REF! |  | #REF! |  | #REF! | 0 | #REF! | 0 | #REF!
| Charges for fixing Three phase RCCB/ELCB on fully concealed suitable MS BOX | #REF! |  |  | #REF! |  | #REF! |  | #REF! |  | #REF! |  | #REF! | 0 | #REF! | 0 | #REF!
| Supplying and delivery of Single phase ELCB/RCCB | #REF! |  |  | #REF! |  | #REF! |  | #REF! |  | #REF! |  | #REF! | 0 | #REF! | 0 | #REF!
| Supplying and delivery of Three phase ELCB/RCCB | #REF! |  |  | #REF! |  | #REF! |  | #REF! |  | #REF! |  | #REF! | 0 | #REF! | 0 | #REF!
| 2 x 4 Sqmm Copper PVC insulated unsheathed single core 1 KV grade cable for EB service single phase. | #REF! |  |  | #REF! |  | #REF! |  | #REF! |  | #REF! |  | #REF! | 0 | #REF! | 0 | #REF!
| 4 x 4 Sq mm copper PVC insulated unsheathed single core cable for 3 phase EB service connection | #REF! |  |  | #REF! |  | #REF! |  | #REF! |  | #REF! |  | #REF! | 0 | #REF! | 0 | #REF!
| Supply of 40 mm dia GI pipe "B"class | #REF! |  |  | #REF! |  | #REF! |  | #REF! |  | #REF! |  | #REF! | 0 | #REF! | 0 | #REF!
| Laying of U.G. Cable below Ground Level | #REF! |  |  | #REF! |  | #REF! |  | #REF! |  | #REF! |  | #REF! | 0 | #REF! | 0 | #REF!
| Fixing of UG cables on Walls / Ceiling | #REF! |  |  | #REF! |  | #REF! |  | #REF! |  | #REF! |  | #REF! | 0 | #REF! | 0 | #REF!
| Fixing of Tube light street light fitting | #REF! |  |  | #REF! |  | #REF! |  | #REF! |  | #REF! |  | #REF! | 0 | #REF! | 0 | #REF!
| Charges for fixing Mercury, Sodium Vapour lamp street light fittings ( all types ) in the existing pole with required GI pipes 'B' class and accessories ( Street light fittings alone will be supplied departmentally at free of cost ). | #REF! |  |  | #REF! |  | #REF! |  | #REF! |  | #REF! |  | #REF! | 0 | #REF! | 0 | #REF!
| S & F TNEB Meter Board made up of MS box 600 x 225 mm with door and lock and key arrangements | #REF! |  |  | #REF! |  | #REF! |  | #REF! |  | #REF! |  | #REF! | 0 | #REF! | 0 | #REF!
| 25 mm dia PVC pipe Heavy duty with ISI mark for TV/ Telephone line | #REF! |  |  | #REF! |  | #REF! |  | #REF! |  | #REF! |  | #REF! | 0 | #REF! | 0 | #REF!
| TV/Telephone line junction | #REF! |  |  | #REF! |  | #REF! |  | #REF! |  | #REF! |  | #REF! | 0 | #REF! | 0 | #REF!
| Supply and erection of Tubular lamp, using 65 mm dia GI pipe 'B' class pipe with ISI mark of 6 mt length and 20 mm dia GI pipe 'B' class upto 2 mt with. | #REF! |  |  | #REF! |  | #REF! |  | #REF! |  | #REF! |  | #REF! | 0 | #REF! | 0 | #REF!
| Tube light - Box type | #REF! |  |  | #REF! |  | #REF! |  | #REF! |  | #REF! |  | #REF! | 0 | #REF! | 0 | #REF!
| Open wiring for Light point with ceiling rose for flats/ houses | #REF! |  |  | #REF! |  | #REF! |  | #REF! |  | #REF! |  | #REF! | 0 | #REF! | 0 | #REF!
| Open wiring Light point with bakelite batern type holder for flats/ houses(Open wiring) | #REF! |  |  | #REF! |  | #REF! |  | #REF! |  | #REF! |  | #REF! | 0 | #REF! | 0 | #REF!
| Open wiring POINT WIRING FOR CALLING BELL / BUZZER WITH PUSH SWITCH FOR ALL TYPE OF BUILDING (OPEN WIRING) | #REF! |  |  | #REF! |  | #REF! |  | #REF! |  | #REF! |  | #REF! | 0 | #REF! | 0 | #REF!
| Open wiring FAN POINT FOR ADMINISTRATIVE BLOCKS AND COMMUNITY CENTRE | #REF! |  |  | #REF! |  | #REF! |  | #REF! |  | #REF! |  | #REF! | 0 | #REF! | 0 | #REF!
| Open wiring STAIRCASE LIGHT POINT FOR ADMINISTRATIVE BLOCKS AND COMMUNITY CENTRE (Open wiring) | #REF! |  |  | #REF! |  | #REF! |  | #REF! |  | #REF! |  | #REF! | 0 | #REF! | 0 | #REF!
| Open wiring 5 AMPS 5 PIN PLUG SOCKET POINT AT CONVENIENT PLACES (OPEN WIRING) | #REF! |  |  | #REF! |  | #REF! |  | #REF! |  | #REF! |  | #REF! | 0 | #REF! | 0 | #REF!
| Open wiring 2 X1.5 Sqmm in fully concealed PVC conduit | #REF! |  |  | #REF! |  | #REF! |  | #REF! |  | #REF! |  | #REF! | 0 | #REF! | 0 | #REF!
| Open wiring 2 X 2.5 Sq mm in fully concealed PVC conduit (open wiring) | #REF! |  |  | #REF! |  | #REF! |  | #REF! |  | #REF! |  | #REF! | 0 | #REF! | 0 | #REF!
| whitewashing one coat | #REF! |  |  | #REF! |  | #REF! |  | #REF! |  | #REF! |  | #REF! | 0 | #REF! | 0 | #REF!
| whitewashing one coat for old wall | #REF! |  |  | #REF! |  | #REF! |  | #REF! |  | #REF! |  | #REF! | 0 | #REF! | 0 | #REF!
| whitewashing two coat for old wall | #REF! |  |  | #REF! |  | #REF! |  | #REF! |  | #REF! |  | #REF! | 0 | #REF! | 0 | #REF!
| Thorough scrapping the old wall | #REF! |  |  | #REF! |  | #REF! |  | #REF! |  | #REF! |  | #REF! | 0 | #REF! | 0 | #REF!
| Thorough scrapping the old iron work | #REF! |  |  | #REF! |  | #REF! |  | #REF! |  | #REF! |  | #REF! | 0 | #REF! | 0 | #REF!
| Thorough scrapping the old wood work | #REF! |  |  | #REF! |  | #REF! |  | #REF! |  | #REF! |  | #REF! | 0 | #REF! | 0 | #REF!
| Cement paint one coat for old wall | #REF! |  |  | #REF! |  | #REF! |  | #REF! |  | #REF! |  | #REF! | 0 | #REF! | 0 | #REF!
| Cement paint two coat for old wall | #REF! |  |  | #REF! |  | #REF! |  | #REF! |  | #REF! |  | #REF! | 0 | #REF! | 0 | #REF!
| painting one coat for old iron work | #REF! |  |  | #REF! |  | #REF! |  | #REF! |  | #REF! |  | #REF! | 0 | #REF! | 0 | #REF!
| painting two coat for old iron work | #REF! |  |  | #REF! |  | #REF! |  | #REF! |  | #REF! |  | #REF! | 0 | #REF! | 0 | #REF!
| painting one coat for old wood work | #REF! |  |  | #REF! |  | #REF! |  | #REF! |  | #REF! |  | #REF! | 0 | #REF! | 0 | #REF!
| painting two coat for old wood work | #REF! |  |  | #REF! |  | #REF! |  | #REF! |  | #REF! |  | #REF! | 0 | #REF! | 0 | #REF!
| Matt paint one coat for old wall | #REF! |  |  | #REF! |  | #REF! |  | #REF! |  | #REF! |  | #REF! | 0 | #REF! | 0 | #REF!
| #REF! | #REF! |  |  | #REF! |  | #REF! |  | #REF! |  | #REF! |  | #REF! | 0 | #REF! | 0 | #REF!
| #REF! | #REF! |  |  | #REF! |  | #REF! |  | #REF! |  | #REF! |  | #REF! | 0 | #REF! | 0 | #REF!
[5 empty] | 0 |  | 0 |  | 0 |  | 0 |  | 0 | 0 | 0 | 0 | 0
[5 empty] | 0 |  | 0 |  | 0 |  | 0 |  | 0 | 0 | 0 | 0 | 0
[5 empty] | 0 |  | 0 |  | 0 |  | 0 |  | 0 | 0 | 0 | 0 | 0
[5 empty] | 0 |  | 0 |  | 0 |  | 0 |  | 0 | 0 | 0 | 0 | 0
[5 empty] | 0 |  | 0 |  | 0 |  | 0 |  | 0 | 0 | 0 | 0 | 0
[5 empty] | 0 |  | 0 |  | 0 |  | 0 |  | 0 | 0 | 0 | 0 | 0
[5 empty] | 0 |  | 0 |  | 0 |  | 0 |  | 0 | 0 | 0 | 0 | 0
[5 empty] | 0 |  | 0 |  | 0 |  | 0 |  | 0 | 0 | 0 | 0 | 0
[5 empty] | 0 |  | 0 |  | 0 |  | 0 |  | 0 | 0 | 0 | 0 | 0
[5 empty] | 0 |  | 0 |  | 0 |  | 0 |  | 0 | 0 |  | 0 | 0
[5 empty] | 0 |  | 0 |  | 0 |  | 0 |  | 0 | 0 | 251788.0267 | 0 | 5551672.7583
[5 empty] | 0 |  | 0 |  | 0 |  | 0 |  | 0 | 0 | -0.01 | 0 | -0.01
[5 empty] | 0 |  | 0 |  | 0 |  | 0 |  | 0 | 0 | 0 | 0 | 0
[5 empty] | 0 |  | 0 |  | 0 |  | 0 |  | 0 | 0 | 0 | 0 | 0
[5 empty] | 0 |  | 0 |  | 0 |  | 0 |  | 0 | 0 | 0 | 0 | 0
[5 empty] | 0 |  | 0 |  | 0 |  | 0 |  | 0 | 0 | 0 | 0 | 0
[5 empty] | 0 |  | 0 |  | 0 |  | 0 |  | 0 | 0 | 0 | 0 | 0
[5 empty] | 0 |  | 0 |  | 0 |  | 0 |  | 0 | 0 | 0 | 0 | 0
[5 empty] | 0 |  | 0 |  | 0 |  | 0 |  | 0 | 0 | 0 | 0 | 0
[5 empty] | 0 |  | 0 |  | 0 |  | 0 |  | 0 | 0 | 0 | 0 | 0
[5 empty] | 0 |  | 0 |  | 0 |  | 0 |  | 0 | 0 | 0 | 0 | 0
[5 empty] | 0 |  |  |  | 0 |  | 0 |  | 0 | 0 | 0 | 0 | 0
[5 empty] | 0 |  |  |  | 0 |  | 0 |  | 0 | 0 | 0 | 0 | 0
[5 empty] | 0 |  |  |  | 0 |  | 0 |  | 0
[5 empty] | 0 |  |  |  | 0 |  | 0 |  | 0
[5 empty] | 0 |  |  |  | 0 |  |  |  | 0
[5 empty] | 0 |  |  |  | 0 |  |  |  | 0
[5 empty] | 0 |  |  |  | 0 |  |  |  | 0
[5 empty] | 0 |  |  |  | 0 |  |  |  | 0
0
0

## building (hidden)
Name of work: Providing Special Repair works for 5 Nos INS, 8 Nos SI, 24 Nos PC/HC Quarters at Church Hill Ooty in the Nilgiri District
Sl. No. | Description | Rate | Unit | INS Quarters |  | SI Quarters |  | PC/HC Quarters |  | INS - Plinth Production |  | SI - Plinth Production |  | PC/HC - Plinth Production |  | INS- Sullage Drain |  | SI -Sullage Drain |  | PC/HC -Sullage Drain |  | INS- External Elec supply |  | SI -External Elec supply |  | PC/HC - External Elec supply |  | Sump |  | Total Qty. (Dev) |  | Total Qty. (Building + Dev)
|  |  |  | Qty | Amount | Qty | Amount | Qty | Amount | Qty | Amount | Qty | Amount | Qty | Amount | Qty | Amount | Qty | Amount | Qty | Amount | Qty | Ampont | Qty | Ampont | Qty | Amount | Qty | Amount | Qty | Amount | Qty | Amount
#REF!
| a) 0-2m depth |  |  | 7.2 | #REF! | #REF! | #REF! | #REF! | #REF! | 6.75 | 1679.8725 | 10.8 | 2687.796 | 5.15 | 1281.6805 | 9.6 | #REF! | 10.8 | #REF! | 13.7 | #REF! | [6 empty] | #REF! | 286.16 |  |  | #REF! | #REF!
| b)2-3m depth | [26 empty] | #REF! | 299.18 |  |  | #REF! | 299.18
| PCC 1:5:10 using 40mm jelly including cost of materials and labours etc.., completed |  |  | 9.15 | #REF! | 23 | #REF! | 15.7 | #REF! | 3.375 | 20783.4188 | 5.4 | 33253.47 | 2.595 | 15980.1397 | 2.4 | #REF! | 2.7 | #REF! | 3.45 | #REF! | [6 empty] | #REF! | 6158.05 |  |  | #REF! | #REF!
| PCC 1:2:4 using 20mm jelly including cost of materials and labours etc.., completed |  |  | 6.48 | #REF! | 22.54 | #REF! | 11.053 | #REF! | [22 empty] | 40.073 | #REF!
| Brickwork in CM 1:5 using Chamber burn bricks in foundation including cost of materials and labours etc.., completed ,a)Foundation and basement etc complete |  |  | 4.7495 | #REF! | 4 | #REF! | 7.7 | #REF! | [6 empty] | 0.2 | #REF! | 0.35 | #REF! | 0.35 | #REF! | [10 empty] | 17.3495 | #REF!
| Brick work in C.M. 1:6 using chmaber burn bricks of size 23 x 11.4 x 7.5 cm (9" x 4 1/2"x 3") | [8 empty] | 1.0827 | 8079.8978 | 1.7 | 12686.369 | 0.84767 | 6325.794 | [16 empty] | 3.6304 | 27092.0608
| Brickwork partition wall in CM 1:4, 114mm thick using fchmaber burn brick of size 9"x41/2"x3" for superstructure | [8 empty] | 51.6695 | 48477.8415 | 82.6471 | 77542.0288 | 39.2484 | 36824.0196 | 48 | #REF! | 108 | #REF! | 136.8 | #REF! | [6 empty] | #REF! | #REF! |  |  | #REF! | #REF!
| Filling the Basement with excavated earth in layers of 150mm thick | [8 empty] | 17.2981 | 709.5691 | 27.645 | 1133.9979 | 13.1514 | 539.4694 | [12 empty] | #REF! | 41.02 |  |  | #REF! | 2424.0564
| Supplying and filling in foundation and basement with filling sand in layers of 150mm thk | [8 empty] | 2.7581 | 6889.7962 | 4.395 | 10978.71 | 2.1034 | 5254.2307 | 2.4 | #REF! | 2.7 | #REF! | 3.45 | #REF! | [6 empty] | #REF! | 2498 |  |  | #REF! | #REF!
| Precast slab 50mm thk in PCC1:3:6 mixed with fibre including laying | [8 empty] | 45 | 21568.5 | 72 | 34509.6 | 34.2 | 16392.06 | [16 empty] | 151.2 | 72470.16
| Clean removel of the old cement plastering both inside and outside from the existing walls of brick masonry without damageing the existing structure and surroundings and clearing the debries away from the site including all cost etc., |  |  | 75.35 | 701.5085 | 32.2 | 299.782 | 45.1 | 419.881 | [22 empty] | 152.65 | 1421.1715
| Special celing plasering in CM 1:3,10 mm tk including cost of materials and labours etc.., completed |  |  | 28.9 | #REF! | 20.8 | #REF! | 39.5 | #REF! | 37.5 | 10390.125 | 60 | 16624.2 | 28.5 | 7896.495 | 58.85 | #REF! | 67.15 | #REF! | 84.35 | #REF! | [6 empty] | #REF! | #REF! |  |  | #REF! | #REF!
| Plastering in CM 1:4, 12mm thick including cost of materials and labours etc.., completed |  |  | 12 | #REF! | 12 | #REF! | 24 | #REF! | [6 empty] | 48 | #REF! | 108 | #REF! | 136.8 | #REF! | [10 empty] | 340.8 | #REF!
| Plastering with CM 1:3, 12mm with WPC | [26 empty] | #REF! | 315.8397 |  |  | #REF! | 315.8397
| Supplying and fixing of 4mm thick plain glasses etc., |  |  | 9 | #REF! | 7.25 | #REF! | 20 | #REF! | [22 empty] | 36.25 | #REF!
| Dismantling and clearing away the Pressed tiles etc., |  |  | 87.25 | 3149.725 | 110.8 | 3999.88 | 171.3 | 6183.93 | [22 empty] | 369.35 | 13333.535
| Supplying and laying of hydraulic pressed tiles etc., |  |  | 87.25 | #REF! | 110.8 | #REF! | 171.3 | #REF! | [22 empty] | 369.35 | #REF!
| Providing Polymer Coating (Water Proof Coating ) for over roof pressed tiles area. |  |  | 174.5 | #REF! | #REF! | #REF! | 342.6 | #REF! | [22 empty] | #REF! | #REF!
| Supply and laying of ceramic(anti-skid) tiles etc., |  |  | 12.95 | #REF! | 17.3 | #REF! | 57.3 | #REF! | [22 empty] | 87.55 | #REF!
| Supplying and laying of glazed tiles etc., |  |  | 30.45 | #REF! | 44.7 | #REF! | 134 | #REF! | [22 empty] | 209.15 | #REF!
| Supply and fixing of IWC including all special and labour charges etc., complete |  |  | 0 | 0 | 0 | 0 | 0 | 0 | [22 empty] | 0 | 0
| a)In .G.F |  |  | 3 | #REF! | 5 | #REF! | 12 | #REF! | [22 empty] | 20 | #REF!
| b)In other than G.F |  |  | 2 | #REF! | 3 | #REF! | 12 | #REF! | [22 empty] | 17 | #REF!
| Removing of doors and windows shutter etc.,PWD SOR P-22 Item No.29 |  |  | 7.5 | 1264.2 | 24 | 4045.44 | 21 | 3539.76 | [22 empty] | 52.5 | 8849.4
| Supplying and fixing of solid panel door with frame ( SR pg.No.43 item No.125a) |  |  | 7.5 | 23752.5 | 24 | 76008 | 36 | 114012 | [22 empty] | 67.5 | 213772.5
| Chipping of concrete and rougheing of surface including cost of materials and labours etc.., completed PWD SOR 2021-22 p-22 item No.38A |  |  | 84.3 | 3741.234 | 196.45 | 8718.451 | 160.5 | 7122.99 | [22 empty] | 441.25 | 19582.675
| Floor plastering in CM 1:4, 20mm thick including neat cement, etc all complete |  |  | 87.4 | #REF! | 180 | #REF! | 131.3 | #REF! | [6 empty] | 8.4 | #REF! | 8.4 | #REF! | 8.4 | #REF! | [10 empty] | 423.9 | #REF!
| Supply ,laying & jointing the following pipes as per ASTM D 1785 of schedule PVC Specials etc.,a)25 mm Pipe |  |  | 90 | #REF! | 120 | #REF! | 300 | #REF! | [22 empty] | 510 | #REF!
| Supplying and laying of 32 mm dia ASTM etc all complete including and labour charges etc., complete |  |  | 30 | 5100 | 72 | 12240 | 50 | 8500 | [22 empty] | 152 | 25840
| Supplying and laying of 40 mm dia PVC (Below Ground level) etc all complete including and labour charges etc., complete |  |  | 70 | 30450 | 50 | 21750 | 80 | 34800 | [22 empty] | 200 | 87000
| Supply and Fixing of 15mm dia half turn CP tap (LONG BODY) including all special and labour charges etc., complete |  |  | 20 | #REF! | 24 | #REF! | 54 | #REF! | [22 empty] | 98 | #REF!
| Supply and Fixing of 15mm dia half turn CP tap (SHORT BODY) including all special and labour charges etc., complete |  |  | 8 | #REF! | 13 | #REF! | 24 | #REF! | [22 empty] | 45 | #REF!
| Supplying and fixing of PVC SWR 110 mm dia with ISI mark type- A for Rain water down fall pipe |  |  | 72 | #REF! | 120 | #REF! | 144 | #REF! | [22 empty] | 336 | #REF!
| Supply and laying of SWR Pipes including cost of materials and labours etc.., completed |  |  | 0 | 0 | 0 | 0 | 0 | 0 | [22 empty] | 0 | 0
| 110 MM DIA |  |  | 24 | #REF! | 96 | #REF! | 48 | #REF! | [22 empty] | 168 | #REF!
| Supplying and fixing of following SN8 160mm dia Pvc pipe with ISI mark including cost of materials and convenience and earth work excavation and refilling trenches etc.., Below ground level . |  |  | 30 | #REF! | 100 | #REF! | 50 | #REF! | [22 empty] | 180 | #REF!
| Supplying and fixing of following SN8 110mm dia Pvc pipe with ISI mark including cost of materials and convenience and earth work excavation and refilling trenches etc.., Below ground level . |  |  | 30 | #REF! | 75 | #REF! | 20 | #REF! | [22 empty] | 125 | #REF!
| Painting White washing two coats including cost of materials and labours etc.., completed |  |  | 288 | #REF! | 246 | #REF! | 756 | #REF! | [22 empty] | 1290 | #REF!
| Painting Two coat of OBD over one coat white cement for inner walls including cost of materials and labours etc.., completed |  |  | 1138 | #REF! | 731 | #REF! | 3777.1 | #REF! | [22 empty] | 5646.1 | #REF!
| Plastic Emulsion paint two coat of Old walls including cost of materials and labours etc.., completed |  |  | 1813.1 | #REF! | 1207 | #REF! | 3422.3 | #REF! | [22 empty] | 6442.4 | #REF!
| Painting the old wood work two coats including cost of materials and labours etc.., completed |  |  | 203.2 | #REF! | 383.1 | #REF! | 1014 | #REF! | [22 empty] | 1600.3 | #REF!
| #REF! |  |  | #REF! | #REF! | #REF! | #REF! | #REF! | #REF! | [22 empty] | #REF! | #REF!
| Precast Slab For chamber cover slab ( SFRC Slabof size 600 x 600mm with frame) Including Cost of materials etc.., (SR.Pg.No.77 item no.284.a) |  |  | 5 | 13500 | 5 | 13500 | 10 | 27000 | [20 empty] | ` |  | 20 | 54000
| Supplyying and fixing of pvc sintex tank of 700cum capacity of pvc tank etc., all complete( SR Pg.No.50 item no.180) |  |  | 5 | 36000 | 8 | 57600 | 24 | 172800 | [22 empty] | 37 | 266400
| Supplying and fixing of TW single leaf glazed window shutter for frame of overall height 135cm |  |  | 11.16 | #REF! | 7.515 | #REF! | 18 | #REF! | [22 empty] | 36.675 | #REF!
| Supply and fixing of Wash basin including cost of materials and labours etc.., completed |  |  | 5 | #REF! | 8 | #REF! | 24 | #REF! | [22 empty] | 37 | #REF!
| S&F of Bevelled edge mirror 500 x 400 x 5.5mm including cost of materials and labours etc.., completed |  |  | 5 | 2356 | 8 | 471.2 | 24 | 11308.8
| Painting the New wood work two coats including cost of materials and labours etc.., completed |  |  | 17.65 | 4668.9545 | 6.15 | 264.53 | 16.354 | 4326.1236
| Standardised concrete Mix M20 Grade Concrete for foundation and Basement | [30 empty] | 0 | 0
| a)Foundation and basement | [26 empty] | 5.6 | 9466.0665 |  |  | 5.6 | 9466.0665
| b)Ground floor | [30 empty] | 0 | 0
| c)first Floor | [30 empty] | 0 | 0
| Form work using MS Sheet | [30 empty] | 0 | 0
| #REF! | [26 empty] | #REF! | 1001.4533 |  |  | #REF! | 1001.4533
| #REF! | [26 empty] | #REF! | 1221.18 |  |  | #REF! | 1221.18
| Supplying and fixing of CI Steps (5Kg) | [26 empty] | #REF! | 30 |  |  | #REF! | 30
| Supplying ,fbrication and placing in position of MS/RTS Grills | [26 empty] | #REF! | 88856 |  |  | #REF! | 88856
| Supplying and fixing of CI Man Hole cover slab 60 x 60 | [26 empty] | #REF! | 1846 |  |  | #REF! | 1846
| Wiring with 1.5sqmm pvc multistrand copper cable including cost of materials and labours etc.., completed | [30 empty] | 0 | 0
| a)Light point with ceiling rose | [20 empty] | 45 | #REF! | 66 | #REF! | 144 | #REF! |  |  |  |  | 0 | 0
| b) light point with pattern type bakelite holder | [20 empty] | 25 | #REF! | 24 | #REF! | 96 | #REF! |  |  |  |  | 0 | 0
| Supply and fixing for 5 amps 5pinplug for switch board itself including cost of materials and labours etc.., completed | [20 empty] | 5 | #REF! | #REF! | #REF! | 72 | #REF! |  |  |  |  | 0 | 0
| Supply and fixing for 5 amps 5 pin plug for convenient places including cost of materials and labours etc.., completed | [20 empty] | 20 | #REF! | 24 | #REF! | 72 | #REF! |  |  |  |  | 0 | 0
| Supply and fixing 15 amps power plug including cost of materials and labours etc.., completed | [20 empty] | 25 | #REF! | 34 | #REF! | 120 | #REF! |  |  |  |  | 0 | 0
| Supplying and fixing of bulkhead fittings including cost of materials and labours etc.., completed | [20 empty] | 10 | #REF! | 8 | #REF! | 24 | #REF! |  |  |  |  | 0 | 0
| Supplying and fixing of LED Bulbs including cost of materials and labours etc.., completed | [20 empty] | 0 | 0 | 0 | 0 | 0 | 0 |  |  |  |  | 0 | 0
| 12 watts | [20 empty] | 14 | 2380 | 16 | 2720 | 30 | 5100 |  |  |  |  | 0 | 0
| Suplying and Fixing of LED 4'-18 watts Tube Light including cost of materials and labours etc.., completed | [20 empty] | 25 | 15875 | 32 | 20320 | 96 | 60960 |  |  |  |  | 0 | 0
| Supplying and fixing of 25W LED street light fittings including cost of materials and labours etc.., completed | [20 empty] | 10 | #REF! | 10 | #REF! | 18 | #REF! |  |  |  |  | 0 | 0
| Run off 2 wire of 2.5 sq mm multi strand flexible cable including cost of materials and labours etc.., completed | [20 empty] | 200 | #REF! | 400 | #REF! | 840 | #REF! |  |  |  |  | 0 | 0
| Run off 4 x 4 Sq mm copper PVC insulated unsheathed single core cable for Single phase EB service connection | [20 empty] | 175 | 40425 | 280 | 64680 | 720 | 166320 |  |  |  |  | 0 | 0
| Supply and fixing of Three Phase Distribution Board with 4 way TPN double door MCB DB 40 Amps 4 Pole ELCB - 1, 6Amps to 32 amps SP MCB - 12 No's with necessary cutting work etc., including cost of all materials and fixing charges all complete. CER NO.267/2018-19 | [20 empty] | 5 | 58750 | 8 | 94000 | 24 | 282000 |  |  |  |  | 0 | 0
| Supplying and fixing of Stair Case light point two way including cost of materials and labours etc.., completed | [20 empty] | 4 | #REF! | 8 | #REF! | 6 | #REF! |  |  |  |  | 0 | 0
| Supply and fixing ofTNEB Meter board suitable for 3 phase 63 A service connection made up of suitable angle | [20 empty] | 5 | #REF! | #REF! | #REF! | 24 | #REF! |  |  |  |  | 0 | 0
| #REF! | [20 empty] | #REF! | #REF! | 0 | #REF! | #REF! | #REF! |  |  |  |  | 0 | 0
| #REF! | [26 empty] | 1 | 0 |  |  | 1 | 0
| #REF! | [26 empty] | #REF! | 22938 |  |  | #REF! | 22938
| #REF! | [26 empty] | #REF! | 11148 |  |  | #REF! | 11148
| #REF! | [26 empty] | #REF! | 125 |  |  | #REF! | 125
| Run off 2 wire of 4 sq mm multi strand flexible cable including cost of materials and labours etc.., completed | [20 empty] | #REF! | #REF! | 6.15 | 1626.8595 | 120 | 29604 | Sub-Total I |  |  |  |  | #REF!
[28 empty] | GST 12 % |  | GST @ 12% | L.S |  | #REF!
[28 empty] | Sub-Total II |  |  |  |  | #REF!
[28 empty] | Labour welfare fund @ 1% |  | Labour welfare fund @ 1% | L.S |  | #REF!
[28 empty] | Supervision charges @ 7.50% |  | Supervision charges @ 7.50% | L.S |  | #REF!
[28 empty] | Provision for E.B Service Connection (37 x 5000) |  | Provision for Jungle Clearance | L.S |  | 185000
[30 empty] | Total |  |  | #REF!
Say
[5 empty] | 0 |  | 0 |  | 0 |  | 0 |  | 0 |  | 0 | [5 empty] | 0 | [5 empty] | 0 |  |  | 0 | 0 | 0 | 0
[5 empty] | 0 |  | 0 |  | 0 |  | 0 |  | 0 |  | 0 | [5 empty] | 0 | [5 empty] | 0 |  |  | 0 | 0 | 0 | 0
[5 empty] | 0 |  | 0 |  | 0 |  | 0 |  | 0 |  | 0 | [5 empty] | 0 | [5 empty] | 0 |  |  | 0 | 0 | 0 | 0
[5 empty] | 0 |  | 0 |  | 0 |  | 0 |  | 0 |  | 0 | [5 empty] | 0 | [5 empty] | 0 |  |  | 0 | 0 | 0 | 0
[5 empty] | 0 |  | 0 |  | 0 |  | 0 |  | 0 |  | 0 | [5 empty] | 0 | [5 empty] | 0 |  |  | 0 | 0 | 0 | 0
[5 empty] | 0 |  | 0 |  | 0 |  | 0 |  | 0 |  | 0 | [5 empty] | 0 | [5 empty] | 0 |  |  | 0 | 0 | 0 | 0
[5 empty] | 0 |  | 0 |  | 0 |  | 0 |  | 0 |  | 0 | [5 empty] | 0 | [5 empty] | 0 |  |  | 0 | 0 | 0 | 0
[5 empty] | 0 | [5 empty] | 0 |  | 0 |  | 0 | [5 empty] | 0 | [5 empty] | 0 |  |  | 0 | 0 | 0 | 0
[5 empty] | 0 | [5 empty] | 0 |  | 0 |  | 0 | [5 empty] | 0 | [5 empty] | 0 |  |  | 0 | 0 | 0 | 0
[5 empty] | 0 | [5 empty] | 0 |  | 0 |  | 0 | [5 empty] | 0 | [5 empty] | 0
[5 empty] | 0 | [5 empty] | 0 |  | 0 |  | 0 | [5 empty] | 0 | [5 empty] | 0
[5 empty] | 0 | [5 empty] | 0 |  | 0 |  | 0 | [11 empty] | 0
[5 empty] | 0 | [5 empty] | 0 |  | 0 |  | 0 | [11 empty] | 0
[5 empty] | 0 | [5 empty] | 0 |  | 0 |  | 0 | [11 empty] | 0
[5 empty] | 0 | [5 empty] | 0 |  | 0 |  | 0 | [11 empty] | 0
0
0

## INS- Detail
TAMIL NADU POLICE HOUSING CORPORATION
Name of work: Providing Special Repair works for 5 Nos INS, 8 Nos SI, 24 Nos PC/HC Quarters at Church Hill Ooty in the Nilgiri District
Ins Quarters
Detailed Estimate
Sl. No | Description of work | NO |  | L | B | D | Qty | Unit
1 | Earthwork excavation in all soils and subsoils, etc all complete (including refilling)
| Outlet Chamber | 1 | 5 | 1.2 | 1.2 | 1 | 7.2
[6 empty] | Say | 7.2 | cum
2 | Earth work excavation for Open foundation for drains (excluding refilling)
| Earth work for Bldg R/S & L/S | 1 | 4 | 7.2 | 3 | 0.5 | 43.2
[6 empty] | Say | 24 | Cum
3 | PCC 1:5:10 using 40mm jelly including cost of materials and labours etc.., completed
| Earth work for Bldg R/S & L/S | 1 | 4 | 7.2 | 3 | 0.1 | 8.64
| outlet Chamber | 1 | 5 | 0.8 | 0.8 | 0.15 | 0.48
9.12
[6 empty] | Say | 9.15 | Cum
4 | PCC 1:2:4 using 20mm jelly including cost of materials and labours etc.., completed
| Earth work for Bldg R/S & L/S | 1 | 4 | 7.2 | 3 | 0.075 | 6.48
[6 empty] | Say | 6.48 | Cum
5 | Brickwork in CM 1:5 using Chamber burn bricks in foundation including cost of materials and labours etc.., completed ,a)Foundation and basement etc complete
| Outlet Chamber | 1 | 5 | 3.32 | 0.23 | 1 | 3.818
| Slab Brick Work | 3 | 5 | 0.45 | 0.23 | 0.6 | 0.9315
Sundrise
[6 empty] | Say | 4.7495 | Cum
6 | Clean removel of the old cement plastering both inside and outside from the existing walls of brick masonry without damageing the existing structure and surroundings and clearing the debries away from the site including all cost etc.,
Old surface
| Bldg Verandha & Balcony ( T & B) | 2 | 1 | 2.8 | 0.75 | - | 4.2
| Bldg Verandha & Balcony top | 1 | 4 | 2.8 | 0.75 | - | 8.4
| Bldg Verandha & Balcony - edges | 1 | 5 | 2.8 | 0.05 | - | 0.7
| Front window top | 1 | 2 | 1.05 | 0.45 | - | 0.945
| Front window edges | 1 | 1 | 1.05 | 0.05 | - | 0.0525
| Front window bot | 1 | 1 | 1.05 | 0.45 | - | 0.4725
| Front window edges | 1 | 1 | 1.05 | 0.05 | - | 0.0525
| Bldg L/S window allround | 1 | 4 | 6.2 | 0.45 | - | 11.16
| Bldg L/S window inside | 1 | 4 | 6 | 0.8 | - | 19.2
| Bldg L/S window edge | 1 | 1 | 6.2 | 0.05 | - | 0.31
| L/S bldg allround outside | 1 | 3 | 4.4 | 0.45 | - | 5.94
| L/S bldg allround inside | 1 | 3 | 4.2 | 0.8 | - | 10.08
| R/S window top | 1 | 2 | 1.05 | 0.45 | - | 0.945
| R/S window edge | 1 | 2 | 1.05 | 0.05 | - | 0.105
| R/S window (T & B) | 2 | 1 | 3.35 | 0.9 | - | 6.03
| R/S window (T & B) edge | 1 | 1 | 3.35 | 0.05 | - | 0.1675
| R/S inside allround | 1 | 1 | 7.7 | 0.8 | - | 6.16
| R/S inside allround edge | 1 | 1 | 7.7 | 0.05 | - | 0.385
75.305
[6 empty] | Say | 75.35 | Sqm
7 | Special celing plasering in CM 1:3,10 mm tk including cost of materials and labours etc.., completed
Old surface
| Bldg Verandha & Balcony ( T & B) | 2 | 1 | 2.8 | 0.75 | - | 4.2
| Bldg Verandha & Balcony top | 1 | 4 | 2.8 | 0.75 | - | 8.4
| Bldg Verandha & Balcony - edges | 1 | 5 | 2.8 | 0.05 | - | 0.7
| Front window top | 1 | 2 | 1.05 | 0.45 | - | 0.945
| Front window edges | 1 | 1 | 1.05 | 0.05 | - | 0.0525
| Front window bot | 1 | 1 | 1.05 | 0.45 | - | 0.4725
| Front window edges | 1 | 1 | 1.05 | 0.05 | - | 0.0525
| Bldg L/S window allround | 1 | 4 | 6.2 | 0.45 | - | 11.16
| Bldg L/S window inside | 1 | 4 | 6 | 0.8 | - | 19.2
| Bldg L/S window edge | 1 | 1 | 6.2 | 0.05 | - | 0.31
| L/S bldg allround outside | 1 | 3 | 4.4 | 0.45 | - | 5.94
| L/S bldg allround inside | 1 | 3 | 4.2 | 0.8 | - | 10.08
| R/S window top | 1 | 2 | 1.05 | 0.45 | - | 0.945
| R/S window edge | 1 | 2 | 1.05 | 0.05 | - | 0.105
| R/S window (T & B) | 2 | 1 | 3.35 | 0.9 | - | 6.03
| R/S window (T & B) edge | 1 | 1 | 3.35 | 0.05 | - | 0.1675
| R/S inside allround | 1 | 1 | 7.7 | 0.8 | - | 6.16
| R/S inside allround edge | 1 | 1 | 7.7 | 0.05 | - | 0.385
75.305
[6 empty] | Say | 75.35 | Sqm
8 | Plastering in CM 1:5, 12mm thick including cost of materials and labours etc.., completed
| Chamber out side alround | 1 | 5 | 4.24 | - | 0.5 | 10.6
| Chamber top alround | 1 | 5 | 3.32 | 0.23 | - | 3.818
| Slab sides Plastering | 6 | 5 | 0.45 | - | 0.6 | 8.1
| Existing Chamber Wall Patch Work | 1 | 3 | 4.24 | - | 0.5 | 6.36
28.878
[6 empty] | Say | 28.9
9 | Plastering in CM 1:4, 12mm thick including cost of materials and labours etc.., completed
| Chamber Inner | 1 | 5 | 2.4 | - | 1 | 12
[6 empty] | Say | 12
10 | Supplying and fixing of 4mm thick plain glasses etc.,
| INS Qtrs- Window 1 | 25 | 1 | 0.4 | - | 0.35 | 3.5
| INS Qtrs- Window 2 | 10 | 1 | 0.45 | - | 0.3 | 1.35
| Ventilator glass | 7 | 1 | 0.7 | - | 0.8 | 3.92
8.77
[6 empty] | Say | 9 | m2
11 | Dismantling and clearing away the Pressed tiles etc.,
For INS Quarters
| Fround Side | 1 | 1 | 9.16 | 2.32 | - | 21.2512
| Stir case , Kitchen | 1 | 1 | 5.68 | 2.1 | - | 11.928
| Hall | 1 | 2 | 4.5 | 3.5 | - | 31.5
| M.Bed Room | 1 | 1 | 4.63 | 3.65 | - | 16.8995
| Passage , Bath & toilet | 1 | 1 | 2.3 | 2.45 | - | 5.635
87.2137
[6 empty] | Say | 87.25 | m2
12 | Supplying and laying of hydraulic pressed tiles etc.,
For INS Quarters
| Fround Side | 1 | 1 | 9.16 | 2.32 | - | 21.2512
| Stir case , Kitchen | 1 | 1 | 5.68 | 2.1 | - | 11.928
| Hall | 1 | 2 | 4.5 | 3.5 | - | 31.5
| M.Bed Room | 1 | 1 | 4.63 | 3.65 | - | 16.8995
| Passage , Bath & toilet | 1 | 1 | 2.3 | 2.45 | - | 5.635
87.2137
[6 empty] | Say | 87.25 | m2
13 | Providing Polymer Coating (Water Proof Coating ) for over roof pressed tiles area.
For INS Quarters
| Fround Side | 2 | 1 | 9.16 | 2.32 | - | 42.5024
| Stir case , Kitchen | 2 | 1 | 5.68 | 2.1 | - | 23.856
| Hall | 2 | 2 | 4.5 | 3.5 | - | 63
| M.Bed Room | 2 | 1 | 4.63 | 3.65 | - | 33.799
| Passage , Bath & toilet | 2 | 1 | 2.3 | 2.45 | - | 11.27
174.4274
[6 empty] | Say | 174.5 | m2
14 | Supply and laying of ceramic(anti-skid) tiles etc.,
| INS IWC | 1 | 1 | 1 | 1.3 | - | 1.3
| INS IWC | 2 | 2 | 1 | 1.3 | - | 5.2
| D/F Closet | -1 | 1 | 0.45 | 0.6 | - | -0.27
| D/F Closet | -2 | 2 | 0.45 | 0.6 | - | -1.08
| Bath Area | 1 | 1 | 1.2 | 1.3 | - | 1.56
| Bath Area | 2 | 2 | 1.2 | 1.3 | - | 6.24
12.95
[6 empty] | Say | 12.95 | m2
15 | Supplying and laying of glazed tiles etc.,
| INS IWC | 1 | 1 | 1.3 | 1.5 | - | 1.95
| INS IWC | 2 | 2 | 1.3 | 1.5 | - | 7.8
| Bath Area | 1 | 1 | 1.56 | 1.5 | - | 2.34
| Bath Area | 2 | 2 | 1.56 | 1.5 | - | 9.36
| Kitchen Sink Alround | 1 | 1 | 2.4 | 0.6 | - | 1.44
| Kitchen Sink Alround | 2 | 2 | 2.4 | 0.6 | - | 5.76
| Sink bottom | 1 | 1 | 0.6 | 0.6 | - | 0.36
| Sink bottom | 2 | 2 | 0.6 | 0.6 | - | 1.44
30.45
[6 empty] | Say | 30.45 | m2
16 | Supply and fixing of IWC including all special and labour charges etc., complete
a)In .G.F
| INS Quarters | 1 | 3 | - | - | - | 3
[7 empty] | 3 | Each
b)In other than G.F
| INS Quarters | 1 | 2 | - | - | - | 2
[7 empty] | 2 | Each
17 | Removing of doors and windows shutter etc.,PWD SOR P-22 Item No.29
| INS Qtrs - Toilet & bath Doors | 1 | 5 | 0.75 | 2 | - | 7.5
[7 empty] | 7.5 | Sqm
18 | Supplying and fixing of solid panel door with frame ( SR pg.No.43 item No.125a)
| INS Qtrs - Toilet & bath Doors | 1 | 5 | 0.75 | 2 | - | 7.5
[7 empty] | 7.5 | Sqm
19 | Chipping of concrete and rougheing of surface including cost of materials and labours etc.., completed PWD SOR 2021-22 p-22 item No.38A
| Bath Area - PC/HC | 1 | 1 | 1.2 | 1.3 | - | 1.56
| Bath Area - PC/HC | 2 | 2 | 1.2 | 1.3 | - | 6.24
| IWC - PC/HC | 1 | 1 | 1 | 1.3 | - | 1.3
| IWC - PC/HC | 2 | 2 | 1 | 1.3 | - | 5.2
| Passage | 2 | 1 | 2.3 | 1 | - | 4.6
| Bed Room Floor | 2 | 1 | 4.25 | 3.65 | - | 31.025
| Kitchen | 1 | 1 | 3.5 | 2.1 | - | 7.35
| Hall | 1 | 1 | 4.5 | 3.5 | - | 15.75
| S/C Steps | 1 | 15 | 0.75 | 0.45 | - | 5.0625
| Mid landing | 1 | 3 | 1.8 | 0.85 | - | 4.59
| Entrence step | 2 | 2 | 0.9 | 0.45 | - | 1.62
84.2975
[6 empty] | Say | 84.3 | m2
20 | Floor plastering in CM 1:4, 20mm thick including neat cement, etc all complete
| Bath Area - PC/HC | 1 | 1 | 1.2 | 1.3 | - | 1.56
| Bath Area - PC/HC | 2 | 2 | 1.2 | 1.3 | - | 6.24
| IWC - PC/HC | 1 | 1 | 1 | 1.3 | - | 1.3
| IWC - PC/HC | 2 | 2 | 1 | 1.3 | - | 5.2
| Passage | 2 | 1 | 2.3 | 1 | - | 4.6
| Bed Room Floor | 2 | 1 | 4.25 | 3.65 | - | 31.025
| Kitchen | 1 | 1 | 3.5 | 2.1 | - | 7.35
| Hall | 1 | 1 | 4.5 | 3.5 | - | 15.75
| S/C Steps | 1 | 15 | 0.75 | 0.45 | - | 5.0625
| Mid landing | 1 | 3 | 1.8 | 0.85 | - | 4.59
| Entrence step | 1 | 2 | 1.2 | 0.45 | - | 1.08
| For Chamber inner | 1 | 10 | 0.6 | 0.6 | - | 3.6
87.3575
[6 empty] | Say | 87.4 | m2
21 | Supply ,laying & jointing the following pipes as per ASTM D 1785 of schedule PVC Specials etc.,a)25 mm Pipe
| OHT to Bath , Toilet , Kitchen Sink , Dinning wash basin | 1 | 1 | 90 | - | - | 90
[7 empty] | 90 | Rmt
22 | Supplying and laying of 32 mm dia ASTM etc all complete including and labour charges etc., complete
| G.L to OHT | 1 | 1 | 30 | - | - | 30
[7 empty] | 30 | Rmt
23 | Supplying and laying of 40 mm dia PVC ( Below ground level0 etc all complete including and labour charges etc., complete
| Sump To Building | 1 | 1 | 70 | - | - | 70 | Rmt
24 | Supply and Fixing of 15mm dia half turn CP tap (LONG BODY) including all special and labour charges etc., complete
| INS Qtrs Bath Room, Toilet & Kitchen | 5 | 4 | - | - | - | 20
[7 empty] | 20 | Each
25 | Supply and Fixing of 15mm dia half turn CP tap (SHORT BODY) including all special and labour charges etc., complete
| INS Qtrs- Toilet | 5 | 1 | - | - | - | 5
| Street tap | 3 | 1 | - | - | - | 3
[7 empty] | 8 | Each
26 | Supplying and fixing of PVC SWR 110 mm dia with ISI mark type- A for Rain water down fall pipe
| INS Qtrs | 3 | 4 | 6 | - | - | 72
[7 empty] | 72 | Rmt
27 | Supply and laying of SWR Pipes including cost of materials and labours etc.., completed
110 mm DIA
| INS Qtrs | 3 | 1 | 8 | - | - | 24
| 75 mm Dia | [5 empty] | 24 | Rmt
| INS Qtrs | 3 | 1 | 12 | - | - | 36
[7 empty] | 36 | Rmt
29 | Supplying and fixing of following SN8 160mm dia Pvc pipe with ISI mark including cost of materials and convenience and earth work excavation and refilling trenches etc.., Below ground level .
| Seawage line | 1 | 1 | 30 | - | - | 30 | Rmt
30 | Supplying and fixing of following SN8 110mm dia Pvc pipe with ISI mark including cost of materials and convenience and earth work excavation and refilling trenches etc.., Below ground level .
| Seawage line | 1 | 1 | 30 | - | - | 30 | Rmt
31 | Painting White washing two coats including cost of materials and labours etc.., completed
| Verandah | 5 | 1 | 2.1 | 1.9 | - | 19.95
| Hall | 5 | 1 | 4.5 | 3.5 | - | 78.75
| Kitchen | 5 | 1 | 3.5 | 2.1 | - | 36.75
| Stair Case Ceiling | 2 | 1 | 3.2 | 1.8 | - | 11.52
| M.Bed | 5 | 1 | 4.25 | 3.65 | - | 77.5625
| Bed Room | 5 | 1 | 2.8 | 2.7 | - | 37.8
| Passage | 5 | 1 | 2.35 | 1 | - | 11.75
| Bath room | 5 | 1 | 1.3 | 1.2 | - | 7.8
| Toilet | 5 | 1 | 1.2 | 1 | - | 6
287.8825
[6 empty] | Say | 288 | Sqm
32 | Painting Two coat of OBD over one coat white cement for inner walls including cost of materials and labours etc.., completed
INS Quarters
Ground Floor
| Veradha | 3 | 1 | 8 | - | 2.85 | 68.4
| Hall | 3 | 1 | 16 | - | 2.85 | 136.8
| Bed Room | 3 | 1 | 11 | - | 2.85 | 94.05
| M.Bed | 3 | 1 | 15.8 | - | 2.85 | 135.09
| Kitchen | 3 | 1 | 11.8 | - | 2.85 | 100.89
| Passage | 3 | 1 | 6.6 | - | 2.85 | 56.43
| Stair Case | 2 | 1 | 10 | - | 3 | 60
| D/F for Door D | -3 | 7 | 0.9 | 2.25 | - | -42.525
| D/F for Door D1 | -3 | 2 | 0.75 | 2 | - | -9
| D/F For Window | -3 | 5 | 1.05 | 1.5 | - | -23.625
| D/F forWindow W1 | -3 | 1 | 0.9 | 1.35 | - | -3.645
| D/F forWindow W2 | -3 | 1 | 0.6 | 1.35 | - | -2.43
| D/F Verandha Open | -3 | 1 | 1.5 | 1.5 | - | -6.75
| Inner Door James | 3 | 5 | 5.1 | - | 0.33 | 25.245
| Bed Room C/B Wall | 3 | 1 | 4.8 | - | 0.9 | 14.4
| Bed Room C/B Slab | 3 | 4 | 0.9 | - | 0.8 | 10.8
| Kitchen Chimmny | 3 | 1 | 1.1 | - | 2.75 | 9.075
| Kitchen Chimmny | 3 | 1 | 0.75 | - | 1.4 | 3.15
| Kitchn C/B wall | 3 | 1 | 4.8 | - | 0.35 | 5.04
| Kitchen C/B slab Top & Bot | 3 | 5 | 0.75 | - | 1 | 11.25
| Ventilator James | 3 | 2 | 2.7 | - | 0.2 | 3.24
| Verandha Window james | 3 | 1 | 3.5 | - | 0.33 | 3.465
| Stair case Handril | 1 | 2 | 7 | - | 1.95 | 27.3
| Stair case waist bot | 2 | 2 | 7 | - | 0.9 | 25.2
| Kitchen bot | 2 | 3 | 1.8 | 0.8 | - | 8.64
First Floor
| Veradha | 2 | 1 | 8 | - | 2.85 | 45.6
| Hall | 2 | 1 | 16 | - | 2.85 | 91.2
| Bed Room | 2 | 1 | 11 | - | 2.85 | 62.7
| M.Bed | 2 | 1 | 15.8 | - | 2.85 | 90.06
| Kitchen | 2 | 1 | 11.8 | - | 2.85 | 67.26
| Passage | 2 | 1 | 6.6 | - | 2.85 | 37.62
| Stair Case | 1 | 1 | 10 | - | 3 | 30
| D/F for Door D | -2 | 7 | 0.9 | 2.25 | - | -28.35
| D/F for Door D1 | -2 | 2 | 0.75 | 2 | - | -6
| D/F For Window | -2 | 5 | 1.05 | 1.5 | - | -15.75
| D/F forWindow W1 | -2 | 1 | 0.9 | 1.35 | - | -2.43
| D/F forWindow W2 | -2 | 1 | 0.6 | 1.35 | - | -1.62
| Inner Door James | 2 | 5 | 5.1 | - | 0.33 | 16.83
| Bed Room C/B Wall | 2 | 1 | 4.8 | - | 0.9 | 9.6
| Bed Room C/B Slab | 2 | 4 | 0.9 | - | 0.8 | 7.2
| Kitchen Chimmny | 2 | 1 | 1.1 | - | 2.75 | 6.05
| Kitchen Chimmny | 2 | 1 | 0.75 | - | 1.4 | 2.1
| Kitchn C/B wall | 2 | 1 | 4.8 | - | 0.35 | 3.36
| Kitchen C/B slab Top & Bot | 2 | 5 | 0.75 | - | 1 | 7.5
| Ventilator James | 2 | 2 | 2.7 | - | 0.2 | 2.16
| Verandha Window james | 2 | 1 | 3.5 | - | 0.33 | 2.31
1137.89
[6 empty] | Say | 1138 | Sqm
33 | Plastic Emulsion paint two coat of Old walls including cost of materials and labours etc.., completed
INS Quarters
| Front Wall | 2 | 1 | 9.3 | - | 7 | 130.2
| Kitchen Outer Wall | 2 | 1 | 6.06 | - | 7 | 84.84
| Bed Outer Wall | 2 | 1 | 3.08 | - | 7 | 43.12
| M.Bed Outer Wall | 22 | 1 | 7.14 | - | 7 | 1099.56
| Bath Outer Wall | 2 | 1 | 3.2 | - | 7 | 44.8
| Hall Outer Wall | 2 | 1 | 3.5 | - | 7 | 49
| Duct Portution | 2 | 1 | 1.1 | - | 7 | 15.4
| Duct Portution | 2 | 1 | 0.9 | - | 7 | 12.6
| Duct Portution | 2 | 1 | 0.8 | - | 7 | 11.2
| Front Wall | 1 | 1 | 9.3 | - | 4 | 37.2
| Kitchen Outer Wall | 1 | 1 | 6.06 | - | 4 | 24.24
| Bed Outer Wall | 1 | 1 | 3.08 | - | 4 | 12.32
| M.Bed Outer Wall | 1 | 1 | 7.14 | - | 4 | 28.56
| Bath Outer Wall | 1 | 1 | 3.2 | - | 4 | 12.8
| Hall Outer Wall | 1 | 1 | 3.5 | - | 4 | 14
| Duct Portion | 1 | 1 | 1.1 | - | 4 | 4.4
| Duct Portion | 1 | 1 | 0.9 | - | 4 | 3.6
| Duct Portion | 1 | 1 | 0.8 | - | 4 | 3.2
| D/F open | -5 | 1 | 0.9 | - | 2.1 | -9.45
| D/F Door | -5 | 2 | 0.9 | - | 2.25 | -20.25
| D/F Door D2 | -5 | 1 | 0.75 | - | 1.8 | -6.75
| D/F Window | -5 | 3 | 1.05 | - | 1.5 | -23.625
| D/F Window W1 | -5 | 2 | 0.9 | - | 1.35 | -12.15
| D/F forWindow W2 | -5 | 2 | 0.6 | - | 1.35 | -8.1
| D/F Ventilator | -5 | 4 | 0.6 | - | 0.9 | -10.8
| D/F Verandha Open | -2 | 1 | 1.5 | - | 1.5 | -4.5
| Frount sunsahde | 5 | 1 | 2.7 | - | 1.2 | 16.2
| W Sunshade | 5 | 3 | 5.3 | - | 0.9 | 71.55
| W James | 5 | 3 | 5.1 | - | 0.33 | 25.245
| W 1 Sunshde | 5 | 2 | 4.7 | - | 0.9 | 42.3
| W 1 James | 5 | 2 | 4.5 | - | 0.33 | 14.85
| w 2 Sunshade | 5 | 2 | 4.1 | - | 0.9 | 36.9
| W2 James | 5 | 2 | 3.9 | - | 0.33 | 12.87
| Ventilatior james | 5 | 4 | 3.6 | - | 0.2 | 14.4
| Door James | 5 | 2 | 5.1 | - | 0.33 | 16.83
| Door Sunshade Rear | 5 | 2 | 2.5 | - | 0.9 | 22.5
| Door D2 James | 2 | 1 | 4.35 | - | 0.33 | 2.871
| Stair Case Sunshade | 2 | 1 | (0.90+0.40/2) | - | 0.9 | 1.17 |  | 1.3 | 0.65 | 1.17
| Stair Case Sunshade | 2 | 1 | 2.6 | - | 1.2 | 6.24
1813.101
[6 empty] | Say | 1813.1 | Sqm
34 | Painting the old wood work two coats including cost of materials and labours etc.., completed
INS Quarters
| Door | 4 | 6 | 0.9 | 2.6 | 2.25 | 126.36
| Door D1 | 4 | 2 | 0.75 | 2.6 | 2 | 31.2
| Door D2 | 2 | 1 | 0.75 | 2.6 | 1.8 | 7.02
| Window | 4 | 5 | 1.05 | 0.8 | 1.5 | 25.2
| Window W1 | 4 | 1 | 0.9 | 0.8 | 1.35 | 3.888
| Window W2 | 4 | 1 | 0.6 | 0.8 | 1.35 | 2.592
| Ventilatore | 4 | 4 | 0.6 | 0.8 | 0.9 | 6.912
203.172
[7 empty] | 203.2 | Sqm
35 | Precast Slab For chamber cover slab ( SFRC Slabof size 600 x 600mm with frame) Including Cost of materials etc.., (SR.Pg.No.77 item no.284.a)
| For Sewage Line Drain Cover | 1 | 5 | - | - | - | 5 | Each
36 | Supplyying and fixing of pvc sintex tank of 700cum capacity of pvc tank etc., all complete( SR Pg.No.50 item no.180)
| INS Quarters | 1 | 5 | - | - | - | 5
[7 empty] | 5 | Each
37 | Supplying and fixing of TW single leaf glazed window shutter for frame of overall height 135cm
| Window W | 2 | 2 | 1.05 | 1.5 | - | 6.3
| Window W1 | 2 | 2 | 0.9 | 1.35 | - | 4.86
11.16
36 | Supplying and fixing of Cuddapah Sink including cost of materials , labour and etc., completed
| INS - kitchen | 1 | 1 | - | - | - | 1 | Each
37 | BRICK PARTITION WALL 1;4,114 mm THICK including cost of materials and labours etc.., completed
b)Ground Floor
| Kitchen Slab | 1 | 4 | 0.6 | - | 0.75 | 1.8 | Sqm
38 | Standardised concrete mix design M20 for all reinforced cement concrete works,namely plinth beams,tie beams,column and column footing,slabs,etc.,using 20mm gauge hard broken stone jelly and below graded coarser metal also excluding the cost and fabrication of reinforcement grills,shuttering and centering but including vibration,laying,curing,with relevent standard specification
a) Ground Floor
38 | Supplying and fabricating and placing in position of mild steel grills/Ribbed tor steels for reinforcement for all floors including cost of binding wire,bending,tying and applying one coat of cement slurry etc.,all complete in all respects.
[6 empty] | Say | 11.2 | Sqm
38 | Supplying and fixing of TW Swing type ventilater
| Ventilator | 1 | 8 | 0.45 | 0.6 | - | 2.16
[6 empty] | Say | 2.2 | Sqm
39 | Supply and fixing of Wash basin including cost of materials and labours etc.., completed
| INS Qtrs | 1 | 5 | - | - | - | 5 | Each
40 | S&F of Bevelled edge mirror 500 x 400 x 5.5mm including cost of materials and labours etc.., completed
| INS Qtrs | 1 | 5 | - | - | - | 5 | Each
41 | Painting the New wood work two coats including cost of materials and labours etc.., completed
| Window W | 4 | 2 | 1.05 | 0.8 | 1.5 | 10.08
| Window W1 | 3 | 2 | 0.9 | 0.8 | 1.35 | 5.832
| ventilator | 1 | 8 | 0.45 | 0.8 | 0.6 | 1.728
0.01
[7 empty] | 17.65 | Sqm
42 | Supplying & fixing of cuddapah slab including cost of materials and labours etc.., completed
a)In Ground Floor
| Kitchen slab | 1 | 3 | 2.3 | 0.45 | - | 3.105
[6 empty] | Say | 3.15
b) In First Floor
| Kitchen slab | 1 | 2 | 2.3 | 0.45 | - | 2.07
[6 empty] | Say | 2.1
43 | Teak wood Double leaf Cupborad ward roap Shutter
| for Cupboards | 1 | 5 | 1.2 |  | 2.1 | 12.6

## INS - Abs (hidden)
TAMIL NADU POLICE HOUSING CORPORATION
Name of work: Providing Special Repair works for 5 Nos INS, 8 Nos SI, 24 Nos PC/HC Quarters at Church Hill Ooty in the Nilgiri District
Ins Quarters
Abstract Estimate
S. No | Qty | Description of work | Rate | Unit | Amount
1 | 7.2 | Earthwork excavation in all soils and subsoils, etc all complete (including refilling) | #REF! | Cum | #REF!
2 | 9.15 | PCC 1:5:10 using 40mm jelly including cost of materials and labours etc.., completed | #REF! | Cum | #REF!
3 | 6.48 | PCC 1:2:4 using 20mm jelly including cost of materials and labours etc.., completed | #REF! | Cum | #REF!
4 | 4.7495 | Brickwork in CM 1:5 using Chamber burn bricks in foundation including cost of materials and labours etc.., completed ,a)Foundation and basement etc complete | #REF! | Cum | #REF!
5 | 75.35 | Clean removel of the old cement plastering both inside and outside from the existing walls of brick masonry without damageing the existing structure and surroundings and clearing the debries away from the site including all cost etc., | 9.31 | Sqm | 701.5085
6 | 28.9 | Special celing plasering in CM 1:3,10 mm tk including cost of materials and labours etc.., completed | #REF! | Sqm | #REF!
7 | 12 | Plastering in CM 1:4, 12mm thick including cost of materials and labours etc.., completed | #REF! | Sqm | #REF!
8 | 9 | Supplying and fixing of 4mm thick plain glasses etc., | #REF! | Sqm | #REF!
9 | 87.25 | Dismantling and clearing away the Pressed tiles etc., | 36.1 | Sqm | 3149.725
10 | 87.25 | Supplying and laying of hydraulic pressed tiles etc., | #REF! | Sqm | #REF!
11 | 174.5 | Providing Polymer Coating (Water Proof Coating ) for over roof pressed tiles area. | #REF! | Sqm | #REF!
12 | 12.95 | Supply and laying of ceramic(anti-skid) tiles etc., | #REF! | Sqm | #REF!
13 | 30.45 | Supplying and laying of glazed tiles etc., | #REF! | Sqm | #REF!
14 |  | Supply and fixing of IWC including all special and labour charges etc., complete
| 3 | a)In .G.F | #REF! | Each | #REF!
| 2 | b)In other than G.F | #REF! | Each | #REF!
15 | 7.5 | Removing of doors and windows shutter etc.,PWD SOR P-22 Item No.29 | 168.56 | Sqm | 1264.2 | 120.4 | 48.16 | 168.56
16 | 7.5 | Supplying and fixing of solid panel door with frame ( SR pg.No.43 item No.125a) | 3167 | Sqm | 23752.5
17 | 84.3 | Chipping of concrete and rougheing of surface including cost of materials and labours etc.., completed PWD SOR 2021-22 p-22 item No.38A | 44.38 | Sqm | 3741.234
18 | 87.4 | Floor plastering in CM 1:4, 20mm thick including neat cement, etc all complete | #REF! | Sqm | #REF!
19 | 90 | Supply ,laying & jointing the following pipes as per ASTM D 1785 of schedule PVC Specials etc.,a)25 mm Pipe | #REF! | Rmt | #REF!
20 | 30 | Supplying and laying of 32 mm dia ASTM etc all complete including and labour charges etc., complete | 170 | Rmt | 5100
21 | 70 | Supplying and laying of 40 mm dia PVC ( Below ground level0 etc all complete including and labour charges etc., complete | 435 | Rmt | 30450
22 | 20 | Supply and Fixing of 15mm dia half turn CP tap (LONG BODY) including all special and labour charges etc., complete | #REF! | Each | #REF!
23 | 8 | Supply and Fixing of 15mm dia half turn CP tap (SHORT BODY) including all special and labour charges etc., complete | #REF! | Each | #REF!
24 | 72 | Supplying and fixing of PVC SWR 110 mm dia with ISI mark type- A for Rain water down fall pipe | #REF! | Rmt | #REF!
25 |  | Supply and laying of SWR Pipes including cost of materials and labours etc.., completed
| 24 | 110 mm DIA | #REF! | Rmt | #REF!
26 | 30 | Supplying and fixing of following SN8 160mm dia Pvc pipe with ISI mark including cost of materials and convenience and earth work excavation and refilling trenches etc.., Below ground level . | #REF! | Rmt | #REF!
27 | 30 | Supplying and fixing of following SN8 110mm dia Pvc pipe with ISI mark including cost of materials and convenience and earth work excavation and refilling trenches etc.., Below ground level . | #REF! | Rmt | #REF!
28 | 288 | Painting White washing two coats including cost of materials and labours etc.., completed | #REF! | Sqm | #REF!
29 | 1138 | Painting Two coat of OBD over one coat white cement for inner walls including cost of materials and labours etc.., completed | #REF! | Sqm | #REF!
30 | 1813.1 | Plastic Emulsion paint two coat of Old walls including cost of materials and labours etc.., completed | #REF! | Sqm | #REF!
31 | 203.2 | Painting the old wood work two coats including cost of materials and labours etc.., completed | #REF! | Sqm | #REF!
32 | #REF! | #REF! | #REF! | Sqm | #REF!
33 | 5 | Precast Slab For chamber cover slab ( SFRC Slabof size 600 x 600mm with frame) Including Cost of materials etc.., (SR.Pg.No.77 item no.284.a) | 2700 | Each | 13500
34 | 5 | Supplyying and fixing of pvc sintex tank of 700cum capacity of pvc tank etc., all complete( SR Pg.No.50 item no.180) | 7200 | Lit | 36000 | 9.6 | 7200
35 | 11.16 | Supplying and fixing of TW single leaf glazed window shutter for frame of overall height 135cm | #REF! | Sqm | #REF!
36 | 5 | Supply and fixing of Wash basin including cost of materials and labours etc.., completed | #REF! | Each | #REF!
37 | 5 | S&F of Bevelled edge mirror 500 x 400 x 5.5mm including cost of materials and labours etc.., completed | 471.2 | Each | 2356
38 | 17.65 | Painting the New wood work two coats including cost of materials and labours etc.., completed | 264.53 | Sqm | 4668.9545
|  | Sub-Total I |  |  | #REF!
|  | GST @ 12% | L.S |  | #REF!
|  | Sub-Total II |  |  | #REF!
|  | Labour welfare fund @ 1% | L.S |  | #REF!
|  | Supervision charges @ 7.50% | L.S |  | #REF!
|  | Provision for Jungle Clearance | L.S |  | 100000
|  | Total |  |  | #REF!
Say

## INS- Elec
TAMIL NADU POLICE HOUSING CORPORATION
Name of work: Providing Special Repair works for 5 Nos INS, 8 Nos SI, 24 Nos PC/HC Quarters at Church Hill Ooty in the Nilgiri District
INS Quartes
Electrical Detailed Estimate
Sl. No | Description of work | NO |  | L | B | D | Qty | Unit
1 | Wiring with 1.5sqmm pvc multistrand copper cable including cost of materials and labours etc.., completed
a)Light point with ceiling rose
PC/HC Quarters
| Verandha | 5 | 1 | - | - | - | 5
| Hall | 5 | 1 | - | - | - | 5
| Bed Room | 5 | 1 | - | - | - | 5
| Kitchen | 5 | 1 | - | - | - | 5
| M.Bed | 5 | 1 | - | - | - | 5
| Common Bulk Head | 5 | 2 | - | - | - | 10
| Common Street light | 5 | 2 | - | - | - | 10
[7 empty] | 45 | Each
b) light point with pattern type bakelite holder
| Passage | 5 | 1 | - | - | - | 5
| Toilet | 5 | 2 | - | - | - | 10
| Hall | 5 | 1 | - | - | - | 5
| Bed Room | 5 | 1 | - | - | - | 5
[7 empty] | 25 | Each
2 | Supply and fixing for 5 amps 5pinplug for switch board itself including cost of materials and labours etc.., completed
INS Quarters
| Hall | 5 | 1 | - | - | - | 5
| Bed Room | 5 | 1 | - | - | - | 5
| Kitchen | 5 | 1 | - | - | - | 5
| Pasage | 5 | 1 | - | - | - | 5
| M.Bed | 5 | 1 | - | - | - | 5
[7 empty] | 25 | Each
3 | Supply and fixing for 5 amps 5 pin plug for convenient places including cost of materials and labours etc.., completed
INS Quarters
| Hall | 5 | 1 | - | - | - | 5
| Bed Room | 5 | 1 | - | - | - | 5
| Kitchen | 5 | 1 | - | - | - | 5
| M.Bed | 5 | 1 | - | - | - | 5
[7 empty] | 20 | Each
4 | Supply and fixing 15 amps power plug including cost of materials and labours etc.., completed
INS Quarters
| Hall | 5 | 1 | - | - | - | 5
| Heater Point | 5 | 1 | - | - | - | 5
| Pasage | 5 | 1 | - | - | - | 5
| Kitchen | 5 | 2 | - | - | - | 10
[7 empty] | 25 | Each
5 | Supplying and fixing of bulkhead fittings including cost of materials and labours etc.., completed
| Main Door Frount & Rear | 5 | 2 | - | - | - | 10 | Each
6 | Supplying and fixing of LED Bulbs including cost of materials and labours etc.., completed
9 w bulb
| Passage | 5 | 1 | - | - | - | 5
| Toilet | 5 | 2 | - | - | - | 10
| Hall | 5 | 1 | - | - | - | 5
| Bed Room | 5 | 1 | - | - | - | 5
[7 empty] | 25 | Each
12 watts
| Main Door Frount & Rear | 5 | 2 | - | - | - | 10
| INS -Stair Case | 2 | 2 | - | - | - | 4
[7 empty] | 14 | Each
7 | Suplying and Fixing of LED 4'-18 watts Tube Light including cost of materials and labours etc.., completed
INS Quarters
| Veandha | 5 | 1 | - | - | - | 5
| Hall | 5 | 1 | - | - | - | 5
| Bed Room | 5 | 1 | - | - | - | 5
| Kitchen | 5 | 1 | - | - | - | 5
| M.Bed | 5 | 1 | - | - | - | 5
[7 empty] | 25 | Each
8 | Supplying and fixing of 25W LED street light fittings including cost of materials and labours etc.., completed
| INS Alround | 5 | 2 | - | - | - | 10
[7 empty] | 10 | Each
9 | Run off 2 wire of 2.5 sq mm multi strand flexible cable including cost of materials and labours etc.., completed
| INS Qtrs | 5 | 1 | 40 | - | - | 200
[7 empty] | 200 | Rmt
10 | Run off 4 x 4 Sq mm copper PVC insulated unsheathed single core cable for Single phase EB service connection
| INS Quarters | 5 | 1 | 35 | - | - | 175
[7 empty] | 175 | Rmt
11 | Supply and fixing of Three Phase Distribution Board with 4 way TPN double door MCB DB 40 Amps 4 Pole ELCB - 1, 6Amps to 32 amps SP MCB - 12 No's with necessary cutting work etc., including cost of all materials and fixing charges all complete. CER NO.267/2018-19
| INS Quarters | 5 | 1 | - | - | - | 5
[7 empty] | 5 | Each
12 | Supplying and fixing of Stair Case light point two way including cost of materials and labours etc.., completed
| INS -Stair Case | 2 | 2 | - | - | - | 4
[7 empty] | 4 | Each
13 | Supply and fixing ofTNEB Meter board suitable for 3 phase 63 A service connection made up of suitable angle
| Meter Cupboard | 5 | 1 | - | - | - | 5
[7 empty] | 5 | Each
14 | Run off 2 wire of 4 sq mm multi strand flexible cable including cost of materials and labours etc.., completed
| Main to DB | 5 | 1 | 5 |  |  | 25 | Rmt
15 | Supplying and fixing of 25mm dia GI Service pipe line including cost of materials and labours etc.., completed
| Service pipe | 1 | 5 | 3 | - | - | 15 | Rmt

## IN- Elec - Abs (hidden)
TAMIL NADU POLICE HOUSING CORPORATION
Name of work: Providing Special Repair works for 5 Nos INS, 8 Nos SI, 24 Nos PC/HC Quarters at Church Hill Ooty in the Nilgiri District
INS Quartes
Abstract Estimate
S. No | Qty | Description of work | Rate | Unit | Amount
1 |  | Wiring with 1.5sqmm pvc multistrand copper cable including cost of materials and labours etc.., completed
| 45 | a)Light point with ceiling rose | #REF! | Each | #REF!
| 25 | b) light point with pattern type bakelite holder | #REF! | Each | #REF!
2 | 5 | Supply and fixing for 5 amps 5pinplug for switch board itself including cost of materials and labours etc.., completed | #REF! | Each | #REF!
3 | 20 | Supply and fixing for 5 amps 5 pin plug for convenient places including cost of materials and labours etc.., completed | #REF! | Each | #REF!
4 | 25 | Supply and fixing 15 amps power plug including cost of materials and labours etc.., completed | #REF! | Each | #REF!
5 | 10 | Supplying and fixing of bulkhead fittings including cost of materials and labours etc.., completed | #REF! | Each | #REF!
6 |  | Supplying and fixing of LED Bulbs including cost of materials and labours etc.., completed
| 14 | 12 watts | 170 | Each | 2380
7 | 25 | Suplying and Fixing of LED 4'-18 watts Tube Light including cost of materials and labours etc.., completed | 635 | Each | 15875
8 | 10 | Supplying and fixing of 25W LED street light fittings including cost of materials and labours etc.., completed | #REF! | Each | #REF!
9 | 200 | Run off 2 wire of 2.5 sq mm multi strand flexible cable including cost of materials and labours etc.., completed | #REF! | Rmt | #REF!
10 | 175 | Run off 4 x 4 Sq mm copper PVC insulated unsheathed single core cable for Single phase EB service connection | 231 | Rmt | 40425
11 | 5 | Supply and fixing of Three Phase Distribution Board with 4 way TPN double door MCB DB 40 Amps 4 Pole ELCB - 1, 6Amps to 32 amps SP MCB - 12 No's with necessary cutting work etc., including cost of all materials and fixing charges all complete. CER NO.267/2018-19 | 11750 | Each | 58750
12 | 4 | Supplying and fixing of Stair Case light point two way including cost of materials and labours etc.., completed | #REF! | Each | #REF!
13 | 5 | Supply and fixing ofTNEB Meter board suitable for 3 phase 63 A service connection made up of suitable angle | #REF! | Each | #REF!
14 | #REF! | #REF! | #REF! | Each | #REF!
|  | Sub-Total I |  |  | #REF!
|  | GST @ 12% | L.S |  | #REF!
|  | Sub-Total II |  |  | #REF!
|  | Labour welfare fund @ 1% | L.S |  | #REF!
|  | Supervision charges @ 7.50% | L.S |  | #REF!
|  | Provision for E.B Service Connection ( 4.00 x 5000) | L.S |  | 20000
|  | Total |  |  | #REF!
Say

## INS - Sullage
TAMILNADU HOUSING CORPORATION LTD
SULLAGE CUM STORM WATER DRAIN
Ins Quarters
DETAILED ESTIMATE
Sl. No | Description of Work | Nos. |  | Measurement |  |  | Qty
|  |  |  | L | B | D
1.6 | Earth work for foundation in all soils and subsoils for open foundation (Including refilling)
| Drain | 1 | 1 | 40 | 0.6 | 0.4 | 9.6
Sundries
9.6
2.1 | Supplying and Filling of sand Filling
| Add Sudrise | 1 | 1 | 40 | 0.6 | 0.1 | 2.4
2.4
3.1 | Plain CC 1:5:10 for foundation and basement using 40mm HBGS metal
| for Drain | 1 | 1 | 40 | 0.6 | 0.1 | 2.4
Sundries
2.4
10.2 | B.W in C M 1:5
| Drain | 1 | 5 | 0.23 | 0.23 | 0.6 | 0.16
| sundrise | [5 empty] | 0.04
0.2
10.2 | Brick partition wall 110mm thick in CM 1:4
| for drain | 1 | 1 | 40 |  | 0.6 | 24
Deduction for Pillers
| Drain | 2 | 5 | 0.23 |  | 0.6 | 1.38
| Drain | -1 | 7 | 0.23 |  | 0.6 | -0.97
| sundrise | [5 empty] | 0.04
24.45
28 | Plastering in CM 1:4, 12mm thick
| for drain Inner | 1 | 2 | 40 |  | 0.6 | 48
48
33 | Plastering in CM 1:5, 12mm thick
Top & outer
| Drain | 1 | 2 | 40 | - | 0.715 | 57.2
| Piller off set top | 2 | 5 | 0.23 | 0.115 | - | 0.26
| Piller off set top | 1 | 7 | 0.23 | 0.115 | - | 0.19
| Piller off set top | 1 | 10 | 0.115 |  | 0.6 | 0.69
| Piller off set top | 1 | 7 | 0.115 |  | 0.6 | 0.48
| Sundries | [5 empty] | 0.03
58.85
33 | Plastering in CM 1:4, 20mm thick
| Drain | 1 | 2 | 12 | 0.35 | - | 8.4
8.4

## INS - PP - Detail
TAMILNADU POLICE HOUSING CORPORATION LIMITED
Name of work: Providing Special Repair works for 5 Nos INS, 8 Nos SI, 24 Nos PC/HC Quarters at Church Hill Ooty in the Nilgiri District
Ins Quarters
Detailed estimate
Sl .No | Description of Work | Nos. |  | Measurement |  |  | Qty
|  |  |  | L | B | D
1 | Earth work excavation for Open foundation in all soils and subsoils (excluding refilling)
Plinth protection walls around
| For wall alround | 3 | 1 | 25 | 0.3 | 0.3 | 6.75
Sundries
[6 empty] | Say | 6.75 | m3
2 | Plain cement concrete 1:5:10 for foundation using 40mm stone jelly
Plinth protection walls around
| For wall alround | 3 | 1 | 25 | 0.3 | 0.15 | 3.375
Sundries
[6 empty] | Say | 3.375 | m3
3 | Brick work in C.M. 1:6 using chamber Burnt bricks of size 23 x 11.4 x 7.5 cm (9" x 4 1/2"x 3")
| For Brick Pillers | 3 | 8.9286 | 0.23 | 0.23 | 0.75 | 1.0627
0.02
[7 empty] | 1.0827 | m3
4 | Brickwork partition wall in CM 1:4, 114mm thick using chamber bricks of size 9"x41/2"x3" for superstructure
a) foundation and basement
| For Building alround | 3 | 1 | 25 | - | 0.75 | 56.25
| d/f brick pillars | -3 | 8.9286 | 0.23 | - | 0.75 | -4.6205
| Sundries | [5 empty] | 0.04
[6 empty] | Say | 51.6695 | m2
5 | Filling the Basement with excavated earth in layers of 150mm thick
| For Building alround | 3 | 1 | 25 | 0.485 | 0.475 | 17.2781
| Sundries | [5 empty] | 0.02
[7 empty] | 17.2981 | m3
6 | Supplying and filling in foundation and basement with filling sand in layers of 150mm thk
| For wall alround | 3 | 1 | 25 | 0.485 | 0.075 | 2.7281
| Sundries | [5 empty] | 0.03
[6 empty] | Say | 2.7581 | m3
7 | Precast slab 50mm thk in PCC1:3:6 mixed with fibre including laying
| For wall alround | 3 | 1 | 25 | 0.6 | - | 45
Sundries
[6 empty] | Say | 45 | m2
8 | Plastering with Cm 1:5, 12mm thk finishing with near cement
| For wall | 3 | 1 | 25 |  | 0.5 | 37.5
Sundries
[6 empty] | Say | 37.5 | m2

## SI- Detail
TAMIL NADU POLICE HOUSING CORPORATION
Name of work: Providing Special Repair works for 5 Nos INS, 8 Nos SI, 24 Nos PC/HC Quarters at Church Hill Ooty in the Nilgiri District
SI Quarters
Detailed Estimate
Sl. No | Description of work | NO |  | L | B | D | Qty | Unit
1 | Earthwork excavation in all soils and subsoils, etc all complete (including refilling)
| Outlet Chamber | 1 | 5 | 1.2 | 1.2 | 1 | 7.2
[6 empty] | Say | 7.2 | cum
2 | Earth work excavation for Open foundation for drains (excluding refilling)
| Earth work for Bldg Front side | 1 | 2 | 10 | 3 | 0.3 | 18
| Earth work for Bldg L/S & R/s | 3 | 2 | 5 | 3 | 0.3 | 27
0.03
[6 empty] | Say | 45.03 | cum
3 | PCC 1:5:10 using 40mm jelly including cost of materials and labours etc.., completed
| Earth work for Bldg Front side | 1 | 2 | 10 | 3 | 0.15 | 9
| Earth work for Bldg L/S & R/s | 3 | 2 | 5 | 3 | 0.15 | 13.5
| outlet Chamber | 1 | 5 | 0.8 | 0.8 | 0.15 | 0.48
22.98
[6 empty] | Say | 23
4 | PCC 1:2:4 using 20mm jelly including cost of materials and labours etc.., completed
| Earth work for Bldg Front side | 1 | 2 | 10 | 3 | 0.15 | 9
| Earth work for Bldg L/S & R/s | 3 | 2 | 5 | 3 | 0.15 | 13.5
0.04
[6 empty] | Say | 22.54 | Cum
5 | Brickwork in CM 1:5 using Chamber burn bricks in foundation including cost of materials and labours etc.., completed ,a)Foundation and basement etc complete
| Outlet Chamber | 1 | 5 | 3.32 | 0.23 | 1 | 3.818
[6 empty] | Say | 4
6 | Clean removel of the old cement plastering both inside and outside from the existing walls of brick masonry without damageing the existing structure and surroundings and clearing the debries away from the site including all cost etc.,
Old surface
| Bldg front -sunshade (top & bot) | 2 | 4 | 2.4 | 0.6 | - | 11.52
| Bldg front -sunshade top | 2 | 1 | 1.1 | 0.6 | - | 1.32
| Bldg R/S -sunshade top | 3 | 1 | 1.1 | 0.6 | - | 1.98
| Bldg L/S -sunshade top | 1 | 5 | 1.7 | 0.6 | - | 5.1
| Bldg L/S -sunshade top | 1 | 2 | 1.4 | 0.6 | - | 1.68
| Bldg Rear -sunshade top | 1 | 3 | 1.1 | 1 | - | 3.3
| Bldg Rear side -sunshade top | 1 | 1 | 1.1 | 0.6 | - | 0.66
| Bldg Rear side -sunshade top | 1 | 4 | 1.7 | 0.6 | - | 4.08
| Bldg Rear side -sunshade top | 1 | 2 | 2.1 | 0.6 | - | 2.52
32.16
[6 empty] | Say | 32.2
7 | Special celing plasering in CM 1:3,10 mm tk including cost of materials and labours etc.., completed
Old surface
| Bldg front -sunshade (top & bot) | 2 | 4 | 2.4 | 0.6 | - | 11.52
| Bldg front -sunshade top | 2 | 1 | 1.1 | 0.6 | - | 1.32
| Bldg R/S -sunshade top | 3 | 1 | 1.1 | 0.6 | - | 1.98
| Bldg L/S -sunshade top | 1 | 5 | 1.7 | 0.6 | - | 5.1
| Bldg L/S -sunshade top | 1 | 2 | 1.4 | 0.6 | - | 1.68
| Bldg Rear -sunshade top | 1 | 3 | 1.1 | 1 | - | 3.3
| Bldg Rear side -sunshade top | 1 | 1 | 1.1 | 0.6 | - | 0.66
| Bldg Rear side -sunshade top | 1 | 4 | 1.7 | 0.6 | - | 4.08
| Bldg Rear side -sunshade top | 1 | 2 | 2.1 | 0.6 | - | 2.52
32.16
[6 empty] | Say | 32.2
8 | Plastering in CM 1:5, 12mm thick including cost of materials and labours etc.., completed
| Chamber out side alround | 1 | 5 | 4.24 | - | 0.5 | 10.6
| Chamber top alround | 1 | 5 | 3.32 | 0.23 | - | 3.818
| Existing Chamber outer wall patch work | 1 | 3 | 4.24 | - | 0.5 | 6.36
20.778
[6 empty] | Say | 20.8
9 | Plastering in CM 1:4, 12mm thick including cost of materials and labours etc.., completed
| chamber Inner | 1 | 5 | 2.4 | - | 1 | 12
[6 empty] | Say | 12
10 | Supplying and fixing of 4mm thick plain glasses etc.,
| SI Qtrs- Window 1 | 10 | 1 | 0.4 | - | 0.35 | 1.4
| SI Qtrs- Window 2 | 10 | 1 | 0.45 | - | 0.3 | 1.35
| Ventilator glass | 8 | 1 | 0.7 | - | 0.8 | 4.48
7.23
[6 empty] | Say | 7.25 | m2
11 | Dismantling and clearing away the Pressed tiles etc.,
For SI Quarters - 2 Nos
| Fround Side | 1 | 1 | 5.93 | 6.16 | - | 36.5288
| Add Bed Room | 1 | 1 | 0.8 | 3.7 | - | 2.96
| Add Toilet | 1 | 1 | 2.2 | 0.38 | - | 0.836
For SI Quarters - 6 in 1
| Hall, Bed Room | 1 | 1 | 5.83 | 6.1 | - | 35.563
| Ground Floor Roof | 1 | 1 | 6.61 | 5.28 | - | 34.9008
110.7886
[6 empty] | Say | 110.8 | m2
12 | Supplying and laying of hydraulic pressed tiles etc.,
For SI Quarters - 2 Nos
| Fround Side | 1 | 1 | 5.93 | 6.16 | - | 36.5288
| Add Bed Room | 1 | 1 | 0.8 | 3.7 | - | 2.96
| Add Toilet | 1 | 1 | 2.2 | 0.38 | - | 0.836
For SI Quarters - 6 in 1
| Hall, Bed Room | 1 | 1 | 5.83 | 6.1 | - | 35.563
| Ground Floor Roof | 1 | 1 | 6.61 | 5.28 | - | 34.9008
110.7886
[6 empty] | Say | 110.8 | m2
13 | Providing Polymer Coating (Water Proof Coating ) for over roof pressed tiles area.
For SI Quarters - 2 Nos
| Fround Side | 1 | 1 | 5.93 | 6.16 | - | 36.5288
| Add Bed Room | 1 | 1 | 0.8 | 3.7 | - | 2.96
| Add Toilet | 1 | 1 | 2.2 | 0.38 | - | 0.836
For SI Quarters - 6 in 1
| Hall, Bed Room | 2 | 1 | 5.83 | 6.1 | - | 71.126
| Ground Floor Roof | 2 | 1 | 6.61 | 5.28 | - | 69.8016
181.2524
[6 empty] | Say | 181.25 | m2
14 | Supply and laying of ceramic(anti-skid) tiles etc.,
| SI Qtrs - Toilet | 8 | 1 | 1.2 | 0.9 | - | 8.64
| D/F Closet | -8 | 1 | 0.6 | 0.6 | - | -2.88
| Bath Area | 8 | 1 | 1.2 | 1.2 | - | 11.52
17.28
[6 empty] | Say | 17.3 | m2
15 | Supplying and laying of glazed tiles etc.,
| SI Qtrs IWC | 8 | 1 | 1.08 | - | 1.5 | 12.96
| Bath Area | 8 | 1 | 1.44 | - | 1.5 | 17.28
| Kitchen Sink Alround | 8 | 1 | 2.4 | - | 0.6 | 11.52
| Sink bottom | 8 | 1 | 0.6 | - | 0.6 | 2.88
44.64
[6 empty] | Say | 44.7 | m2
16 | Supply and fixing of IWC including all special and labour charges etc., complete
a)In .G.F
| SI Quarters | 1 | 5 | - | - | - | 5
[7 empty] | 5 | Each
b)In other than G.F
| SI Quarters | 1 | 3 | - | - | - | 3
[7 empty] | 3 | Each
17 | Removing of doors and windows shutter etc.,PWD SOR P-22 Item No.29
| SIQtrs - Toilet & bath Doors | 8 | 2 | 0.75 | - | 2 | 24
[7 empty] | 24 | Sqm
18 | Supplying and fixing of solid panel door with frame ( SR pg.No.43 item No.125a)
| SI Qtrs - Toilet & bath Doors | 8 | 2 | 0.75 | - | 2 | 24
[7 empty] | 24 | Sqm
19 | Chipping of concrete and rougheing of surface including cost of materials and labours etc.., completed PWD SOR 2021-22 p-22 item No.38A
| Bath Area - SI Qtrs | 8 | 1 | 1.2 | 1.2 | - | 11.52
| IWC - SI Qtrs | 8 | 1 | 1.2 | 0.9 | - | 8.64
| Passage | 8 | 1 | 2.7 | 1 | - | 21.6
| Bed Room Floor | 8 | 1 | 3.72 | 2.68 | - | 79.7568
| Kitchen | 4 | 1 | 3.8 | 1.85 | - | 28.12
| Hall | 5 | 1 | 3.6 | 2.6 | - | 46.8
196.4368
[6 empty] | Say | 196.45 | m2
20 | Floor plastering in CM 1:4, 20mm thick including neat cement, etc all complete
| Passage | 8 | 1 | 2.7 | 1 | - | 21.6
| Bed Room Floor | 8 | 1 | 3.72 | 2.68 | - | 79.7568
| Kitchen | 4 | 1 | 3.8 | 1.85 | - | 28.12
| Hall | 5 | 1 | 3.6 | 2.6 | - | 46.8
| For Chamber inner | 1 | 10 | 0.6 | 0.6 | - | 3.6
179.8768
[6 empty] | Say | 180 | m2
21 | Supply ,laying & jointing the following pipes as per ASTM D 1785 of schedule PVC Specials etc.,a)25 mm Pipe
| OHT Outlet line | 1 | 1 | 120 | - | - | 120
[7 empty] | 120 | Rmt
22 | Supplying and laying of 32 mm dia ASTM etc all complete including and labour charges etc., complete
| OHT Inlet line | 8 | 1 | 9 | - | - | 72
[7 empty] | 72 | Rmt
23 | Supplying and laying of 40 mm dia PVC (Below Ground level) etc all complete including and labour charges etc., complete
| Sump To Building | 1 | 1 | 50 | - | - | 50 | Rmt
24 | Supply and Fixing of 15mm dia half turn CP tap (LONG BODY) including all special and labour charges etc., complete
| SI Qtrs Bath Room, Toilet & Kitchen | 8 | 3 | - | - | - | 24
[7 empty] | 24 | Each
25 | Supply and Fixing of 15mm dia half turn CP tap (SHORT BODY) including all special and labour charges etc., complete
| SI Qtrs- Toilet | 8 | 1 | - | - | - | 8
| Street pipe | 5 | 1 | - | - | - | 5
[7 empty] | 13 | Each
26 | Supplying and fixing of PVC SWR 110 mm dia with ISI mark type- A for Rain water down fall pipe
| SI Qtrs | 5 | 4 | 6 | - | - | 120
[7 empty] | 120 | Rmt
27 | Supply and laying of SWR Pipes including cost of materials and labours etc.., completed
110 MM DIA
| SI Qtrs | 8 | 1 | 12 | - | - | 96
[7 empty] | 96 | Rmt
75 MM DIA
| SI Qtrs | 8 | 1 | 6 | - | - | 48
[7 empty] | 48 | Rmt
28 | Supplying and fixing of following SN8 160mm dia Pvc pipe with ISI mark including cost of materials and convenience and earth work excavation and refilling trenches etc.., Below ground level .
| Seawage line | 5 | 1 | 20 | - | - | 100 | Rmt
29 | Supplying and fixing of following SN8 110mm dia Pvc pipe with ISI mark including cost of materials and convenience and earth work excavation and refilling trenches etc.., Below ground level .
| Seawage line | 5 | 1 | 15 | - | - | 75 | Rmt
30 | Painting White washing two coats including cost of materials and labours etc.., completed
SI Quarters - 2 in 1 ( G + 1)
| Hall | 3 | 2 | 3.6 | 2.6 | - | 56.16
| Bed Room | 3 | 2 | 3.72 | 2.68 | - | 59.8176
| Kitchen | 3 | 2 | 3.8 | 1.85 | - | 42.18
| Toilet | 3 | 2 | 1.2 | 0.9 | - | 6.48
| Bath room | 3 | 2 | 1.2 | 1.2 | - | 8.64
| Passage | 3 | 2 | 2.2 | 0.85 | - | 11.22
SI Quarters - 2 Nos G
| Verandah | 2 | 1 | 2.1 | 1.9 | - | 7.98
| Hall | 2 | 1 | 2.4 | 1.46 | - | 7.008
| Bed Room | 2 | 1 | 3.74 | 3.1 | - | 23.188
| Kitchen | 2 | 1 | 4 | 1.7 | - | 13.6
| Toilet | 2 | 1 | 1.2 | 0.9 | - | 2.16
| Bath room | 2 | 1 | 1.2 | 1.2 | - | 2.88
| Passage | 2 | 1 | 2.3 | 0.95 | - | 4.37
245.6836
[6 empty] | Say | 246 | Sqm
31 | Painting Two coat of OBD over one coat white cement for inner walls including cost of materials and labours etc.., completed
SI Quarters
Ground Floor
| Hall | 3 | 1 | 9.36 | - | 2.75 | 77.22
| Bed Room | 3 | 1 | 9.97 | - | 2.75 | 82.2525
| Kitchen | 3 | 1 | 7.03 | - | 2.75 | 57.9975
| Passage | 3 | 1 | 1.87 | - | 2.75 | 15.4275
| D/F For Door | -3 | 6 | 0.9 | 2.25 | - | -36.45
| D/F for Door D1 | -3 | 2 | 0.75 | 2 | - | -9
| D/F For Open | -3 | 1 | 1 | 2.1 | - | -6.3
| D/F For Window | -3 | 3 | 1.05 | 1.5 | - | -14.175
| D/F forWindow W1 | -3 | 1 | 0.9 | 1.35 | - | -3.645
| Inner Door James | 3 | 5 | 5.1 | - | 0.33 | 25.245
| Bed Room C/B Wall | 3 | 1 | 4.8 | - | 0.9 | 14.4
| Bed Room C/B Slab | 3 | 4 | 0.9 | - | 0.8 | 10.8
| Kitchen Chimmny | 3 | 1 | 1.1 | - | 2.75 | 9.075
| Kitchen Chimmny | 3 | 1 | 0.75 | - | 1.4 | 3.15
| Kitchn C/B wall | 3 | 1 | 4.8 | - | 0.35 | 5.04
| Kitchen C/B slab Top & Bot | 3 | 5 | 0.75 | - | 1 | 11.25
First Floor
| Hall | 3 | 1 | 9.36 | - | 2.8 | 78.624
| Bed Room | 3 | 1 | 9.97 | - | 2.8 | 83.748
| Kitchen | 3 | 1 | 7.03 | - | 2.8 | 59.052
| Passage | 3 | 1 | 1.87 | - | 2.8 | 15.708
| D/F For Door | -3 | 6 | 0.9 | 2.25 | - | -36.45
| D/F for Door D1 | -3 | 2 | 0.75 | 2 | - | -9
| D/F For Open | -3 | 1 | 1 | 2.1 | - | -6.3
| D/F For Window | -3 | 3 | 1.05 | 1.5 | - | -14.175
| D/F forWindow W1 | -3 | 1 | 0.9 | 1.35 | - | -3.645
| Inner Door James | 3 | 5 | 5.1 | - | 0.33 | 25.245
| Bed Room C/B Wall | 3 | 1 | 4.8 | - | 0.9 | 14.4
| Bed Room C/B Slab | 3 | 4 | 0.9 | - | 0.8 | 10.8
| Kitchen Chimmny | 3 | 1 | 1.1 | - | 2.75 | 9.075
| Kitchen Chimmny | 3 | 1 | 0.75 | - | 1.4 | 3.15
| Kitchn C/B wall | 3 | 1 | 4.8 | - | 0.35 | 5.04
| Kitchen C/B slab Top & Bot | 3 | 5 | 0.75 | - | 1 | 11.25
SI Quarters - 2 Nos ( G )
Ground Floor
| Verandha | 2 | 1 | 8 | - | 2.75 | 44
| Hall | 2 | 1 | 3.56 | - | 2.75 | 19.58
| Bed Room | 2 | 1 | 13.68 | - | 2.75 | 75.24
| Kitchen | 2 | 1 | 11.4 | - | 2.75 | 62.7
| Passage | 2 | 1 | 6.5 | - | 2.75 | 35.75
| D/F For Door | -2 | 6 | 0.9 | 2.25 | - | -24.3
| D/F for Door D1 | -2 | 2 | 0.75 | 2 | - | -6
| D/F For Open | -2 | 1 | 1 | 2.1 | - | -4.2
| D/F For Window | -2 | 3 | 1.05 | 1.5 | - | -9.45
| D/F For Window 2 | -2 | 1 | 0.6 | 1.35 | - | -1.62
| D/F forWindow W1 | -2 | 1 | 0.9 | 1.35 | - | -2.43
| Inner Door James | 2 | 5 | 5.1 | - | 0.33 | 16.83
| Bed Room C/B Wall | 2 | 1 | 4.8 | - | 0.9 | 9.6
| Bed Room C/B Slab | 2 | 4 | 0.9 | - | 0.8 | 7.2
| Kitchen Chimmny | 2 | 1 | 1.1 | - | 2.75 | 6.05
| Kitchen Chimmny | 2 | 1 | 0.75 | - | 1.4 | 2.1
| Kitchn C/B wall | 2 | 1 | 4.8 | - | 0.35 | 3.36
| Kitchen C/B slab Top & Bot | 2 | 5 | 0.75 | - | 1 | 7.5
730.7195
[6 empty] | Say | 731 | Sqm
32 | Plastic Emulsion paint two coat of Old walls including cost of materials and labours etc.., completed
SI Quarters - 6 in 1
| Frount side | 8 | 1 | 6.4 | - | 3.8 | 194.56
| Bed Room Outer Wall | 8 | 2 | 4.5 | - | 3.8 | 273.6
| Toilet Outer Wall | 8 | 1 | 2.6 | - | 3.8 | 79.04
| Kitchen outer Wall | 8 | 1 | 2.35 | - | 3.8 | 71.44
| Kitchen outer Wall | 8 | 1 | 7.5 | - | 3.8 | 228
| Duct portion | 8 | 1 | 0.8 | - | 3.8 | 24.32
| Duct portion | 8 | 1 | 1.1 | - | 3.8 | 33.44
| D/F Door | -8 | 2 | 0.9 | 2.25 | - | -32.4
| D/F Window | -8 | 6 | 1.05 | 1.5 | - | -75.6
| D/F Window W1 | -8 | 2 | 0.9 | 1.35 | - | -19.44
| D/F Ventilator | -8 | 2 | 0.6 | 0.9 | - | -8.64
| Frount window & Door Sunshade | 8 | 1 | 2.5 | - | 1.2 | 24
| Door Pillar | 8 | 2 | 3.3 | - | 0.95 | 50.16
| Door james | 8 | 1 | 3 | - | 0.33 | 7.92
| Window w2Sunshade | 8 | 2 | 1.55 | - | 0.9 | 22.32
| Window w2 james | 8 | 2 | 3.9 | - | 0.33 | 20.592
| Rear side Sunshade | 8 | 1 | 1.6 | - | 0.9 | 11.52
| W1 James | 8 | 1 | 3 | - | 0.9 | 21.6
| Rear side door | 5 | 1 | 5.1 | - | 0.33 | 8.415
| Window Sunshade | 8 | 3 | 1.65 | - | 0.9 | 35.64
| James` | 8 | 3 | 5.1 | - | 0.33 | 40.392
| W1 Sunshade | 8 | 1 | 3 | - | 0.9 | 21.6
| James` | 8 | 2 | 4.5 | - | 0.33 | 23.76
| ventilator Sunade | 8 | 1 | 0.75 | - | 0.9 | 5.4
| James` | 8 | 2 | 3.1 | - | 0.2 | 9.92
| Rain water pipe | 2 | 4 | 6 | - | 0.34 | 16.32
| Drinking water pipe | 2 | 1 | 50 | - | 0.1 | 10
| Parapet Wall | 8 | 1 | 22.7 | - | 0.6 | 108.96
1206.839
[6 empty] | Say | 1207 | Sqm
33 | Painting the old wood work two coats including cost of materials and labours etc.., completed
SI Quarters
| Door | 8 | 6 | 0.9 | 2.6 | 2.25 | 252.72
| Door D1 | 8 | 2 | 0.75 | 2.6 | 2 | 62.4
| Window | 8 | 4 | 1.05 | 0.8 | 1.5 | 40.32
| Window W1 | 8 | 2 | 0.9 | 0.8 | 1.35 | 15.552
| Window W2 | 8 | 1 | 0.6 | 0.8 | 1.35 | 5.184
| Ventilatore | 8 | 2 | 0.6 | 0.8 | 0.9 | 6.912
383.088
[7 empty] | 383.1 | Sqm
34 | Precast Slab For chamber cover slab ( SFRC Slabof size 600 x 600mm with frame) Including Cost of materials etc.., (SR.Pg.No.77 item no.284.a)
| For Sewage Line Drain Cover | 1 | 5 | - | - | - | 5 | Each
35 | Supplyying and fixing of pvc sintex tank of 700cum capacity of pvc tank etc., all complete( SR Pg.No.50 item no.180)
| SI Quarters | 8 | 1 | - | - | - | 8
[7 empty] | 8 | Each
36 | Supplying and fixing of TW single leaf glazed window shutter for frame of overall height 135cm
| Window W | 2 | 2 | 1.05 | 1.5 | - | 6.3
| Ventilator | 1 | 2 | 0.45 | 1.35 | - | 1.215
7.515
36 | Supplying and fixing of Cuddapah Sink including cost of materials , labour and etc., completed
| INS - kitchen | 1 | 1 | - | - | - | 1 | Each
37 | BRICK PARTITION WALL 1;4,114 mm THICK including cost of materials and labours etc.., completed
b)Ground Floor
| Kitchen Slab | 1 | 4 | 0.6 | - | 0.75 | 1.8 | Sqm
38 | Standardised concrete mix design M20 for all reinforced cement concrete works,namely plinth beams,tie beams,column and column footing,slabs,etc.,using 20mm gauge hard broken stone jelly and below graded coarser metal also excluding the cost and fabrication of reinforcement grills,shuttering and centering but including vibration,laying,curing,with relevent standard specification
a) Ground Floor
38 | Supplying and fabricating and placing in position of mild steel grills/Ribbed tor steels for reinforcement for all floors including cost of binding wire,bending,tying and applying one coat of cement slurry etc.,all complete in all respects.
[7 empty] | 7.6 | Sqm
37 | Supplying and fixing of TW Swing type ventilater
| Ventilator | 1 | 5 | 0.45 | 0.6 | - | 1.35
[6 empty] | Say | 1.35 | Sqm
38 | Supply and fixing of Wash basin including cost of materials and labours etc.., completed
| SI Qtrs | 1 | 8 | - | - | - | 8 | Each
39 | S&F of Bevelled edge mirror 500 x 400 x 5.5mm including cost of materials and labours etc.., completed
| SI Qtrs | 1 | 8 | - | - | - | 8 | Each
40 | Painting the New wood work two coats including cost of materials and labours etc.., completed
| Window W | 2 | 2 | 1.05 | 0.8 | 1.5 | 5.04
| Ventilator | 1 | 5 | 0.45 | 0.8 | 0.6 | 1.08
0.03
[7 empty] | 6.15 | Sqm
41 | Teak wood Double leaf Cupborad ward roap Shutter
| for Cupboards | 1 | 8 | 1.2 |  | 2.1 | 20.16

## SI - Abs (hidden)
TAMIL NADU POLICE HOUSING CORPORATION
Name of work: Providing Special Repair works for 5 Nos INS, 8 Nos SI, 24 Nos PC/HC Quarters at Church Hill Ooty in the Nilgiri District
Si Quarets
Abstract Estimate
S. No | Qty | Description of work | Rate | Unit | Amount
1 | #REF! | #REF! | #REF! | Cum | #REF!
2 | 23 | PCC 1:5:10 using 40mm jelly including cost of materials and labours etc.., completed | #REF! | Cum | #REF!
3 | 22.54 | PCC 1:2:4 using 20mm jelly including cost of materials and labours etc.., completed | #REF! | Cum | #REF!
4 | 4 | Brickwork in CM 1:5 using Chamber burn bricks in foundation including cost of materials and labours etc.., completed ,a)Foundation and basement etc complete | #REF! | Cum | #REF!
5 | 32.2 | Clean removel of the old cement plastering both inside and outside from the existing walls of brick masonry without damageing the existing structure and surroundings and clearing the debries away from the site including all cost etc., | 9.31 | Sqm | 299.782
6 | 20.8 | Special celing plasering in CM 1:3,10 mm tk including cost of materials and labours etc.., completed | #REF! | Sqm | #REF!
7 | 12 | Plastering in CM 1:4, 12mm thick including cost of materials and labours etc.., completed | #REF! | Sqm | #REF!
8 | 7.25 | Supplying and fixing of 4mm thick plain glasses etc., | #REF! | Sqm | #REF!
9 | 110.8 | Dismantling and clearing away the Pressed tiles etc., | 36.1 | Sqm | 3999.88
10 | 110.8 | Supplying and laying of hydraulic pressed tiles etc., | #REF! | Sqm | #REF!
11 | #REF! | Providing Polymer Coating (Water Proof Coating ) for over roof pressed tiles area. | #REF! | Sqm | #REF!
12 | 17.3 | Supply and laying of ceramic(anti-skid) tiles etc., | #REF! | Sqm | #REF!
13 | 44.7 | Supplying and laying of glazed tiles etc., | #REF! | Sqm | #REF!
14 |  | Supply and fixing of IWC including all special and labour charges etc., complete
| 5 | a)In .G.F | #REF! | Each | #REF!
| 3 | b)In other than G.F | #REF! | Each | #REF!
15 | 24 | Removing of doors and windows shutter etc.,PWD SOR P-22 Item No.29 | 168.56 | Sqm | 4045.44 | 120.4 | 48.16 | 168.56
16 | 24 | Supplying and fixing of solid panel door with frame ( SR pg.No.43 item No.125a) | 3167 | Sqm | 76008
17 | 196.45 | Chipping of concrete and rougheing of surface including cost of materials and labours etc.., completed PWD SOR 2021-22 p-22 item No.38A | 44.38 | Sqm | 8718.451
18 | 180 | Floor plastering in CM 1:4, 20mm thick including neat cement, etc all complete | #REF! | Sqm | #REF!
19 | 120 | Supply ,laying & jointing the following pipes as per ASTM D 1785 of schedule PVC Specials etc.,a)25 mm Pipe | #REF! | Rmt | #REF!
20 | 72 | Supplying and laying of 32 mm dia ASTM etc all complete including and labour charges etc., complete | 170 | Rmt | 12240
21 | 50 | Supplying and laying of 40 mm dia PVC (Below Ground level) etc all complete including and labour charges etc., complete | 435 | Rmt | 21750
22 | 24 | Supply and Fixing of 15mm dia half turn CP tap (LONG BODY) including all special and labour charges etc., complete | #REF! | Each | #REF!
23 | 13 | Supply and Fixing of 15mm dia half turn CP tap (SHORT BODY) including all special and labour charges etc., complete | #REF! | Each | #REF!
24 | 120 | Supplying and fixing of PVC SWR 110 mm dia with ISI mark type- A for Rain water down fall pipe | #REF! | Rmt | #REF!
25 |  | Supply and laying of SWR Pipes including cost of materials and labours etc.., completed
| 96 | 110 MM DIA | #REF! | Rmt | #REF!
26 | 100 | Supplying and fixing of following SN8 160mm dia Pvc pipe with ISI mark including cost of materials and convenience and earth work excavation and refilling trenches etc.., Below ground level . | #REF! | Rmt | #REF!
27 | 75 | Supplying and fixing of following SN8 110mm dia Pvc pipe with ISI mark including cost of materials and convenience and earth work excavation and refilling trenches etc.., Below ground level . | #REF! | Rmt | #REF!
28 | 246 | Painting White washing two coats including cost of materials and labours etc.., completed | #REF! | Sqm | #REF!
29 | 731 | Painting Two coat of OBD over one coat white cement for inner walls including cost of materials and labours etc.., completed | #REF! | Sqm | #REF!
30 | 1207 | Plastic Emulsion paint two coat of Old walls including cost of materials and labours etc.., completed | #REF! | Sqm | #REF!
31 | 383.1 | Painting the old wood work two coats including cost of materials and labours etc.., completed | #REF! | Sqm | #REF!
32 | #REF! | #REF! | #REF! | Sqm | #REF!
33 | 5 | Precast Slab For chamber cover slab ( SFRC Slabof size 600 x 600mm with frame) Including Cost of materials etc.., (SR.Pg.No.77 item no.284.a) | 2700 | Each | 13500
34 | 8 | Supplyying and fixing of pvc sintex tank of 700cum capacity of pvc tank etc., all complete( SR Pg.No.50 item no.180) | 7200 | Lit | 57600 | 9.6 | 7200
35 | 7.515 | Supplying and fixing of TW single leaf glazed window shutter for frame of overall height 135cm | #REF! | Sqm | #REF!
36 | 8 | Supply and fixing of Wash basin including cost of materials and labours etc.., completed | #REF! | Each | #REF!
37 | 8 | S&F of Bevelled edge mirror 500 x 400 x 5.5mm including cost of materials and labours etc.., completed | 471.2 | Each | 3769.6
38 | 6.15 | Painting the New wood work two coats including cost of materials and labours etc.., completed | 264.53 | Sqm | 1626.8595
|  | Sub-Total I |  |  | #REF!
|  | GST @ 12% | L.S |  | #REF!
|  | Sub-Total II |  |  | #REF!
|  | Labour welfare fund @ 1% | L.S |  | #REF!
|  | Supervision charges @ 7.50% | L.S |  | #REF!
|  | Provision for Jungle Clearance | L.S |  | 100000
|  | Total |  |  | #REF!
Say

## SI- Elec
TAMIL NADU POLICE HOUSING CORPORATION
Name of work: Providing Special Repair works for 5 Nos INS, 8 Nos SI, 24 Nos PC/HC Quarters at Church Hill Ooty in the Nilgiri District
SI Quartes
Detailed Estimate
Sl. No | Description of work | NO |  | L | B | D | Qty | Unit
1 | Wiring with 1.5sqmm pvc multistrand copper cable including cost of materials and labours etc.., completed
a)Light point with ceiling rose
PC/HC Quarters
| Verandha | 8 | 1 | - | - | - | 8
| Hall | 8 | 1 | - | - | - | 8
| Bed Room | 8 | 1 | - | - | - | 8
| Kitchen | 8 | 1 | - | - | - | 8
| Min Door top rear | 8 | 2 | - | - | - | 16
| Common street line | 5 | 2 | - | - | - | 10
| Common Bulk Head | 8 | 1 | - | - | - | 8
[7 empty] | 66 | Each
b) light point with pattern type bakelite holder
| Passage | 8 | 1 | - | - | - | 8
| Toilet | 8 | 2 | - | - | - | 16
| Bed Room | 8 | 1 | - | - | - | 8
[7 empty] | 24 | Each
2 | Supply and fixing for 5 amps 5 pinplug for switch board itself including cost of materials and labours etc.., completed
INS Quarters
| Hall | 8 | 1 | - | - | - | 8
| Bed Room | 8 | 1 | - | - | - | 8
| Passage | 8 | 1 | - | - | - | 8
| Kitchen | 8 | 1 | - | - | - | 8
[7 empty] | 32 | Each
3 | Supply and fixing for 5 amps 5 pin plug for convenient places including cost of materials and labours etc.., completed
INS Quarters
| Hall | 8 | 1 | - | - | - | 8
| Bed Room | 8 | 1 | - | - | - | 8
| Kitchen | 8 | 1 | - | - | - | 8
[7 empty] | 24 | Each
4 | Supply and fixing 15 amps power plug including cost of materials and labours etc.., completed
INS Quarters
| Hall | 8 | 1 | - | - | - | 8
| Passage | 8 | 1 | - | - | - | 8
| Heater Point | 8 | 1 | - | - | - | 8
| Kitchen | 5 | 2 | - | - | - | 10
[7 empty] | 34 | Each
5 | Supplying and fixing of bulkhead fittings including cost of materials and labours etc.., completed
| Main Door Top | 8 | 1 | - | - | - | 8 | Each
6 | Supplying and fixing of LED Bulbs including cost of materials and labours etc.., completed
9 watts
| Toilet | 8 | 2 | - | - | - | 16
| Passage | 8 | 1 | - | - | - | 8
| Bed room | 8 | 1 | - | - | - | 8
| 12 watts | [5 empty] | 32 | Each
| Main Door Top | 8 | 2 | - | - | - | 16
[7 empty] | 16 | Each
7 | Suplying and Fixing of LED 4'-18 watts Tube Light including cost of materials and labours etc.., completed
SI Quarters
| Verandha | 8 | 1 | - | - | - | 8
| Hall | 8 | 1 | - | - | - | 8
| Bed Room | 8 | 1 | - | - | - | 8
| Kitchen | 8 | 1 | - | - | - | 8
[7 empty] | 32 | Each
8 | Supplying and fixing of 25W LED street light fittings including cost of materials and labours etc.., completed
| Si Alround | 5 | 2 | - | - | - | 10
[7 empty] | 10 | Each
9 | Run off two wire of 2.5 sq mm multi strand flexible cable including cost of materials and labours etc.., completed
| SI Qtrs | 5 | 2 | 40 | - | - | 400
[7 empty] | 400 | Rmt
10 | Run off 4 x 4 Sq mm copper PVC insulated unsheathed single core cable for three phase EB service connection
| SI Quarters | 8 | 1 | 35 | - | - | 280
[7 empty] | 280 | Rmt
11 | Supply and fixing of Three Phase Distribution Board with 4 way TPN double door MCB DB 40 Amps 4 Pole ELCB - 1, 6Amps to 32 amps SP MCB - 12 No's with necessary cutting work etc., including cost of all materials and fixing charges all complete. CER NO.267/2018-19
| SiQuarters | 8 | 1 | - | - | - | 8
[7 empty] | 8 | Each
12 | Supply and fixing ofTNEB Meter board suitable for 3 phase 63 A service connection made up of suitable angle
| INS Qtrs | 8 | 1 | - | - | - | 8 | Each
14 | Run off 2 wire of 4 sq mm multi strand flexible cable including cost of materials and labours etc.., completed
| Main to DB | 8 | 1 | 5 |  |  | 40 | Rmt
15 | Supplying and fixing of GI Service pipe line including cost of materials and labours etc.., completed
| Service pipe | 1 | 8 | 3 | - | - | 24 | Rmt

## SI - Sullage
TAMILNADU HOUSING CORPORATION LTD
SULLAGE DRAIN
SI Quarters
DETAILED ESTIMATE
Sl. No | Description of Work | Nos. |  | Measurement |  |  | Qty
|  |  |  | L | B | D
1.6 | Earth work for foundation in all soils and subsoils for open foundation (Including refilling)
| Drain | 1 | 1 | 45 | 0.6 | 0.4 | 10.8
Sundries
10.8
2.1 | Supplying and Filling of sand Filling
| Add Sudrise | 1 | 1 | 45 | 0.6 | 0.1 | 2.7
2.7
3.1 | Plain CC 1:5:10 for foundation and basement using 40mm HBGS metal
| for Drain | 1 | 1 | 45 | 0.6 | 0.1 | 2.7
Sundries
2.7
10.2 | B.W in C M 1:5
| Drain | 2 | 5 | 0.23 | 0.23 | 0.6 | 0.32
| sundrise | [5 empty] | 0.03
0.35
10.2 | Brick partition wall 110mm thick in CM 1:4
| for drain | 1 | 1 | 45 |  | 0.6 | 27
Deduction for Pillers
| Drain | -1 | 5 | 0.23 |  | 0.6 | -0.69
| Drain | -1 | 7 | 0.23 |  | 0.6 | -0.97
| sundrise | [5 empty] | 0.01
25.35
28 | Plastering in CM 1:4, 12mm thick
| for drain Inner | 2 | 2 | 45 |  | 0.6 | 108
108
33 | Plastering in CM 1:5, 12mm thick
Top & outer
| Drain | 1 | 2 | 45 | - | 0.715 | 64.35
| Piller off set top | 2 | 5 | 0.23 | 0.115 | - | 0.26
| Piller off set top | 1 | 7 | 0.23 | 0.115 | - | 0.19
| Piller off set top | 2 | 10 | 0.115 |  | 0.6 | 1.38
| Piller off set top | 2 | 7 | 0.115 |  | 0.6 | 0.97
Sundries
67.15
33 | Plastering in CM 1:4, 20mm thick
| Drain | 1 | 2 | 12 | 0.35 | - | 8.4
8.4

## SI - PP - Detail
TAMILNADU POLICE HOUSING CORPORATION LIMITED
Name of work: Providing Special Repair works for 5 Nos INS, 8 Nos SI, 24 Nos PC/HC Quarters at Church Hill Ooty in the Nilgiri District
SI Quarters
Plinth production - Detailed estimate
Sl .No | Description of Work | Nos. |  | Measurement |  |  | Qty
|  |  |  | L | B | D
1 | Earth work excavation for Open foundation in all soils and subsoils (excluding refilling)
Plinth protection walls around
| For wall alround | 5 | 1 | 24 | 0.3 | 0.3 | 10.8
Sundries
[6 empty] | Say | 10.8 | m3
2 | Plain cement concrete 1:5:10 for foundation using 40mm stone jelly
Plinth protection walls around
| For wall alround | 5 | 1 | 24 | 0.3 | 0.15 | 5.4
Sundries
[6 empty] | Say | 5.4 | m3
3 | Brick work in C.M. 1:6 using chamber burn bricks of size 23 x 11.4 x 7.5 cm (9" x 4 1/2"x 3")
| For Brick Pillers | 5 | 8.5714 | 0.23 | 0.23 | 0.75 | 1.7004
[7 empty] | 1.7 | m3
4 | Brickwork partition wall in CM 1:4, 114mm thick using chmaber burn of size 9"x41/2"x3" for superstructure
a) foundation and basement
| For Building alround | 5 | 1 | 24 | - | 0.75 | 90
| d/f brick pillars | -5 | 8.5714 | 0.23 | - | 0.75 | -7.3929
| Sundries | [5 empty] | 0.04
[6 empty] | Say | 82.6471 | m2
5 | Filling the Basement with excavated earth in layers of 150mm thick
| For Building alround | 5 | 1 | 24 | 0.485 | 0.475 | 27.645
Sundries
[7 empty] | 27.645 | m3
6 | Supplying and filling in foundation and basement with filling sand in layers of 150mm thk
| For wall alround | 5 | 1 | 24 | 0.485 | 0.075 | 4.365
| Sundries | [5 empty] | 0.03
[6 empty] | Say | 4.395 | m3
7 | Precast slab 50mm thk in PCC1:3:6 mixed with fibre including laying
| For wall alround | 5 | 1 | 24 | 0.6 | - | 72
Sundries
[6 empty] | Say | 72 | m2
8 | Plastering with Cm 1:5, 12mm thk finishing with near cement
| For wall | 5 | 1 | 24 |  | 0.5 | 60
Sundries
[6 empty] | Say | 60 | m2

## PC - Abs (hidden)
TAMIL NADU POLICE HOUSING CORPORATION
Name of work: Providing Special Repair works for 5 Nos INS, 8 Nos SI, 24 Nos PC/HC Quarters at Church Hill Ooty in the Nilgiri District
PC/HC Quarters
Abstract Estimate
S. No | Qty | Description of work | Rate | Unit | Amount
1 | #REF! | #REF! | #REF! | Cum | #REF!
2 | 15.7 | PCC 1:5:10 using 40mm jelly including cost of materials and labours etc.., completed | #REF! | Cum | #REF!
3 | 11.053 | PCC 1:2:4 using 20mm jelly including cost of materials and labours etc.., completed | #REF! | Cum | #REF!
4 | 7.7 | Brickwork in CM 1:5 using Chamber burn bricks in foundation including cost of materials and labours etc.., completed ,a)Foundation and basement etc complete | #REF! | Cum | #REF!
5 | 45.1 | Clean removel of the old cement plastering both inside and outside from the existing walls of brick masonry without damageing the existing structure and surroundings and clearing the debries away from the site including all cost etc., | 9.31 | Sqm | 419.881
6 | 39.5 | Special celing plasering in CM 1:3,10 mm tk including cost of materials and labours etc.., completed | #REF! | Sqm | #REF!
7 | 24 | Plastering in CM 1:4, 12mm thick including cost of materials and labours etc.., completed | #REF! | Sqm | #REF!
8 | 20 | Supplying and fixing of 4mm thick plain glasses etc., | #REF! | Sqm | #REF!
9 | 171.3 | Dismantling and clearing away the Pressed tiles etc., | 36.1 | Sqm | 6183.93
10 | 171.3 | Supplying and laying of hydraulic pressed tiles etc., | #REF! | Sqm | #REF!
11 | 342.6 | Providing Polymer Coating (Water Proof Coating ) for over roof pressed tiles area. | #REF! | Sqm | #REF!
12 | 57.3 | Supply and laying of ceramic(anti-skid) tiles etc., | #REF! | Sqm | #REF!
13 | 134 | Supplying and laying of glazed tiles etc., | #REF! | Sqm | #REF!
14 |  | Supply and fixing of IWC including all special and labour charges etc., complete
| 12 | a)In .G.F | #REF! | Each | #REF!
| 12 | b)In other than G.F | #REF! | Each | #REF!
15 | 21 | Removing of doors and windows shutter etc.,PWD SOR P-22 Item No.29 | 168.56 | Sqm | 3539.76 | 120.4 | 48.16 | 168.56
16 | 36 | Supplying and fixing of solid panel door with frame ( SR pg.No.43 item No.125a) | 3167 | Sqm | 114012
17 | 160.5 | Chipping of concrete and rougheing of surface including cost of materials and labours etc.., completed PWD SOR 2021-22 p-22 item No.38A | 44.38 | Sqm | 7122.99
18 | 131.3 | Floor plastering in CM 1:4, 20mm thick including neat cement, etc all complete | #REF! | Sqm | #REF!
19 | 300 | Supply ,laying & jointing the following pipes as per ASTM D 1785 of schedule PVC Specials etc.,a)25 mm Pipe | #REF! | Rmt | #REF!
20 | 50 | Supplying and laying of 32 mm dia ASTM etc all complete including and labour charges etc., complete | 170 | Rmt | 8500
21 | 80 | Supplying and laying of 40 mm dia PVC (Below Ground level) etc all complete including and labour charges etc., complete | 435 | Rmt | 34800
22 | 54 | Supply and Fixing of 15mm dia half turn CP tap (LONG BODY) including all special and labour charges etc., complete | #REF! | Each | #REF!
23 | 24 | Supply and Fixing of 15mm dia half turn CP tap (SHORT BODY) including all special and labour charges etc., complete | #REF! | Each | #REF!
24 | 144 | Supplying and fixing of PVC SWR 110 mm dia with ISI mark type- A for Rain water down fall pipe | #REF! | Rmt | #REF!
25 |  | Supply and laying of SWR Pipes including cost of materials and labours etc.., completed
| 48 | 110 MM DIA | #REF! | Rmt | #REF!
26 | 50 | Supplying and fixing of following SN8 160mm dia Pvc pipe with ISI mark including cost of materials and convenience and earth work excavation and refilling trenches etc.., Below ground level . | #REF! | Rmt | #REF!
27 | 20 | Supplying and fixing of following SN8 110mm dia Pvc pipe with ISI mark including cost of materials and convenience and earth work excavation and refilling trenches etc.., Below ground level . | #REF! | Rmt | #REF!
28 | 756 | Painting White washing two coats including cost of materials and labours etc.., completed | #REF! | Sqm | #REF!
29 | 3777.1 | Painting Two coat of OBD over one coat white cement for inner walls including cost of materials and labours etc.., completed | #REF! | Sqm | #REF!
30 | 3422.3 | Plastic Emulsion paint two coat of Old walls including cost of materials and labours etc.., completed | #REF! | Sqm | #REF!
31 | 1014 | Painting the old wood work two coats including cost of materials and labours etc.., completed | #REF! | Sqm | #REF!
32 | #REF! | #REF! | #REF! | Sqm | #REF!
33 | 10 | Precast Slab For chamber cover slab ( SFRC Slabof size 600 x 600mm with frame) Including Cost of materials etc.., (SR.Pg.No.77 item no.284.a) | 2700 | Each | 27000
34 | 24 | Supplyying and fixing of pvc sintex tank of 700cum capacity of pvc tank etc., all complete( SR Pg.No.50 item no.180) | 7200 | Lit | 172800 | 9.6 | 7200
35 | 18 | Supplying and fixing of TW single leaf glazed window shutter for frame of overall height 135cm | #REF! | Sqm | #REF!
36 | 24 | Supply and fixing of Wash basin including cost of materials and labours etc.., completed | #REF! | Each | #REF!
37 | 24 | S&F of Bevelled edge mirror 500 x 400 x 5.5mm including cost of materials and labours etc.., completed | 471.2 | Each | 11308.8
38 | 16.354 | Painting the New wood work two coats including cost of materials and labours etc.., completed | 264.53 | Sqm | 4326.1236
|  | Sub-Total I |  |  | #REF!
|  | GST @ 12% | L.S |  | #REF!
|  | Sub-Total II |  |  | #REF!
|  | Labour welfare fund @ 1% | L.S |  | #REF!
|  | Supervision charges @ 7.50% | L.S |  | #REF!
|  | Provision for Jungle Clearance | L.S |  | 100000
|  | Total |  |  | #REF!
Say

## PC- Detail
TAMIL NADU POLICE HOUSING CORPORATION
Name of work: Providing Special Repair works for 5 Nos INS, 8 Nos SI, 24 Nos PC/HC Quarters at Church Hill Ooty in the Nilgiri District
PC/HC Quarters
Detailed Estimate
Sl. No | Description of work | NO |  | L | B | D | Qty | Unit
1 | Earthwork excavation in all soils and subsoils, etc all complete (including refilling)
| Outlet Chamber | 1 | 10 | 1.2 | 1.2 | 1 | 14.4
[6 empty] | Say | 14.4 | cum
2 | Earth work excavation for Open foundation for drains (excluding refilling)
| Earth work for Bldg R/S & L/S | 1 | 8 | 6 | 3 | 0.3 | 43.2
| Earth work for Bldg Front side | 1 | 6 | 1.8 | 0.3 | 0.3 | 0.972
0.03
[6 empty] | Say | 44.202 | Cum
3 | PCC 1:5:10 using 40mm jelly including cost of materials and labours etc.., completed
| Earth work for Bldg R/S & L/S | 1 | 8 | 6 | 3 | 0.1 | 14.4
| Earth work for Bldg Front side | 1 | 6 | 1.8 | 0.3 | 0.1 | 0.324
| outlet Chamber | 1 | 10 | 0.8 | 0.8 | 0.15 | 0.96
15.684
[6 empty] | Say | 15.7
4 | PCC 1:2:4 using 20mm jelly including cost of materials and labours etc.., completed
| Earth work for Bldg R/S & L/S | 1 | 8 | 6 | 3 | 0.075 | 10.8
| Earth work for Bldg Front side | 1 | 6 | 1.8 | 0.3 | 0.075 | 0.243
0.01
[6 empty] | Say | 11.053 | Cum
5 | Brickwork in CM 1:5 using Chamber burn bricks in foundation including cost of materials and labours etc.., completed ,a)Foundation and basement etc complete
| Outlet Chamber | 1 | 10 | 3.32 | 0.23 | 1 | 7.636
[6 empty] | Say | 7.7
6 | Clean removel of the old cement plastering both inside and outside from the existing walls of brick masonry without damageing the existing structure and surroundings and clearing the debries away from the site including all cost etc.,
Old surface
| Bldg front -G.F Sunshade top | 1 | 3 | 6.6 | 0.6 | - | 11.88
| Bldg front -W3 sunshade top | 1 | 2 | 6.6 | 0.6 | - | 7.92
| Bldg R/S -W Front sunshade Inner | 1 | 4 | 1.5 | 1 | - | 6
| Bldg L/S -sunshade Inner | 1 | 5 | 1.05 | 1 | - | 5.25
| Bldg L/S -sunshade top | 2 | 1 | 1.15 | 0.6 | - | 1.38
| Bldg Rear -sunshade W1 | 1 | 3 | 0.9 | 1 | - | 2.7
| Bldg Rear -sunshade top | 1 | 4 | 1.1 | 0.6 | - | 2.64
| Bldg Rear side -sunshade side | 1 | 5 | 1.6 | 0.6 | - | 4.8
| Bldg Front Door Pillar | 1 | 2 | 2.1 | 0.6 | - | 2.52
45.09
[6 empty] | Say | 45.1
7 | Special celing plasering in CM 1:3,10 mm tk including cost of materials and labours etc.., completed
Old surface
| Bldg front -G.F Sunshade top | 1 | 3 | 6.6 | 0.6 | - | 11.88
| Bldg front -W3 sunshade top | 1 | 2 | 6.6 | 0.6 | - | 7.92
| Bldg R/S -W Front sunshade Inner | 1 | 4 | 1.5 | 1 | - | 6
| Bldg L/S -sunshade Inner | 1 | 5 | 1.05 | 1 | - | 5.25
| Bldg L/S -sunshade top | 2 | 1 | 1.15 | 0.6 | - | 1.38
| Bldg Rear -sunshade W1 | 1 | 3 | 0.9 | 1 | - | 2.7
| Bldg Rear -sunshade top | 1 | 4 | 1.1 | 0.6 | - | 2.64
| Bldg Rear side -sunshade side | 1 | 5 | 1.6 | 0.6 | - | 4.8
| Bldg Front Door Pillar | 1 | 2 | 2.1 | 0.6 | - | 2.52
45.09
[6 empty] | Say | 45.1
8 | Plastering in CM 1:5, 12mm thick including cost of materials and labours etc.., completed
| Chamber out side alround | 1 | 10 | 4.24 | - | 0.5 | 21.2
| Chamber top alround | 1 | 10 | 3.32 | 0.23 | - | 7.636
| Existing Chamber outer Wall Patch Work | 1 | 5 | 4.24 | - | 0.5 | 10.6
39.436
[6 empty] | Say | 39.5
9 | Plastering in CM 1:4, 12mm thick including cost of materials and labours etc.., completed
| chamber Inner | 1 | 10 | 2.4 | - | 1 | 24
[6 empty] | Say | 24
10 | Supplying and fixing of 4mm thick plain glasses etc.,
| PC/HC Qtrs- Window 1 | 50 | 1 | 0.4 | - | 0.35 | 7
| PC/HC Qtrs- Window 2 | 30 | 1 | 0.45 | - | 0.3 | 4.05
| PC/HC Qtrs- Window 3 | 8 | 1 | 0.53 | - | 0.45 | 1.908
| Ventilator glass | 12 | 1 | 0.7 | - | 0.8 | 6.72
19.678
[6 empty] | Say | 20 | m2
11 | Dismantling and clearing away the Pressed tiles etc.,
For PC/HC Quarters
| Bed Room , Hall , Passage Area | 2 | 1 | 14.12 | 4.12 | - | 116.3488
| Kitchen Area | 2 | 1 | 8.38 | 1.7 | - | 28.492
| Passage , Toilet Area | 2 | 2 | 2.3 | 2.3 | - | 21.16
| Frount Sunshade top | 2 | 1 | 5.88 | 0.45 | - | 5.292
171.2928
[6 empty] | Say | 171.3 | m2
12 | Supplying and laying of hydraulic pressed tiles etc.,
For PC/HC Quarters
| Bed Room , Hall , Passage Area | 2 | 1 | 14.12 | 4.12 | - | 116.3488
| Kitchen Area | 2 | 1 | 8.38 | 1.7 | - | 28.492
| Passage , Toilet Area | 2 | 2 | 2.3 | 2.3 | - | 21.16
| Frount Sunshade top | 2 | 1 | 5.88 | 0.45 | - | 5.292
171.2928
[6 empty] | Say | 171.3 | m2
13 | Providing Polymer Coating (Water Proof Coating ) for over roof pressed tiles area.
For PC/HC Quarters
| Bed Room , Hall , Passage Area | 4 | 1 | 14.12 | 4.12 | - | 232.6976
| Kitchen Area | 4 | 1 | 8.38 | 1.7 | - | 56.984
| Passage , Toilet Area | 4 | 2 | 2.3 | 2.3 | - | 42.32
| Frount Sunshade top | 4 | 1 | 5.88 | 0.45 | - | 10.584
342.5856
[6 empty] | Say | 342.6 | m2
14 | Supply and laying of ceramic(anti-skid) tiles etc.,
| PC/HC IWC | 12 | 2 | 1.2 | 0.9 | - | 25.92
| D/F Closet | -12 | 1 | 0.45 | 0.6 | - | -3.24
| Bath Area | 24 | 1 | 1.2 | 1.2 | - | 34.56
57.24
[6 empty] | Say | 57.3 | m2
15 | Supplying and laying of glazed tiles etc.,
| PC/HC IWC | 1 | 24 | 1.08 | 1.5 | - | 38.88
| Bath Area | 1 | 24 | 1.44 | 1.5 | - | 51.84
| Kitchen Sink Alround | 1 | 24 | 2.4 | 0.6 | - | 34.56
| Sink bottom | 1 | 24 | 0.6 | 0.6 | - | 8.64
133.92
[6 empty] | Say | 134 | m2
16 | Supply and fixing of IWC including all special and labour charges etc., complete
a)In .G.F
| PC/HC Quarters | 12 | 1 | - | - | - | 12
[7 empty] | 12 | Each
b)In other than G.F
| PC/HC Quarters | 12 | 1 | - | - | - | 12
[7 empty] | 12 | Each
17 | Removing of doors and windows shutter etc.,PWD SOR P-22 Item No.29
| PC/HC Qtrs - Toilet & bath Doors | 1 | 14 | 0.75 | 2 | - | 21
[7 empty] | 21 | Sqm
18 | Supplying and fixing of solid panel door with frame ( SR pg.No.43 item No.125a)
| PC/HC Qtrs - Toilet & bath Doors | 1 | 24 | 0.75 | 2 | - | 36
[7 empty] | 36 | Sqm
19 | Chipping of concrete and rougheing of surface including cost of materials and labours etc.., completed PWD SOR 2021-22 p-22 item No.38A
| Bath Area - PC/HC | 24 | 1 | 1.2 | 1.2 | - | 34.56
| IWC - PC/HC | 24 | 1 | 1.2 | 0.9 | - | 25.92
| Passage | 12 | 1 | 2.3 | 0.95 | - | 26.22
| Bed Room Floor | 3 | 1 | 3.74 | 3 | - | 33.66
| Kitchen | 5 | 1 | 4 | 1.7 | - | 34
| Hall | 2 | 1 | 2.1 | 1.46 | - | 6.132
| S/C Steps | 1 | 25 | 0.75 | 0.45 | - | 8.4375
| Mid landing | 1 | 1 | 2.2 | 8 | - | 17.6
| Entrence step | 2 | 2 | 0.9 | 0.45 | - | 1.62
160.492
[6 empty] | Say | 160.5 | Sqm
20 | Floor plastering in CM 1:4, 20mm thick including neat cement, etc all complete
| Bed Room Floor | 3 | 1 | 3.74 | 3 | - | 33.66
| Kitchen | 5 | 1 | 4 | 1.7 | - | 34
| Hall | 2 | 1 | 2.1 | 1.46 | - | 6.132
| Passage - PC/HC | 12 | 1 | 2.3 | 0.95 | - | 26.22
| For Chamber inner | 1 | 10 | 0.6 | 0.6 | - | 3.6
| S/C Steps | 1 | 25 | 0.75 | 0.45 | - | 8.4375
| Mid landing | 1 | 1 | 2.2 | 8 | - | 17.6
| Entrence step | 2 | 2 | 0.9 | 0.45 | - | 1.62
131.2695
[6 empty] | Say | 131.3 | Sqm
21 | Supply ,laying & jointing the following pipes as per ASTM D 1785 of schedule PVC Specials etc.,a)25 mm Pipe
| OHt to Outer Line | 1 | 1 | 300 | - | - | 300
[7 empty] | 300 | Rmt
22 | Supplying and laying of 32 mm dia ASTM etc all complete including and labour charges etc., complete
| OHT to Inlet Line | 1 | 1 | 50 | - | - | 50
[7 empty] | 50 | Rmt
23 | Supplying and laying of 40 mm dia PVC (Below Ground level) etc all complete including and labour charges etc., complete
| Sump To Building | 1 | 1 | 80 | - | - | 80 | Rmt
24 | Supply and Fixing of 15mm dia half turn CP tap (LONG BODY) including all special and labour charges etc., complete
| PC/HC Qtrs Bath Room, Toilet & Kitchen, Washing Machine | 12 | 4 | - | - | - | 48
| Street pipe | 6 | 1 | - | - | - | 6
[7 empty] | 54 | Each
25 | Supply and Fixing of 15mm dia half turn CP tap (SHORT BODY) including all special and labour charges etc., complete
| PC/HC Qtrs- Toilet | 1 | 24 | - | - | - | 24
[7 empty] | 24 | Rmt
26 | Supplying and fixing of PVC SWR 110 mm dia with ISI mark type- A for Rain water down fall pipe
| PC/HC Qtrs | 6 | 4 | 6 | - | - | 144
[7 empty] | 144 | Rmt
27 | Supply and laying of SWR Pipes including cost of materials and labours etc.., completed
110 MM DIA
| PC/HC Qtrs | 6 | 1 | 8 | - | - | 48
[7 empty] | 48 | Rmt
75 MM DIA
| PC/HC Qtrs | 6 | 1 | 12 | - | - | 72
[7 empty] | 72 | Rmt
28 | Supplying and fixing of following SN8 160mm dia Pvc pipe with ISI mark including cost of materials and convenience and earth work excavation and refilling trenches etc.., Below ground level .
| Seawage line | 1 | 1 | 50 | - | - | 50 | Rmt
29 | Supplying and fixing of following SN8 110mm dia Pvc pipe with ISI mark including cost of materials and convenience and earth work excavation and refilling trenches etc.., Below ground level .
| Seawage line | 1 | 1 | 20 | - | - | 20
30 | Painting White washing two coats including cost of materials and labours etc.., completed
PC/HC Quarters
| Verandah | 24 | 1 | 2.1 | 1.9 | - | 95.76
| Hall | 24 | 1 | 2.4 | 1.46 | - | 84.096
| Bed Room | 24 | 1 | 3.74 | 3.1 | - | 278.256
| Kitchen | 24 | 1 | 4 | 1.7 | - | 163.2
| Toilet | 24 | 1 | 1.2 | 0.9 | - | 25.92
| Bath room | 24 | 1 | 1.2 | 1.2 | - | 34.56
| Passage | 24 | 1 | 2.3 | 0.95 | - | 52.44
| Stair Case Ceiling | 6 | 1 | 4.48 | 0.8 | - | 21.504
755.736
[6 empty] | Say | 756 | Sqm
31 | Painting Two coat of OBD over one coat white cement for inner walls including cost of materials and labours etc.., completed
PC/HC Quarters
Ground Floor
| Verandha | 12 | 1 | 8 | - | 2.85 | 273.6
| Hall | 12 | 1 | 3.56 | - | 2.85 | 121.752
| Bed Room | 12 | 1 | 13.68 | - | 2.85 | 467.856
| Kitchen | 12 | 1 | 11.4 | - | 2.85 | 389.88
| Passage | 12 | 1 | 6.5 | - | 2.85 | 222.3
| D/F For Door | -12 | 6 | 0.9 | 2.25 | - | -145.8
| D/F for Door D1 | -12 | 2 | 0.75 | 2 | - | -36
| D/F For Open | -12 | 1 | 1 | 2.1 | - | -25.2
| D/F For Window | -12 | 3 | 1.05 | 1.5 | - | -56.7
| D/F For Window 2 | -12 | 1 | 0.6 | 1.35 | - | -9.72
| D/F forWindow W1 | -12 | 1 | 0.9 | 1.35 | - | -14.58
| Inner Door James | 12 | 5 | 5.1 | - | 0.33 | 306
| Bed Room C/B Wall | 12 | 1 | 4.8 | - | 0.9 | 57.6
| Bed Room C/B Slab | 12 | 4 | 0.9 | - | 0.8 | 43.2
| Stair Case wall | 6 | 1 | 3.6 | - | 5.55 | 119.88
| Stair Case Bottom | 6 | 2 | 1.1 | - | 2.4 | 31.68
| Stair Handriles | 6 | 4 | 2.6 | - | 0.6 | 37.44
| Kitchen Chimmny | 12 | 1 | 1.1 | - | 2.85 | 37.62
| Kitchen Chimmny | 12 | 1 | 0.75 | - | 1.4 | 12.6
| Kitchn C/B wall | 12 | 1 | 4 | - | 0.35 | 16.8
| Kitchen C/B slab Top & Bot | 12 | 5 | 0.75 | 0.8 | - | 36
First Floor
| Verandha | 12 | 1 | 8 | - | 2.85 | 273.6
| Hall | 12 | 1 | 3.56 | - | 2.85 | 121.752
| Bed Room | 12 | 1 | 13.68 | - | 2.85 | 467.856
| Kitchen | 12 | 1 | 11.4 | - | 2.85 | 389.88
| Passage | 12 | 1 | 6.5 | - | 2.85 | 222.3
| D/F For Door | -12 | 6 | 0.9 | 2.25 | - | -145.8
| D/F for Door D1 | -12 | 2 | 0.75 | 2 | - | -36
| D/F For Open | -12 | 1 | 1 | 2.1 | - | -25.2
| D/F For Window | -12 | 3 | 1.05 | 1.5 | - | -56.7
| D/F For Window W2 | -12 | 1 | 0.6 | 1.35 | - | -9.72
| D/F forWindow W1 | -12 | 1 | 0.9 | 1.35 | - | -14.58
| Inner Door James | 12 | 5 | 5.1 | - | 0.33 | 306
| Bed Room C/B Wall | 12 | 1 | 4.8 | - | 0.9 | 57.6
| Bed Room C/B Slab | 12 | 4 | 0.9 | - | 0.8 | 43.2
| Stair Case wall | 6 | 1 | 3.6 | - | 5.55 | 119.88
| Stair Case Bottom | 6 | 2 | 1.1 | - | 2.4 | 31.68
| Stair Handriles | 6 | 4 | 2.6 | - | 0.6 | 37.44
| Kitchen Chimmny | 12 | 1 | 1.1 | - | 2.75 | 36.3
| Kitchen Chimmny | 12 | 1 | 0.75 | - | 1.4 | 12.6
| Kitchn C/B wall | 12 | 1 | 4 | - | 0.35 | 16.8
| Kitchen C/B slab Top & Bot | 12 | 5 | 0.75 | 0.8 | - | 36
3771.096
[6 empty] | Say | 3777.1 | Sqm
32 | Plastic Emulsion paint two coat of Old walls including cost of materials and labours etc.., completed
PC/HC Quarters
| Frount Side | 6 | 1 | 14.88 | - | 7 | 624.96
| Bed Room Outer Wall | 6 | 2 | 4.5 | - | 7 | 378
| Toilet Outer Wall | 6 | 2 | 2.7 | - | 7 | 226.8
| Toilet and Bed Duct | 6 | 2 | 0.8 | - | 7 | 67.2
| Toilet Rear side | 6 | 2 | 4.36 | - | 7 | 366.24
| Kitchen Outer wall | 6 | 2 | 8.38 | - | 7 | 703.92
| Kitchen Duct | 6 | 2 | 0.38 | - | 7 | 31.92
| Frount Side Pillar | 6 | 2 | 0.55 | - | 2.8 | 18.48
| Frount Sun Shade | 6 | 1 | 13.52 | - | 0.6 | 48.672
| Window Sun Shade | 6 | 6 | 5.5 | - | 0.6 | 118.8
| D/F Window | -6 | 6 | 1.05 | 1.5 | - | -56.7
| D/F Door | -6 | 3 | 0.9 | 2.25 | - | -36.45
| D/F Window W1 | -6 | 2 | 0.9 | 1.35 | - | -14.58
| D/F Ventilator | -6 | 2 | 0.6 | 0.9 | - | -6.48
| D/F Window W2 | -6 | 2 | 6 | 1.35 |  | -97.2
| Existing Retained Wall | 1 | 1 | 60 | 1.6 | - | 96
| Add For Fround side sunshade Top and Bottom | 6 | 1 | 6.64 | - | 1.25 | 49.8
| Door & window Fround side sunshade Wall | 6 | 2 | 3 | - | 0.6 | 21.6
| First Floor Window Sun sahde | 6 | 1 | 18.2 | - | 0.9 | 98.28
| Window W3 james | 6 | 1 | 6.6 | - | 0.33 | 13.068
| Window( W) Sunshde | 6 | 8 | 5.8 | - | 0.9 | 250.56
| Window( W)James | 6 | 8 | 5.4 | - | 0.33 | 85.536
| Door James | 6 | 3 | 5.1 | - | 0.33 | 30.294
| Window W2 James | 6 | 2 | 4.4 | - | 0.33 | 17.424
| Ventilator James | 6 | 8 | 2.1 | - | 0.15 | 15.12
| Rear Side Window W James | 6 | 4 | 5.4 | - | 0.33 | 42.768
| Rear Side Window W1 James | 6 | 4 | 4.5 | - | 0.33 | 35.64
| Rear Side Window W1 Sunshade | 6 | 4 | 1 | - | 0.9 | 21.6
| Rain water pipe | 6 | 4 | 6 | - | 0.34 | 48.96
| Drinking water pipe | 6 | 2 | 50 | - | 0.1 | 60
| Parapet Wall | 6 | 1 | 36 | - | 0.75 | 162
3422.232
[6 empty] | Say | 3422.3 | Sqm
33 | Painting the old wood work two coats including cost of materials and labours etc.., completed
PC/HC Quarters
| Door | 24 | 5 | 0.9 | 2.6 | 2.25 | 631.8
| Stair case Door | 6 | 1 | 0.9 | 2.6 | 2.25 | 31.59
| Door D1 | 24 | 2 | 0.75 | 2.6 | 2 | 187.2
| Window | 24 | 3 | 1.05 | 0.8 | 1.5 | 90.72
| Window W1 | 24 | 1 | 0.9 | 0.8 | 1.35 | 23.328
| Window W2 | 24 | 1 | 0.6 | 0.8 | 1.35 | 15.552
| Window W3 | 6 | 1 | 1.8 | 0.8 | 1.5 | 12.96
| Ventilatore | 24 | 2 | 0.6 | 0.8 | 0.9 | 20.736
1013.886
[7 empty] | 1014 | Sqm
34 | Precast Slab For chamber cover slab ( SFRC Slabof size 600 x 600mm with frame) Including Cost of materials etc.., (SR.Pg.No.77 item no.284.a)
| For Sewage Line Drain Cover | 1 | 10 | - | - | - | 10 | Each
35 | Supplyying and fixing of pvc sintex tank of 700cum capacity of pvc tank etc., all complete( SR Pg.No.50 item no.180)
| PC/HC Quarters | 6 | 4 | - | - | - | 24
[7 empty] | 24 | Sqm
36 | Supplying and fixing of TW single leaf glazed window shutter for frame of overall height 135cm
| Window W | 4 | 2 | 1.05 | - | 1.5 | 12.6
| Window W3 | 1 | 2 | 1.8 | - | 1.5 | 5.4
[7 empty] | 18 | Each
37 | Supplying and fixing of TW Swing type ventilater
| Ventilator | 1 | 9 | 0.45 | 0.6 | - | 2.43
[6 empty] | Say | 2.45 | Sqm
38 | Supply and fixing of Wash basin including cost of materials and labours etc.., completed
| PC/HC Qtrs | 12 | 2 | - | - | - | 24 | Each
39 | S&F of Bevelled edge mirror 500 x 400 x 5.5mm including cost of materials and labours etc.., completed
| PC/HC Qtrs | 24 | 1 | - | - | - | 24 | Each
40 | Painting the New wood work two coats including cost of materials and labours etc.., completed
| Window W | 4 | 2 | 1.05 | 0.8 | 1.5 | 10.08
| Window W3 | 1 | 2 | 1.8 | 0.8 | 1.5 | 4.32
| Ventilator | 1 | 9 | 0.45 | 0.8 | 0.6 | 1.944
0.01
[7 empty] | 16.354 | Sqm
41 | Teak wood Double leaf Cupborad ward roap Shutter
| for Cupboards | 1 | 24 | 1.2 |  | 2.1 | 60.48

## SI- Elec - Abs (hidden)
TAMIL NADU POLICE HOUSING CORPORATION
Name of work: Providing Special Repair works for 5 Nos INS, 8 Nos SI, 24 Nos PC/HC Quarters at Church Hill Ooty in the Nilgiri District
SI Quarters
Abstract Estimate
S. No | Qty | Description of work | Rate | Unit | Amount
1 |  | Wiring with 1.5sqmm pvc multistrand copper cable including cost of materials and labours etc.., completed
| 66 | a)Light point with ceiling rose | #REF! | Each | #REF!
| 24 | b) light point with pattern type bakelite holder | #REF! | Each | #REF!
2 | #REF! | Supply and fixing for 5 amps 5 pinplug for switch board itself including cost of materials and labours etc.., completed | #REF! | Each | #REF!
3 | 24 | Supply and fixing for 5 amps 5 pin plug for convenient places including cost of materials and labours etc.., completed | #REF! | Each | #REF!
4 | 34 | Supply and fixing 15 amps power plug including cost of materials and labours etc.., completed | #REF! | Each | #REF!
5 | 8 | Supplying and fixing of bulkhead fittings including cost of materials and labours etc.., completed | #REF! | Each | #REF!
6 |  | Supplying and fixing of LED Bulbs including cost of materials and labours etc.., completed
| 16 | 12 watts | 170 | Each | 2720
7 | 32 | Suplying and Fixing of LED 4'-18 watts Tube Light including cost of materials and labours etc.., completed | 635 | Each | 20320
8 | 10 | Supplying and fixing of 25W LED street light fittings including cost of materials and labours etc.., completed | #REF! | Each | #REF!
9 | 400 | Run off two wire of 2.5 sq mm multi strand flexible cable including cost of materials and labours etc.., completed | #REF! | Rmt | #REF!
10 | 280 | Run off 4 x 4 Sq mm copper PVC insulated unsheathed single core cable for three phase EB service connection | 231 | Rmt | 64680
11 | 8 | Supply and fixing of Three Phase Distribution Board with 4 way TPN double door MCB DB 40 Amps 4 Pole ELCB - 1, 6Amps to 32 amps SP MCB - 12 No's with necessary cutting work etc., including cost of all materials and fixing charges all complete. CER NO.267/2018-19 | 11750 | Each | 94000
12 | 8 | Supply and fixing ofTNEB Meter board suitable for 3 phase 63 A service connection made up of suitable angle | #REF! | Each | #REF!
13 | #REF! | #REF! | #REF! | Sqm | #REF!
14 | 40 | Run off 2 wire of 4 sq mm multi strand flexible cable including cost of materials and labours etc.., completed | 246.7 | Rmt | 9868
|  | Sub-Total I |  |  | #REF!
|  | GST @ 12% | L.S |  | #REF!
|  | Sub-Total II |  |  | #REF!
|  | Labour welfare fund @ 1% | L.S |  | #REF!
|  | Supervision charges @ 7.50% | L.S |  | #REF!
|  | Provision for E.B Service Connection ( 8.00 x 5000) | L.S |  | 40000
|  | Total |  |  | #REF!
Say

## PC- Elec
TAMIL NADU POLICE HOUSING CORPORATION
Name of work: Providing Special Repair works for 5 Nos INS, 8 Nos SI, 24 Nos PC/HC Quarters at Church Hill Ooty in the Nilgiri District
PC/HC Quarters
Electrical Detailed Estimate
Sl. No | Description of work | NO |  | L | B | D | Qty | Unit
1 | Wiring with 1.5sqmm pvc multistrand copper cable including cost of materials and labours etc.., completed
a)Light point with ceiling rose
PC/HC Quarters
| Verandha | 24 | 1 | - | - | - | 24
| Hall | 24 | 1 | - | - | - | 24
| Bed Room | 24 | 1 | - | - | - | 24
| Kitchen | 24 | 1 | - | - | - | 24
| Mid Landing | 6 | 1 | - | - | - | 6
| Common Bulk Head | 24 | 1 | - | - | - | 24
| Common Street light | 6 | 3 | - | - | - | 18
[7 empty] | 144 | Each
b) light point with pattern type bakelite holder
| Toilet | 24 | 2 | - | - | - | 48
| Passage | 24 | 1 | - | - | - | 24
| Bed Room | 24 | 1 | - | - | - | 24
[7 empty] | 96 | Each
2 | Supply and fixing for 5 amps 5pinplug for switch board itself including cost of materials and labours etc.., completed
PC/HC Quarters
| Hall | 24 | 1 | - | - | - | 24
| Bed Room | 24 | 1 | - | - | - | 24
| Kitchen | 24 | 1 | - | - | - | 24
[7 empty] | 72 | Each
3 | Supply and fixing for 5 amps 5 pin plug for convenient places including cost of materials and labours etc.., completed
PC/HC Quarters
| Hall | 24 | 1 | - | - | - | 24
| Bed Room | 24 | 1 | - | - | - | 24
| Kitchen | 24 | 1 | - | - | - | 24
[7 empty] | 72 | Each
4 | Supply and fixing 15 amps power plug including cost of materials and labours etc.., completed
PC/HC Quarters
| Hall | 24 | 1 | - | - | - | 24
| Toilet heater | 24 | 1 | - | - | - | 24
| Passage | 24 | 1 | - | - | - | 24
| Kitchen | 24 | 2 | - | - | - | 48
[7 empty] | 120 | Each
5 | Supplying and fixing of bulkhead fittings including cost of materials and labours etc.., completed
| Main Door Top | 24 | 1 | - | - | - | 24
| Mid land | 6 | 1 | - | - | - | 6
[7 empty] | 30 | Each
6 | Supplying and fixing of LED Bulbs including cost of materials and labours etc.., completed
9 w Bulb
| Toilet | 24 | 2 | - | - | - | 48
| Passage | 24 | 1 | - | - | - | 24
| Bed Room | 24 | 1 | - | - | - | 24
96
12 watts
| Mid Landing - Passage | 6 | 1 | - | - | - | 6
| Main Door Top | 24 | 1 | - | - | - | 24
[7 empty] | 30 | Each
7 | Suplying and Fixing of LED 4'-18 watts Tube Light including cost of materials and labours etc.., completed
PC/HC Quarters
| Verandha | 24 | 1 | - | - | - | 24
| Hall | 24 | 1 | - | - | - | 24
| Bed Room | 24 | 1 | - | - | - | 24
| Kitchen | 24 | 1 | - | - | - | 24
[7 empty] | 96 | Each
8 | Supplying and fixing of 25W LED street light fittings including cost of materials and labours etc.., completed
| PC/HC Alround | 6 | 3 | - | - | - | 18
[7 empty] | 18 | Each
9 | Run off 2 wire of 2.5 sq mm multi strand flexible cable including cost of materials and labours etc.., completed
| PC/HC Qtrs | 24 | 1 | 35 | - | - | 840
[7 empty] | 840 | Rmt
10 | Run off 4 x 4 Sq mm copper PVC insulated unsheathed single core cable for Single phase EB service connection
| PC/HC Quarters | 24 | 1 | 30 | - | - | 720
[7 empty] | 720 | Rmt
11 | Supply and fixing of Three Phase Distribution Board with 4 way TPN double door MCB DB 40 Amps 4 Pole ELCB - 1, 6Amps to 32 amps SP MCB - 12 No's with necessary cutting work etc., including cost of all materials and fixing charges all complete. CER NO.267/2018-19
| PC/HC Qtrs | 12 | 2 | - | - | - | 24
[7 empty] | 24 | Each
12 | Supplying and fixing of Stair Case light point two way including cost of materials and labours etc.., completed
| PC/HC -Stair Case | 6 | 1 | - | - | - | 6
[7 empty] | 6 | Each
13 | Supply and fixing ofTNEB Meter board suitable for 3 phase 63 A service connection made up of suitable angle
| PC/HC Qtrs | 12 | 2 | - | - | - | 24 | Each
14 | Run off 2 wire of 4 sq mm multi strand flexible cable including cost of materials and labours etc.., completed
| Main to DB | 24 | 1 | 5 |  |  | 120 | Rmt
15 | Supplying and fixing of GI Service pipe line including cost of materials and labours etc.., completed
| Service pipe | 12 | 2 | 3 | - | - | 72 | Rmt

## PC- Elec - Abs (hidden)
TAMIL NADU POLICE HOUSING CORPORATION
Name of work: Providing Special Repair works for 5 Nos INS, 8 Nos SI, 24 Nos PC/HC Quarters at Church Hill Ooty in the Nilgiri District
PC/HC Quartes
Abstract Estimate
S. No | Qty | Description of work | Rate | Unit | Amount
1 |  | Wiring with 1.5sqmm pvc multistrand copper cable including cost of materials and labours etc.., completed
| 144 | a)Light point with ceiling rose | #REF! | Each | #REF!
| 96 | b) light point with pattern type bakelite holder | #REF! | Each | #REF!
2 | 72 | Supply and fixing for 5 amps 5pinplug for switch board itself including cost of materials and labours etc.., completed | #REF! | Each | #REF!
3 | 72 | Supply and fixing for 5 amps 5 pin plug for convenient places including cost of materials and labours etc.., completed | #REF! | Each | #REF!
4 | 120 | Supply and fixing 15 amps power plug including cost of materials and labours etc.., completed | #REF! | Each | #REF!
5 | 24 | Supplying and fixing of bulkhead fittings including cost of materials and labours etc.., completed | #REF! | Each | #REF!
6 |  | Supplying and fixing of LED Bulbs including cost of materials and labours etc.., completed
| 30 | 12 watts | 170 | Each | 5100
7 | 96 | Suplying and Fixing of LED 4'-18 watts Tube Light including cost of materials and labours etc.., completed | 635 | Each | 60960
8 | 18 | Supplying and fixing of 25W LED street light fittings including cost of materials and labours etc.., completed | #REF! | Each | #REF!
9 | 840 | Run off 2 wire of 2.5 sq mm multi strand flexible cable including cost of materials and labours etc.., completed | #REF! | Rmt | #REF!
10 | 720 | Run off 4 x 4 Sq mm copper PVC insulated unsheathed single core cable for Single phase EB service connection | 231 | Rmt | 166320
11 | 24 | Supply and fixing of Three Phase Distribution Board with 4 way TPN double door MCB DB 40 Amps 4 Pole ELCB - 1, 6Amps to 32 amps SP MCB - 12 No's with necessary cutting work etc., including cost of all materials and fixing charges all complete. CER NO.267/2018-19 | 11750 | Each | 282000
12 | 6 | Supplying and fixing of Stair Case light point two way including cost of materials and labours etc.., completed | #REF! | Each | #REF!
13 | 24 | Supply and fixing ofTNEB Meter board suitable for 3 phase 63 A service connection made up of suitable angle | #REF! | Each | #REF!
14 | #REF! | #REF! | #REF! | Sqm | #REF!
15 | 120 | Run off 2 wire of 4 sq mm multi strand flexible cable including cost of materials and labours etc.., completed | 246.7 | Rmt | 29604
|  | Sub-Total I |  |  | #REF!
|  | GST @ 12% | L.S |  | #REF!
|  | Sub-Total II |  |  | #REF!
|  | Labour welfare fund @ 1% | L.S |  | #REF!
|  | Supervision charges @ 7.50% | L.S |  | #REF!
|  | Provision for E.B Service Connection( 24.00 x 5000) | L.S |  | 120000
|  | Total |  |  | #REF!
Say

## INS - Sullage - Abs (hidden)
TAMILNADU POLICE HOUSING CORPORATION
ABSTRACT ESTIMATE
SL.NO | Description | QTY | RATE | UNIT | AMOUNT
SULLAGE DRAIN
1 | Earth work for foundation open in all soils and subsoils (Including refilling)
| b)0-2m depth | 9.6 | #REF! | CUM | #REF!
2 | Supplying and Filling of Sand Filling | 2.4 | #REF! | CUM | #REF!
3 | Cement concrete 1:5:10 using 40mm ISS metal | 2.4 | #REF! | CUM | #REF!
4 | Brick work wall in CM 1:5,Using Fly Ash Brick | 0.2 | #REF! | Sq.m | #REF!
5 | Brick Partition wall in CM 1:4, 114mm thick including all etc, complete | 48 | #REF! | Sq.m | #REF!
6 | Floor Plastering in CM 1:4, 20mm Tk, including all cost etc.,complete | 8.4 | #REF! | CUM | #REF!
7 | Plastering in CM 1:5, 12mm Tk, including all cost etc.,complete | 58.85 | #REF! | CUM | #REF!
8 | Plastering with CM 1:4, 12mm with WPC | 48 | #REF! | Sq.m | #REF!
#REF!
#REF!
|  |  | Per RMT |  | #REF!

## SI - Sullage - Abs (hidden)
TAMILNADU POLICE HOUSING CORPORATION
ABSTRACT ESTIMATE
SL.NO | Description | QTY | RATE | UNIT | AMOUNT
SULLAGE DRAIN
1 | Earth work for foundation open in all soils and subsoils (Including refilling)
| b)0-2m depth | 10.8 | #REF! | CUM | #REF!
2 | Supplying and Filling of Sand Filling | 2.7 | #REF! | CUM | #REF!
3 | Cement concrete 1:5:10 using 40mm ISS metal | 2.7 | #REF! | CUM | #REF!
4 | Brick work wall in CM 1:5,Using Fly Ash Brick | 0.35 | #REF! | Sq.m | #REF!
5 | Brick Partition wall in CM 1:4, 114mm thick including all etc, complete | 108 | #REF! | Sq.m | #REF!
6 | Floor Plastering in CM 1:4, 20mm Tk, including all cost etc.,complete | 8.4 | #REF! | CUM | #REF!
7 | Plastering in CM 1:5, 12mm Tk, including all cost etc.,complete | 67.15 | #REF! | CUM | #REF!
8 | Plastering with CM 1:4, 12mm with WPC | 108 | #REF! | Sq.m | #REF!
#REF!
#REF!
|  |  | Per RMT |  | #REF!

## PC - Sullage
TAMILNADU HOUSING CORPORATION LTD
SULLAGE CUM STORM WATER DRAIN
PC / HC Quarters
DETAILED ESTIMATE
Sl. No | Description of Work | Nos. |  | Measurement |  |  | Qty
|  |  |  | L | B | D
1.6 | Earth work for foundation in all soils and subsoils for open foundation (Including refilling)
| Drain | 1 | 1 | 57 | 0.6 | 0.4 | 13.68
| Sundries | [5 empty] | 0.02
13.7
2.1 | Supplying and Filling of sand Filling
| Add Sudrise | 1 | 1 | 57 | 0.6 | 0.1 | 3.42
0.03
3.45
3.1 | Plain CC 1:5:10 for foundation and basement using 40mm HBGS metal
| for Drain | 1 | 1 | 57 | 0.6 | 0.1 | 3.42
| Sundries | [5 empty] | 0.03
3.45
10.2 | B.W in C M 1:5
| Drain | 2 | 5 | 0.23 | 0.23 | 0.6 | 0.32
| sundrise | [5 empty] | 0.03
0.35
10.2 | Brick partition wall 110mm thick in CM 1:4
| for drain | 1 | 1 | 57 |  | 0.6 | 34.2
Deduction for Pillers
| Drain | -1 | 5 | 0.23 |  | 0.6 | -0.69
| Drain | -1 | 7 | 0.23 |  | 0.6 | -0.97
| sundrise | [5 empty] | 0.01
32.55
28 | Plastering in CM 1:4, 12mm thick
| for drain Inner | 2 | 2 | 57 |  | 0.6 | 136.8
136.8
33 | Plastering in CM 1:5, 12mm thick
Top & outer
| Drain | 1 | 2 | 57 | - | 0.715 | 81.51
| Piller off set top | 2 | 5 | 0.23 | 0.115 | - | 0.26
| Piller off set top | 1 | 7 | 0.23 | 0.115 | - | 0.19
| Piller off set top | 2 | 10 | 0.115 |  | 0.6 | 1.38
| Piller off set top | 2 | 7 | 0.115 |  | 0.6 | 0.97
| Sundries | [5 empty] | 0.04
84.35
33 | Plastering in CM 1:4, 20mm thick
| Drain | 1 | 2 | 12 | 0.35 | - | 8.4
8.4

## PC - Sullage - Abs (hidden)
TAMILNADU POLICE HOUSING CORPORATION
ABSTRACT ESTIMATE
SL.NO | Description | QTY | RATE | UNIT | AMOUNT
SULLAGE DRAIN
1 | Earth work for foundation open in all soils and subsoils (Including refilling)
| b)0-2m depth | 13.7 | #REF! | CUM | #REF!
2 | Supplying and Filling of Sand Filling | 3.45 | #REF! | CUM | #REF!
3 | Cement concrete 1:5:10 using 40mm ISS metal | 3.45 | #REF! | CUM | #REF!
4 | Brick work wall in CM 1:5,Using Fly Ash Brick | 0.35 | #REF! | Sq.m | #REF!
5 | Brick Partition wall in CM 1:4, 114mm thick including all etc, complete | 136.8 | #REF! | Sq.m | #REF!
6 | Floor Plastering in CM 1:4, 20mm Tk, including all cost etc.,complete | 8.4 | #REF! | CUM | #REF!
7 | Plastering in CM 1:5, 12mm Tk, including all cost etc.,complete | 84.35 | #REF! | CUM | #REF!
8 | Plastering with CM 1:4, 12mm with WPC | 136.8 | #REF! | Sq.m | #REF!
#REF!
#REF!
|  |  | Per RMT |  | #REF!

## INS -PP- Abs (hidden)
TamilNadu Police Housing Corporation Limited
Name of work: Providing Special Repair works for 5 Nos INS, 8 Nos SI, 24 Nos PC/HC Quarters at Church Hill Ooty in the Nilgiri District
Abstract Estimate
Sl.No | Qty | Description | Rate | Unit | Amount
1 | 6.75 | Earth work excavation for Open foundation in all soils and subsoils (excluding refilling) | 248.87 | m3 | 1679.8725
2 | 3.375 | Plain cement concrete 1:5:10 for foundation using 40mm stone jelly | 6158.05 | m3 | 20783.4188
3 | 1.0827 | Brick work in C.M. 1:6 using chamber Burnt bricks of size 23 x 11.4 x 7.5 cm (9" x 4 1/2"x 3") | 7462.57 | 0 | 8079.8978
4 | 51.6695 | Brickwork partition wall in CM 1:4, 114mm thick using chamber bricks of size 9"x41/2"x3" for superstructure | 938.23 | m2 | 48477.8415
5 | 17.2981 | Filling the Basement with excavated earth in layers of 150mm thick | 41.02 | m3 | 709.5691
6 | 2.7581 | Supplying and filling in foundation and basement with filling sand in layers of 150mm thk | 2498 | m3 | 6889.7962
7 | 45 | Precast slab 50mm thk in PCC1:3:6 mixed with fibre including laying | 479.3 | m2 | 21568.5
8 | 37.5 | Plastering with Cm 1:5, 12mm thk finishing with near cement | 277.07 | m2 | 10390.125
|  | Sub Total I |  |  | 118579.0208
|  | GST 12% |  |  | 14229.4825
|  | Sub Total II |  |  | 132808.5033
|  | Labour welfare fund @ 1% |  |  | 1328.085
|  | Supervision charges @7.5% |  |  | 9960.6378
|  | Grand Total |  |  | 144097.2261

## SI -PP- Abs (hidden)
TamilNadu Police Housing Corporation Limited
Name of work: Providing Special Repair works for 5 Nos INS, 8 Nos SI, 24 Nos PC/HC Quarters at Church Hill Ooty in the Nilgiri District
Abstract Estimate
Sl.No | Qty | Description | Rate | Unit | Amount
1 | 10.8 | Earth work excavation for Open foundation in all soils and subsoils (excluding refilling) | 248.87 | m3 | 2687.796
2 | 5.4 | Plain cement concrete 1:5:10 for foundation using 40mm stone jelly | 6158.05 | m3 | 33253.47
3 | 1.7 | Brick work in C.M. 1:6 using chamber burn bricks of size 23 x 11.4 x 7.5 cm (9" x 4 1/2"x 3") | 7462.57 | 0 | 12686.369
4 | 82.6471 | Brickwork partition wall in CM 1:4, 114mm thick using chmaber burn of size 9"x41/2"x3" for superstructure | 938.23 | m2 | 77542.0288
5 | 27.645 | Filling the Basement with excavated earth in layers of 150mm thick | 41.02 | m3 | 1133.9979
6 | 4.395 | Supplying and filling in foundation and basement with filling sand in layers of 150mm thk | 2498 | m3 | 10978.71
7 | 72 | Precast slab 50mm thk in PCC1:3:6 mixed with fibre including laying | 479.3 | m2 | 34509.6
8 | 60 | Plastering with Cm 1:5, 12mm thk finishing with near cement | 277.07 | m2 | 16624.2
|  | Sub Total I |  |  | 189416.1717
|  | GST 12% |  |  | 22729.9406
|  | Sub Total II |  |  | 212146.1124
|  | Labour welfare fund @ 1% |  |  | 2121.4611
|  | Supervision charges @7.5% |  |  | 15910.9584
|  | Grand Total |  |  | 230178.5319

## PC - PP - Detail
TAMILNADU POLICE HOUSING CORPORATION LIMITED
Name of work: Providing Special Repair works for 5 Nos INS, 8 Nos SI, 24 Nos PC/HC Quarters at Church Hill Ooty in the Nilgiri District
PC/HC Quarters
Plinth Production Detailed estimate
Sl .No | Description of Work | Nos. |  | Measurement |  |  | Qty
|  |  |  | L | B | D
1 | Earth work excavation for Open foundation in all soils and subsoils (excluding refilling)
Plinth protection walls around
| For wall alround | 3 | 1 | 19 | 0.3 | 0.3 | 5.13
| Sundries | [5 empty] | 0.02
[6 empty] | Say | 5.15 | m3
2 | Plain cement concrete 1:5:10 for foundation using 40mm stone jelly
Plinth protection walls around
| For wall alround | 3 | 1 | 19 | 0.3 | 0.15 | 2.565
| Sundries | [5 empty] | 0.03
[6 empty] | Say | 2.595 | m3
3 | Brick work in C.M. 1:6 using chmaber burn bricks of size 23 x 11.4 x 7.5 cm (9" x 4 1/2"x 3")
| For Brick Pillers | 3 | 6.7857 | 0.23 | 0.23 | 0.75 | 0.80767
0.04
[7 empty] | 0.84767 | m3
4 | Brickwork partition wall in CM 1:4, 114mm thick using fchmaber burn brick of size 9"x41/2"x3" for superstructure
a) foundation and basement
| For Building alround | 3 | 1 | 19 | - | 0.75 | 42.75
| d/f brick pillars | -3 | 6.7857 | 0.23 | - | 0.75 | -3.5116
| Sundries | [5 empty] | 0.01
[6 empty] | Say | 39.2484 | m2
5 | Filling the Basement with excavated earth in layers of 150mm thick
| For Building alround | 3 | 1 | 19 | 0.485 | 0.475 | 13.1314
| Sundries | [5 empty] | 0.02
[7 empty] | 13.1514 | m3
6 | Supplying and filling in foundation and basement with filling sand in layers of 150mm thk
| For wall alround | 3 | 1 | 19 | 0.485 | 0.075 | 2.0734
| Sundries | [5 empty] | 0.03
[6 empty] | Say | 2.1034 | m3
7 | Precast slab 50mm thk in PCC1:3:6 mixed with fibre including laying
| For wall alround | 3 | 1 | 19 | 0.6 | - | 34.2
Sundries
[6 empty] | Say | 34.2 | m2
8 | Plastering with Cm 1:5, 12mm thk finishing with near cement
| For wall | 3 | 1 | 19 |  | 0.5 | 28.5
Sundries
[6 empty] | Say | 28.5 | m2

## PC -PP- Abs (hidden)
TamilNadu Police Housing Corporation Limited
Name of work: Providing Special Repair works for 5 Nos INS, 8 Nos SI, 24 Nos PC/HC Quarters at Church Hill Ooty in the Nilgiri District
Abstract Estimate
Sl.No | Qty | Description | Rate | Unit | Amount
1 | 5.15 | Earth work excavation for Open foundation in all soils and subsoils (excluding refilling) | 248.87 | m3 | 1281.6805
2 | 2.595 | Plain cement concrete 1:5:10 for foundation using 40mm stone jelly | 6158.05 | m3 | 15980.1397
3 | 0.84767 | Brick work in C.M. 1:6 using chmaber burn bricks of size 23 x 11.4 x 7.5 cm (9" x 4 1/2"x 3") | 7462.57 | 0 | 6325.794
4 | 39.2484 | Brickwork partition wall in CM 1:4, 114mm thick using fchmaber burn brick of size 9"x41/2"x3" for superstructure | 938.23 | m2 | 36824.0196
5 | 13.1514 | Filling the Basement with excavated earth in layers of 150mm thick | 41.02 | m3 | 539.4694
6 | 2.1034 | Supplying and filling in foundation and basement with filling sand in layers of 150mm thk | 2498 | m3 | 5254.2307
7 | 34.2 | Precast slab 50mm thk in PCC1:3:6 mixed with fibre including laying | 479.3 | m2 | 16392.06
8 | 28.5 | Plastering with Cm 1:5, 12mm thk finishing with near cement | 277.07 | m2 | 7896.495
|  | Sub Total I |  |  | 90493.8891
|  | GST 12% |  |  | 10859.2667
|  | Sub Total II |  |  | 101353.1558
|  | Labour welfare fund @ 1% |  |  | 1013.5316
|  | Supervision charges @7.5% |  |  | 7601.4867
|  | Grand Total |  |  | 109968.174

## sump abs (hidden)
TAMILNADU POLICE HOUSING CORPORATION
ABSTRACT ESTIMATE
SL.NO | Description | QTY | RATE | UNIT | AMOUNT
I | SUMP
1 | Earth work for foundation in all soils and subsoils (Including refilling)
| a) 0-2m depth | #REF! | 286.16 | CUM | #REF!
| b)2-3m depth | #REF! | 299.18 | CUM | #REF!
2 | Supplying and filling sand in layers 15cm thick etc., complete | #REF! | 2498 | CUM | #REF!
3 | Cement concrete 1:5:10 using 40mm ISS metal | #REF! | 6158.05 | CUM | #REF!
4 | Standardised concrete Mix M20 Grade Concrete for foundation and Basement | 5.6 | 9466.0665 | Sq.m | 53009.9723
5 | Brick Partition wall in CM 1:4, 114mm thick including all etc, complete | #REF! | #REF! | Sq.m | #REF!
6 | Filling in basement with excavated earth | #REF! | 41.02 | CUM | #REF!
7 | Plastering in CM 1:5, 12mm Tk, including all cost etc.,complete | #REF! | #REF! | CUM | #REF!
8 | Plastering with CM 1:3, 12mm with WPC | #REF! | 315.8397 | Sq.m | #REF!
9 | Supplying and fixing of CI Steps (5Kg) | #REF! | 30 | nos | #REF!
10 | Form work using MS Sheet
| #REF! | #REF! | 1001.4533 | Sq.m | #REF!
| #REF! | #REF! | 1221.18 | Sq.m | #REF!
11 | Supplying ,fbrication and placing in position of MS/RTS Grills | #REF! | 88856 | RMT | #REF!
12 | Supplying and fixing of CI Man Hole cover slab 60 x 60 | #REF! | 1846 | NOS | #REF!
13 | #REF! | 1 |  | Each | 0
14 | #REF! | #REF! | 22938 | Each | #REF!
15 | #REF! | #REF! | 11148 | Each | #REF!
16 | #REF! | #REF! | 125 | Sqm | #REF!
#REF!
#REF!

## sump (2)
TAMILNADU POLICE HOUSING CORPORATION LIMITED
COIMBATORE DIVISION
RCC SUMP
Abstract estimate
Sl. No | Description of Work | Nos |  | Measurement |  |  | Qty
1.5 | Earth work for foundation in all soils & Sub soils Excluding Refilling)
a) 0-2m depth
| Sump | 1 | 1 | (∏x3.462/4) |  | 2 | 18.8
| Sundries | [5 empty] | 0.2
19
b)2-3m depth
| Sump | 1 | 1 | (∏x3.462/4) |  | 0.95 | 8.93
| Sundries | [5 empty] | 0.07
9
2.1 | Filling in foundation & Basement with filling sand
| Sump | 1 | 1 | (∏x3.462/4) |  | 0.15 | 1.41
| Sundries | [5 empty] | 0.04
[6 empty] | SAY | 1.45
3.1 | CC 1:5:10 using 40mm ISS metal in foundation & Basement
| Sump | 1 | 1 | (∏x3.462/4) |  | 0.15 | 1.41
| Sundries | [5 empty] | 0.04
[6 empty] | SAY | 1.45
4.1 | Standardised concrete Mix M20 Grade Concrete for foundation and Basement
| Coverslab | 1 | 1 | (∏x3.162/4) |  | 0.1 | 0.78
| Manhole | -2 | 1 | 0.6 | 0.6 | 0.1 | -0.07
| Side wall | 1 | 1 | (∏x3.162/4) |  | 0.15 | 1.18
| Sundries | 1 | 1 | ∏ x 2.88 | 0.15 | 2.7 | 3.66
5.55
[6 empty] | SAY | 5.6
10 | Brick Partition wall in CM 1:4, 114mm thick including all etc, complete
| Inner wall | 1 | 1 | ∏x 2.615 |  | 2.7 | 22.18
| Outter wall | 1 | 1 | ∏x3.045 |  | 2.7 | 25.82
48
48
13.1 | Filling in basement with excavated earth
| Sump | 1 | 1 | (∏x3.31) | 0.15 | 2.65 | 3.5
33 | Plastering in CM 1:5, 12mm Tk, including all cost etc.,complete
| Sump Outter wall | 1 | 1 | ∏x3.16 |  | 2.7 | 26.8
34 | Plastering with CM 1:3, 12mm with WPC
| Sump inner wall | 1 | 1 | ∏x2.50 |  | 2.7 | 21.21
| Sump bottom | 1 | 1 | (∏x2.502/4) |  |  | 4.91
26.12
[6 empty] | SAY | 26.15
53.3 | Supplying and fixing of CI Steps (5Kg)
| For sump | 1 | 8 |  |  | SAY | 8
18.1 | Form work using MS Sheet
| a)In foundation :Man Hole cover slab | 2 | 1 | 2.4 |  | 0.1 | 0.48
0.5
e)For circular surface:
| Base slab sides | 1 | 1 | ∏x3.16 |  | 0.15 | 1.49
| cover slab bottom | 1 | 1 | (∏x2.502/4) |  |  | 4.91
| cover slab sides | 1 | 1 | ∏x2.50 |  | 0.1 | 0.79
| D/f Man Hole cover | -2 | 1 | 0.6 | 0.6 |  | -0.72
6.47
[6 empty] | SAY | 6.5
43 | Supplying ,fbrication and placing in position of MS/RTS Grills
| Qty as per Item No : 4.1 | 5.6
|  | 5.6 | x | 100 Kg/m3 |  | Kg (or) | 560
[6 empty] | M.T | 0.56
53.4 | Supplying and fixing of CI Man Hole cover slab 60 x 60
| For sump | 1 | 2 |  |  |  | 2

## sump abs (2) (hidden)
TAMILNADU POLICE HOUSING CORPORATION
ABSTRACT ESTIMATE
SL.NO | Description | QTY | RATE | UNIT | AMOUNT
I | SUMP
1) | Earth work for foundation in all soils and subsoils (Including refilling)
| a) 0-2m depth | 19 | 286.16 | CUM | 5437.04
| b)2-3m depth | 9 | 299.18 | CUM | 2692.62
2) | Supplying and filling sand in layers 15cm thick etc., complete | 1.45 | 2248.48 | CUM | 3260.296
5) | Cement concrete 1:5:10 using 40mm ISS metal | 1.45 | 6117.417 | CUM | 8870.2546
6) | Standardised concrete Mix M20 Grade Concrete for foundation and Basement | 5.6 | 9466.0665 | Sq.m | 53009.9723
7) | Brick Partition wall in CM 1:4, 114mm thick including all etc, complete | 48 | 995.5617 | Sq.m | 47786.9609
8) | Filling in basement with excavated earth | 3.5 | 47.04 | CUM | 164.64
9) | Plastering in CM 1:5, 12mm Tk, including all cost etc.,complete | 26.8 | 299.8192 | CUM | 8035.1556
10) | Plastering with CM 1:3, 12mm with WPC | 26.15 | 315.8397 | Sq.m | 8259.2087
11) | Supplying and fixing of CI Steps (5Kg) | 8 | 30 | nos | 240
12) | Form work using MS Sheet
| a)In foundation | 0.5 | 1001.4533 | Sq.m | 500.7266
| b)For circular surface: | 6.5 | 1110.1553 | Sq.m | 7216.0092
13) | Supplying ,fbrication and placing in position of MS/RTS Grills | 0.56 | 88856 | RMT | 49759.36
14) | Supplying and fixing of CI Man Hole cover slab 60 x 60 | 2 | 1846 | NOS | 3692
15) | #REF!
198924.2439
198925

## OBD (hidden)
6 | Two coats of OBD including scrapping of wall etc.,
GF
| Verandah Alround | 1 | 1 | 14.7 | - | 3.26 | 47.922
| D/F Open | 1 | -1 | 0.9 | - | 1.86 | -1.674
| D/F M.D | 1 | -1 | 1.5 | - | 2.1 | -3.15
| D/F F.G | 1 | -1 | 0.9 | - | 2.1 | -1.89
| Add jams | 1 | 1 | 5.7 | - | 0.14 | 0.798
| Reception hall | 1 | 1 | 18.08 | - | 3.17 | 57.3136
| D/F M.D | 1 | -1 | 1.5 | - | 2.1 | -3.15
| D/F F.G | 1 | -1 | 0.9 | - | 2.1 | -1.89
| D/F D1 | 1 | -4 | 1 | - | 2.1 | -8.4
| D/F D2 | 1 | -1 | 0.9 | - | 2.1 | -1.89
| D/F D3 | 1 | -1 | 0.9 | - | 2.1 | -1.89
| Inspector | 1 | 1 | 15.45 | - | 3.16 | 48.822
| D/F D1 | 1 | -1 | 1 | - | 2.1 | -2.1
| Add jams | 1 | 1 | 5.2 | - | 0.14 | 0.728
| D/F D5 | 1 | -1 | 0.75 | - | 2.1 | -1.575
| D/F W | 1 | -2 | 1.5 | - | 1.35 | -4.05
| Add jams | 1 | 2 | 5.7 | - | 0.14 | 1.596
| WC | 1 | 1 | 4.4 | - | 1.86 | 8.184
| D/F Door | 1 | -1 | 0.75 | - | 0.6 | -0.45
| Add jams | 1 | 1 | 2.7 | - | 0.1 | 0.27
| D/F V3 | 1 | -1 | 0.6 | - | 0.6 | -0.36
| Add jams | 1 | 1 | 2.4 | - | 0.14 | 0.336
| Sub-Inspector | 1 | 1 | 10.34 | - | 3.16 | 32.6744
| D/F D1 | 1 | -1 | 1 | - | 2.1 | -2.1
| Add jams | 1 | 1 | 5.2 |  | 0.14 | 0.728
| D/F W | 1 | -2 | 1.5 | - | 1.35 | -4.05
| Add jams | 1 | 2 | 5.7 | - | 0.14 | 1.596
| Station writer | 1 | 1 | 10.34 | - | 3.16 | 32.6744
| D/F D1 | 1 | -1 | 1 | - | 2.1 | -2.1
| Add jams | 1 | 1 | 5.2 |  | 0.14 | 0.728
| D/F W | 1 | -1 | 1.5 | - | 1.35 | -2.025
| Add jams | 1 | 1 | 5.7 | - | 0.14 | 0.798
| Cupboard slab | 2 | 3 | 1 | 0.46 | - | 2.76
| Cupboard wall | 1 | 2 | 0.46 | - | 1 | 0.92
| Property room | 1 | 1 | 10.8 | - | 3.16 | 34.128
| D/F D1 | 1 | -1 | 1 | - | 2.1 | -2.1
| Add jams | 1 | 1 | 5.2 |  | 0.14 | 0.728
| D/F V1 | 1 | -2 | 1.5 | - | 0.5 | -1.5
| Add jams | 1 | 2 | 3 | - | 0.14 | 0.84
| Cupboard wall | 1 | 4 | 0.46 | - | 2.1 | 3.864
| Cupboard slab | 4 | 4 | 0.45 | 0.46 | - | 3.312
| Arms and ammunition | 1 | 1 | 8.08 | - | 3.16 | 25.5328
| D/F D1 | 1 | -1 | 1 | - | 2.1 | -2.1
| Add jams | 1 | 1 | 5.2 |  | 0.14 | 0.728
| D/F W | 1 | -1 | 1.35 | - | 1.35 | -1.8225
| Add jams | 1 | 1 | 5.4 | - | 0.14 | 0.756
| Add Loft | 2 | 2 | 1.88 | - | 0.6 | 4.512
| Toilet | 1 | 1 | 6.17 | - | 1.66 | 10.2422
| D/F D3 | 1 | -1 | 0.9 | - | 0.6 | -0.54
| Add jams | 1 | 1 | 5.1 | - | 0.14 | 0.714
| Lock up Men | 1 | 1 | 10.8 | - | 3.16 | 34.128
| D/F D2 | 1 | -1 | 1 | - | 2.1 | -2.1
| Add jams | 1 | 1 | 5.2 |  | 0.14 | 0.728
| D/F W | 1 | -1 | 1.35 | - | 1.35 | -1.8225
| Add jams | 1 | 1 | 5.4 | - | 0.14 | 0.756
| Staircase | 1 | 1 | 14.03 | - | 3.16 | 44.3348
| Add handrail | 1 | 2 | 9.5 | - | 0.8 | 15.2
| D/F Open | 1 | -1 | 1.385 | - | 3.16 | -4.3766
| D/F W | 1 | -1 | 1.35 | - | 1.35 | -1.8225
| Add jams | 1 | 1 | 5.4 | - | 0.14 | 0.756
| Lock up Men wall | 1 | 1 | 2.86 | - | 3.16 | 9.0376
| Rear side toilet | 1 | 1 | 6.97 | - | 1.5 | 10.455
| D/F D5 | 1 | -1 | 0.75 | - | 0.6 | -0.45
| Add jams | 1 | 1 | 4.95 | - | 0.12 | 0.594
| D/F V | 1 | -1 | 0.9 | - | 0.6 | -0.54
| Add jams | 1 | 1 | 3 | - | 0.1 | 0.3
FF
| Verandah Alround | 1 | 1 | 14.7 | - | 3.26 | 47.922
| D/F Open | 1 | -1 | 4.9 | - | 1 | -4.9
| D/F D1 | 1 | -1 | 1 | - | 2.1 | -2.1
| D/F W1 | 1 | -1 | 1.5 | - | 1.35 | -2.025
| Add jams | 1 | 1 | 5.2 | - | 0.14 | 0.728
| Add jams | 1 | 1 | 5.7 | - | 0.14 | 0.798
| Passage | 1 | 2 | 2.97 | - | 3.36 | 19.9584
| Sub-Inspector Crime | 1 | 1 | 12.62 | - | 3.36 | 42.4032
| D/F D1 | 1 | -1 | 1 | - | 2.1 | -2.1
| D/F W1 | 1 | -1 | 1.5 | - | 1.35 | -2.025
| Add jams | 1 | 1 | 5.2 | - | 0.14 | 0.728
| Add jams | 1 | 1 | 5.7 | - | 0.14 | 0.798
| Communication room | 1 | 1 | 12.65 | - | 3.36 | 42.504
| D/F D1 | 1 | -1 | 1 | - | 2.1 | -2.1
| D/F W | 1 | -2 | 1.35 | - | 1.35 | -3.645
| Add jams | 1 | 1 | 5.2 | - | 0.14 | 0.728
| Add jams | 1 | 2 | 5.4 | - | 0.14 | 1.512
| Lock up women | 1 | 1 | 10.57 | - | 3.36 | 35.5152
| D/F D2 | 1 | -1 | 1 | - | 2.1 | -2.1
| D/F W | 1 | -1 | 1.35 | - | 1.35 | -1.8225
| Add jams | 1 | 1 | 5.2 | - | 0.14 | 0.728
| Add jams | 1 | 1 | 5.4 | - | 0.14 | 0.756
| Rest room Women | 1 | 1 | 12.94 | - | 3.36 | 43.4784
| D/F D1 | 1 | -1 | 1 | - | 2.1 | -2.1
| D/F W | 1 | -1 | 1.35 | - | 1.35 | -1.8225
| D/F D3 | 1 | -1 | 0.9 | - | 2.1 | -1.89
| Add jams | 1 | 1 | 5.1 | - | 0.05 | 0.255
| Add jams | 1 | 1 | 5.4 | - | 0.14 | 0.756
| Add jams | 1 | 1 | 4.95 | - | 0.06 | 0.297
| Cupboard wall | 3 | 2 | 0.45 | - | 2.1 | 5.67
| Cupboard slab | 3 | 4 | 0.85 | 0.45 | - | 4.59
| Toilet | 1 | 2 | 5.66 | - | 1.86 | 21.0552
| D/F D3 | 1 | -2 | 0.9 | - | 2.1 | -3.78
| Add jams | 1 | 2 | 5.1 | - | 0.05 | 0.51
| D/F V2 | 1 | -2 | 0.9 | - | 0.6 | -1.08
| Add jams | 1 | 2 | 3 | - | 0.14 | 0.84
| Staircase | 1 | 1 | 14.03 | - | 3.36 | 47.1408
| D/F Open | 1 | -1 | 1.5 | - | 3.16 | -4.74
| D/F GW | 1 | -1 | 1.8 | - | 2.2 | -3.96
| Add jams | 1 | 1 | 8 | - | 0.14 | 1.12
| Rest room Men | 1 | 1 | 15.45 | - | 3.36 | 51.912
| D/F D1 | 1 | -1 | 1 | - | 2.1 | -2.1
| D/F W | 1 | -1 | 1.35 | - | 1.35 | -1.8225
| Add jams | 1 | 1 | 5.2 | - | 0.14 | 0.728
| Add jams | 1 | 1 | 5.4 | - | 0.14 | 0.756
| Cupboard wall | 3 | 2 | 0.45 | - | 2.1 | 5.67
| Cupboard slab | 3 | 4 | 0.85 | 0.45 | - | 4.59
| Corridor | 1 | 1 | 19.42 | - | 3.46 | 67.1932
| D/F D1 | 1 | -5 | 1 | - | 2.1 | -10.5
| D/F D3 | 1 | -2 | 0.9 | - | 2.1 | -3.78
| D/F D2 | 1 | -1 | 1 | - | 2.1 | -2.1
767.7246
[6 empty] | Say | 767.8 | m2

## Lead (hidden)
| Tamil Nadu Police Housing Corparation Ltd. DATA | [5 empty] | TAMIL NADU POLICE HOUSING CORPORATION | [6 empty] | TAMIL NADU POLICE HOUSING CORPORATION | [5 empty] | Tamil Nadu Police Housing Corparation Ltd.
| = | [5 empty] | ====================================== | [6 empty] | ====================================== |  |  |  | 726.6667 |  | ==========================================================
PLACE:- | OOTY | 2020-2021 |  |  | PLACE:- |  | Ooty |  | 2020-2021 |  |  | PLACE:- |  | OOTY |  | 2020-2021 |  |  | PLACE:- | Ooty | 2020-2021 | 2020-2021
[5 empty] | - | - | - | - | - | - |  | - | - | - | - | - | -
- | - | - | - |  | QTY |  | COST OF MATERIALS | RATE | PER | AMOUNT |  | QTY |  | COST OF MATERIALS | RATE | PER | AMOUNT |  |  | - | - | - | - |  | - | - |  | - | - | - | - | -
SL.NO | COST OF MATERIALS | RATE | PER |  | - | - | - | - | - | - |  | - | - | - | - | - | - |  | SL.NO | DESCRIPTION OF MATERIALS | UNIT | SOURCE | Total LEAD |  | COST OF | LEAD CHARGES |  | Add 10% | UN LO- | MATERIAL | LABOUR RATE
- | - | - | - |  |  | * | CEMENT MORTAR(1:1.5) | [6 empty] | LIME MORTAR(1:2) | [8 empty] | PLAIN | HILL | MATERIAL | PLAIN | HILL | for quarry at | ADING | COST @ SITE
| LABOUR CHARGES | [5 empty] | - | [6 empty] | - |  |  |  |  | - | - | - | - | - |  | - | - |  | Thuvakudi | - | - | - | - |  | 10% | 20% | 50% | 5% | 25% | 40%
| ------------- |  |  |  | 0.96 | M.T | CEMENT | 5800 | M.T | 5568 |  | 0.5 | M.T | LIME | 1637.95 | M.T | 818.975 |  | 1. | ROUGH STONE sl.38 p18 | CUM. | Kurunthamalai | 10 | 51 | 437 | 104 | 786.78 |  | 0 | 1327.78 | MASON-I Brick / Stone work | 1076.6 | 769 | 845.9 | 922.8 | 1153.5 | 807.45 | 961.25 | 1076.6
1 | MASON I * | 1076.6 | #NAME? |  | 1 | CUM | SAND | 2116.9 | CUM | 2116.9 |  | 1 | CUM | SAND | 2116.9 | CUM | 2116.9 |  | 2. | BOND STONE sl.57 p18 | CUM. | Kurunthamalai | 10 | 51 | 630 | 104 | 786.78 |  | 0 | 1520.78 | MASON-II Brick / Stone work | 1005.2 | 718 | 789.8 | 861.6 | 1077 | 753.9 | 897.5 | 1005.2
2 | MASON II * | 1005.2 | 1076.6 |  | 1 | CUM | MIXING OF MORTAR | 121.8 | CUM | 121.8 |  | 1 | CUM | GRINDING OF MORTAR | 211 | CUM | 211 |  | 3. | HARD BROKEN STONE JELLY 3mm To 10mm p-18 | CUM. | Kurunthamalai | 10 | 51 | 726.67 | 104 | 786.78 |  | 0 | 1617.45 | MAZDOOR-I | 702.8 | 502 | 552.2 | 602.4 | 753 | 527.1 | 627.5 | 702.8
3 | MAZDOOR I * | 702.8 | NO. |  |  | L.S | SUNDRIES |  | L.S | 0 |  |  | L.S | SUNDRIES |  | L.S | 0 |  | 4. | HARD BROKEN STONE JELLY 10mm | CUM. | Kurunthamalai | 10 | 51 | 954 | 104 | 786.78 |  | 0 | 1844.78 | MAZDOOR-II | 576.8 | 412 | 453.2 | 494.4 | 618 | 432.6 | 515 | 576.8
4 | MAZDOOR II* | 576.8 | NO. | [6 empty] | - | [6 empty] | - |  | 5. | HARD BROKEN STONE JELLY 12mm | CUM. | Kurunthamalai | 10 | 51 | 1297 | 104 | 786.78 |  | 0 | 2187.78 | PAINTER-I | 861 | 615 | 676.5 | 738 | 922.5 | 645.75 | 768.75 | 861
5 | PAINTER I/II* | 861 | 833 |  |  |  | TOTAL FOR 1 CUM |  |  | 7806.7 |  |  | 7806.7 | TOTAL FOR 1 CUM |  |  | 3146.875 |  | 6. | HARD BROKEN STONE JELLY 20mm | CUM. | Kurunthamalai | 10 | 51 | 1398 | 104 | 786.78 |  | 0 | 2288.78 | PAINTER-II | 833 | 595 | 654.5 | 714 | 892.5 | 624.75 | 743.75 | 833
6 | PLUMBER I* | 933.8 | NO. | [6 empty] | - | [6 empty] | - |  | 7. | HARD BROKEN STONE JELLY 40mm | CUM. | Kurunthamalai | 10 | 51 | 1004 | 104 | 786.78 |  | 0 | 1894.78 | PLUMBER-I | 933.8 | 667 | 733.7 | 800.4 | 1000.5 | 700.35 | 833.75 | 933.8
7 | CARPENTER I/II* | 1052.8 | 1005.2 |  |  | * | CEMENT MORTAR(1:2) | [5 empty] | * | SUPPLYING MIXINNG AND LAYING |  |  |  |  | 8. | C.S.SAND FOR MORTAR sl.100 p20 | CUM. | Karamadai [Kannarpalayam] | 4 | 51 | 1250 | 41.6 | 825.3 |  | 0 | 2116.9 | PLUMBER-II | 905.8 | 647 | 711.7 | 776.4 | 970.5 | 679.35 | 808.75 | 905.8
8 | FITTER I/II* | 950.6 | 924 |  |  |  | - | [6 empty] | LIME SAND MIX 1:1 RATIO |  |  |  |  | 9. | C.S.SAND FOR FILLING | CUM. | Karamadai [Kannarpalayam] | 4 | 51 | 1250 | 41.6 | 825.3 |  | 0 | 2116.9 | FITTER-I | 950.6 | 679 | 746.9 | 814.8 | 1018.5 | 712.95 | 848.75 | 950.6
9 | MIXING OF MORTAR* it-165 | 121.8 | CUM* |  | 0.72 | M.T | CEMENT | 5800 | M.T | 4176 |  |  |  | INCLUDING COST OF |  |  |  |  | 10. | Kiln Burnt Country Bricks SIZE 22x11x7Cm p-16 it-5a | 1000nos. | Thadagam | 35 | 51 | 5438 | 259.65 | 576.94 |  | 0 | 6274.59 | FITTER-II | 924 | 660 | 726 | 792 | 990 | 693 | 825 | 924
10 | LIFT CHARGES FOR B.W IN G.F * it-94 p-29 | 82.88 | CUM |  | 1 | CUM | SAND | 2116.9 | CUM | 2116.9 |  |  |  | SAND,LIME,LABOUR FOR MIXING |  |  |  |  | 11. | BRICK JELLY 40mmGAUGE p-17 it-17 a | CUM | Thadagam | 35 | 51 | 672 | 211.65 | 471.3 |  | 0 | 1354.95 | CARPENTER-I | 1052.8 | 752 | 827.2 | 902.4 | 1128 | 789.6 | 940 | 1052.8
11 | LIFT CHARGES FOR B.W IN F.F * | 167.02 | CUM |  | 1 | CUM | MIXING OF MORTAR | 121.8 | CUM | 121.8 |  |  |  | &LAYING ETC COMPLETE. |  |  |  |  | 12. | BRICK JELLY 20mmGAUGE | CUM | Thadagam | 35 | 51 | 749 | 211.65 | 471.3 |  | 0 | 1431.95 | CARPENTER-II | 1005.2 | 718 | 789.8 | 861.6 | 1077 | 753.9 | 897.5 | 1005.2
12 | LIFT CHARGES FOR B.W IN S.F * | 167.02 | CUM |  |  | L.S | SUNDRIES |  | L.S | 0 |  |  |  | - |  |  |  |  | 13. | MACHINE PRESSED TILES 23x 23x 2 Cm p-17 It-20 | 1000nos. | Local | 0 |  | 16106 | 0 |  |  | 0 | 16106 | STONE CUTTER-I | 827.4 | 591 | 650.1 | 709.2 | 886.5 | 620.55 | 738.75 | 827.4
13 | LIFT CHARGES FOR CONCRETE IN G.F *it-92 p-29 | 125.86 | CUM | [6 empty] | - |  | 1 | CUM | COST OF SAND | 2116.9 | CUM | 2116.9 |  | 14. | SLACKED SHELL LIME sl.106 p20 | CUM. | Local |  |  | 1297 |  |  |  | 0 | 1297 | STONE CUTTER-II | 796.6 | 569 | 625.9 | 682.8 | 853.5 | 597.45 | 711.25 | 796.6
14 | LIFT CHARGES FOR CONCRETE IN F.F * | 247.8 | CUM |  |  |  | TOTAL FOR 1 CUM |  |  | 6414.7 |  | 1 | CUM | COST OF LIME | 1637.95 | CUM | 1637.95 |  | 15. | SLACKED &SREENED LIME STONE sl107/67 | CUM. | Thadagam | 35 | 51 | 955 | 211.65 | 471.3 |  | 0 | 1637.95 | FLOOR POLISHER | 828.8 | 592 | 651.2 | 710.4 | 888 | 621.6 | 740 | 828.8
15 | LIFT CHARGES FOR CONCRETE IN S.F * | 247.8 | CUM | [6 empty] | - |  | 1.5 | CUM | LABOUR CHARGES FOR MIXING | 121.8 | CUM | 182.7 |  | 16. | C.W SCANTLING UPTO 4M LONG p-21 it-127 | CUM. | local | 0 |  | 34300 | 0 |  |  | 0 | 34300 | Mortar mix charges manual sl.165(Ann3 p-34) | 121.8 | 87 | 95.7 | 104.4 | 130.5 | 91.35 | 108.75 | 121.8
16 | VIBRATER CHARGES * it-103 p-28 | 98.98 | CUM |  |  | * | CEMENT MORTAR(1:3) |  |  |  |  | 1.5 | CUM | LABOUR CHARGES FOR FILLING | 35.98 | CUM | 53.97 |  | 17. | C.W. PLANK UPTO 40mmTHICK UPTO 30 Cm WIDTH | CUM. | local | 0 |  | 39400 | 0 |  |  | 0 | 39400 | Vibrat-charges(R.C.C) sl.103/2 p30 | 98.98 | 70.7 | 77.77 | 84.84 | 106.05 | 74.235 | 88.375 | 98.98
17 | EARTH FILLING * it-76/85 | 41.02 | 1CUM | 84.8 |  |  | - | [5 empty] | L.S | SUNDRIES |  | L.S | 0 |  | 18. | T.W SCANTLING 2M TO 3M LONG 112/73 p-21 | CUM. | local | 0 |  | 111600 | 0 |  |  | 0 | 111600 | Vibrat-charges(P.C.C) sl.102 | 73.36 | 52.4 | 57.64 | 62.88 | 78.6 | 55.02 | 65.5 | 73.36
18 | SAND FILLING * it-75/85 | 35.98 | 1CUM | 79.1 | 0.48 | M.T | CEMENT | 5800 | M.T | 2784 | [6 empty] | - |  | 19. | T.W.SCANTLING BELOW 2M LONG 113/74 p-21 | CUM. | local | 0 |  | 99400 | 0 |  |  | 0 | 99400 | Sand filling charges sl.75 p-28 | 35.98 | 25.7 | 28.27 | 30.84 | 38.55 | 26.985 | 32.125 | 35.98
19 | POLISHING STONE (average of rough, medium, fine) it-52 p-43 | 84.8 | L.S | 226.12 | 1 | CUM | SAND | 2116.9 | CUM | 2116.9 |  |  |  | TOTAL FOR 1.5 CUM |  |  | 3991.52 |  | 20. | T.W.PLANKS 15TO30cm WIDTH & 12to25mm Thick it-119 p-21 | CUM. | local | 0 |  | 95000 | 0 |  |  | 0 | 95000 | Earth filling charges sl.76 p-28 | 41.02 | 29.3 | 32.23 | 35.16 | 43.95 | 30.765 | 36.625 | 41.02
20 | FLOOR POLISHER (MOSAIC) * p-11 it-17 | 828.8 | NO | 75.3733 | 1 | CUM | MIXING OF MORTAR | 121.8 | CUM | 121.8 | [6 empty] | - |  | 21. | Country BricksKiln Burnt of SIZE 22x11x5Cm (7c)p-16 | 1000nos. | Thadagam | 35 | 51 | 4095 | 259.65 | 576.94 |  | 0 | 4931.59 | E.W. 61/62 p-27 | 117.6 | 84 | 92.4 | 100.8 | 126 | 88.2 | 105 | 117.6
21 | LABOUR CHARGE FOR WROUGHT & PUTUP /V-SHUTTER *p-30 it-143 | 14385 | 1348.2 |  |  | L.S | SUNDRIES |  | L.S | 0 |  |  |  | RATE PER CUM |  |  | 2661.0133 |  | 22. | MOSAIC TILES GRAY 25X25X2cm.it-30 p-17 | 1000nos. | local |  |  | 11559 |  |  |  | 0 | 11559 | L.C.T.W.Door- 144/2 p-32 | 1617 | 1155 | 1270.5 | 1386 | 1732.5 | 1212.75 | 1443.75 | 1617
22 | LABOUR CHARGE FOR DOOR/WINDOW SHUTTER *p-30 it-144 | 1617 | 1509.2 | [6 empty] | - | [6 empty] | = |  | 23. | CEMENT (supply at site) | M.T | local | 0 |  | 5800 | 0 |  |  |  | 5800 | L.C.marine doors-145/3 p-32 | 1348.2 | 963 | 1059.3 | 1155.6 | 1444.5 | 1011.15 | 1203.75 | 1348.2
23 | COST OF RUBBER ,LUBRICATION,PLUG,CLAMP | 2.5 | 1261.4 |  |  |  | TOTAL FOR 1 CUM |  |  | 5022.7 | [8 empty] | 24. | R.T.S. / M.S upto 16mm | M.T | Local | 0 |  | 45000 | 0 |  |  | 0 | 45000 | TW glazed window 149/8 p-33 | 1509.2 | 1078 | 1185.8 | 1293.6 | 1617 | 1131.9 | 1347.5 | 1509.2
24 | M.S. HOLD FAST WITH SCREWS * | 3.64 | 1127 | [6 empty] | - | [8 empty] | 25. | M.S./ R.T.S above 16mm | M.T | Local | 0 |  | 45000 | 0 |  |  | 0 | 45000 | Wrought&putup 143/1 p-32 | 14385 | 10275 | 11302.5 | 12330 | 15412.5 | 10788.75 | 12843.75 | 14385
25 | M.S. SHEET/ANGLE PER M.T p23 I-159/112 | 41200 | 41200 |  |  | * | CEMENT MORTAR(1:4) | [11 empty] | 26. | Country BricksKiln Burnt SIZE 22x11x5Cm | 1000nos. | Thadagam | 35 | 51 | 4095 | 259.65 | 576.94 |  | 0 | 4931.59 | Ventilator 153/14 p-33 | 1261.4 | 901 | 991.1 | 1081.2 | 1351.5 | 946.05 | 1126.25 | 1261.4
26 | Gravel | 210 |  |  | 0.36 | M.T | CEMENT | 5800 | M.T | 2088 | [8 empty] | 27. | HBSJ 11.2mm IRC metal (High W ay SR16-17) | CUM. | Kurunthamalai | 10 | 51 | 835 | 104 | 786.78 |  |  | 1725.78 | Meter- Cupboard Weldmesh 158/23 p-34 | 1127 | 805 | 885.5 | 966 | 1207.5 | 845.25 | 1006.25 | 1127
| Earth work lift for addl 1M p-27 it-66/77 | 8.1 |  |  | 1 | CUM | SAND | 2116.9 | CUM | 2116.9 | [8 empty] | 28. | HBSJ 37.5mm to 26.5mm IRC metal | CUM. | Kurunthamalai | 10 | 51 | 941 | 104 | 786.78 |  | 0 | 1831.78 | E.W (SDR) 62/67 p-27 | 175.28 | 125.2 | 137.72 | 150.24 | 187.8 | 131.46 | 156.5 | 175.28
| Labour for petty iron worksp-34 it-167/1 | 41.6 |  |  | 1 | CUM | MIXING OF MORTAR | 121.8 | CUM | 121.8 | [8 empty] | 29. | HBSJ 63mm to 45mm IRC metal | CUM. | Kurunthamalai | 10 | 51 | 795.75 | 104 | 786.78 |  | 0 | 1686.53 | FITTER-II (Pipe & Bar Bend) 69/20a p-14 | 905.8 | 647 | 711.7 | 776.4 | 970.5 | 679.35 | 808.75 | 905.8
27 | TRANSPORTING & ERRECTION | 40 | 1.6 |  |  | L.S | SUNDRIES |  | L.S | 0 | [8 empty] | 30. | Gravel p20 92/57 | CUM. |  | 0 |  | 210 | 0 |  |  | 0 | 210 | FITTER-I (Pipe & Bar Bend) 19/20 p-12 | 933.8 | 667 | 733.7 | 800.4 | 1000.5 | 700.35 | 833.75 | 933.8
28 | LABOUR COST OF CHANNELMOULD/PAINTING ANTCORROSIVE | 41 | 500 | [6 empty] | - | [8 empty] | 31 | Well Gravel p20 It93/57a | CUM. |  | 0 |  | 157 | 0 |  |  | 0 | 157 | E.W loose soil p-26 SS20B/55/50 | 78.54 | 56.1 | 61.71 | 67.32 | 84.15 | 58.905 | 70.125 | 78.54
29 | COST OF PLASTERXERS/COST OF ANTI-CORROSIVE | 28 | 116.2 |  |  |  | TOTAL FOR 1 CUM |  |  | 4326.7 | [11 empty] | - | [7 empty] | 0 | [8 empty] | 0
30 | STONE CUTTER II * | 796.6 | NO | [6 empty] | - | [9 empty] | Chamber Burnt Bricks of size 23x11.2x7Cm p16/4b | 1000nos. | Thadagam | 35 | 51 | 6282 | 432.95 | 963.3 | 0 | 0 | 7678.25 | LIFT CHARGES FOR B.W IN G.F * it-94 p-29 | 82.88 | 59.2 | 65.12 | 71.04 | 88.8 | 62.16 | 74 | 82.88
31 | CONVEYING,LOWERING& JOINTING LABOUR | 5 | RMT |  |  | * | CEMENT MORTAR(1:5) | [12 empty] | Chamber Burnt Bricks of size 23x11.4x7.5Cmp16 /3a | 1000nos. | Thadagam | 35 | 51 | 6469 | 432.95 | 963.3 | 0 | 0 | 7865.25 | LIFT CHARGES FOR B.W IN F.F * | 167.02 | 119.3 | 131.23 | 143.16 | 178.95 | 125.265 | 149.125 | 167.02
32 | LABOUR FOR CUTTING 15mm DIA * p-32 it-125 pwd | 7.1 | NO |  |  |  | - | [12 empty] | Stone dust p20 96-58a | Cum |  | 0 |  | 120.1 | 0 |  | 0 | 0 | 120.1 | LIFT CHARGES FOR B.W IN S.F * | 167.02 | 119.3 | 131.23 | 143.16 | 178.95 | 125.265 | 149.125 | 167.02
33 | LABOUR FOR CUTTING 20mm DIA * | 7.1 | NO |  | 0.288 | M.T | CEMENT | 5800 | M.T | 1670.4 | [9 empty] | 6mmto 10mm HBG metal p-19 it-83+84/2 | Cum |  | 10 | 51 | 799.5 | 104 |  | 0 | 0 | 903.5 | LIFT CHARGES FOR CONCRETE IN G.F *it-92 p-29 | 125.86 | 89.9 | 98.89 | 107.88 | 134.85 | 94.395 | 112.375 | 125.86
34 | LABOUR FOR CUTTING 25mm DIA * | 8.5 | NO |  | 1 | CUM | SAND | 2116.9 | CUM | 2116.9 | [9 empty] | Fly Ash Bricks it-3A/8a p-16 |  |  | 35 | 51 | 6282 | 432.95 |  |  |  | 6714.95 | LIFT CHARGES FOR CONCRETE IN F.F * | 247.8 | 177 | 194.7 | 212.4 | 265.5 |  | 221.25 | 247.8
35 | LABOUR FOR CUTTING 32mm DIA * | 10.2 | NO |  | 1 | CUM | MIXING OF MORTAR | 121.8 | CUM | 121.8 | [9 empty] | Crushed Stone SAND FOR MORTAR sl.98/58C p20 | CUM. |  | 0 |  | 1250 | 0 |  |  | 0 | 1250 | LIFT CHARGES FOR CONCRETE IN S.F * | 247.8 | 177 | 194.7 | 212.4 | 265.5 | 185.85 | 221.25 | 247.8
36 | LABOUR FOR CUTTING 40mm DIA * | 13.8 | NO |  |  | L.S | SUNDRIES |  | L.S | 0 |  |  | * | CEMENT CONCRETE(1:8:16) USING | [5 empty] | Crushed Stone SAND FOR FILLING | CUM. |  | 0 |  | 1250 | 0 |  |  | 0 | 1250 |  |  |  | 0 | 0 | 0 | 0 | 0 | 0
37 | LABOUR FOR CUTTING 50mm DIA/100mm Dia * | 17.7 | 31 | [6 empty] | - |  |  |  | 40mm BRICK JELLY | [5 empty] | - | - | - | - |  | - | - |  | - | - | - | - | - | - | - | - | - | - | -
38 | LABOUR FOR CUTTING 65mm DIA/80mm Dia * | 19.2 | 21.8 |  |  |  | TOTAL FOR 1 CUM |  |  | 3909.1 |  |  |  | - | [5 empty] | CERTIFIED THAT THE LEAD PARTICULARS FURNISHED HERE ARE FOUND CORRECT UPTO BEST OF MY KNOWLEDGE
39 | LABOUR FOR THREADING 15mm DIA * it-126 | 10 | NO | [6 empty] | - |  | 9 | CUM | 40mm BRICK JELLY | 1354.95 | CUM | 12194.55 | [10 empty] | A.E.E
40 | LABOUR FOR THREADING 20mm DIA * | 10.2 | NO |  |  | * | CEMENT MORTAR(1:6) |  |  |  |  | 4.5 | CUM | CEMENT MORTAR(1:8) | 3282.7 | CUM | 14772.15
41 | LABOUR FOR THREADING 25mm DIA * | 21.1 | NO |  |  |  | - |  |  |  |  | 1.8 | NO. | MASON II | 1005.2 | NO. | 1809.36
42 | LABOUR FOR THREADING 32mm DIA /100mm Dia * | 28.5 | 62.4 |  | 0.24 | M.T | CEMENT | 5800 | M.T | 1392 |  | 17.7 | NO. | MAZDOOR I | 702.8 | NO. | 12439.56 |  |  | JE / AE | AEE |  |  |  |  | EE
43 | LABOUR FOR THREADING 40mm DIA /80mm Dia * | 32 | 47.1 |  | 1 | CUM | SAND | 2116.9 | CUM | 2116.9 |  | 14.1 | NO. | MAZDOOR II | 576.8 | NO. | 8132.88
44 | LABOUR FOR THREADING 50mm DIA /65mm Dia * | 35.6 | 37.4 |  | 1 | CUM | MIXING OF MORTAR | 121.8 | CUM | 121.8 |  |  | L.S | SUNDRIES |  | L.S | 0
45 | COST OF JOINTING MATERIALS | 12.1 | L.S |  |  | L.S | SUNDRIES |  | L.S | 0 | [6 empty] | -
46 | HIRE CHARGES FOR POWER POLISHER | 35 | L.S | [6 empty] | - |  |  |  | TOTAL FOR 10 CUM |  |  | 49348.5
47 | ELC. CONSUMPTION CHARGES | 15 | L.S |  |  |  | TOTAL FOR 1 CUM |  |  | 3630.7 | [6 empty] | -
FLY ASH BRICKS DATA
48 | LABOUR FOR FIXING WINDOW BARS p-34 it-169 | 24 | Kg* | [6 empty] | - |  |  |  | RATE PER CUM |  |  | 4934.85 | [23 empty] | 6.5 | * | B.W IN C.M(1:5) using fly ash bricks
49 | E.W.EXCAVATION SS 20B AS PER SR ITEM 61,62 * P-25 | 117.6 | 175.28 |  |  | * | CEMENT MORTAR(1:7) | [9 empty] | = | [25 empty] | Bricks of size 23x11x7 cm
50 | MIXER OPERATER * p-15 S.No.83/79 | 546 | NO. |  |  |  | - | [5 empty] | * | CEMENT CONCRETE(1:2:4) USING | [28 empty] | -
51 | TESTING CHARGES FOR S.W. LINE | 42 | L.S |  | 0.206 | M.T | CEMENT | 5800 | M.T | 1194.8 |  |  |  | 20mm HBSTONE METEL | [26 empty] | 1300 | NOS. | Bricks of size 23x11x7 cm | 6714.95 | 1000NO. | 8729.435
52 | GRINDING MORTAR * 164/2 p-34 | 211 | CUM |  | 1 | CUM | SAND | 2116.9 | CUM | 2116.9 |  |  |  | - | [26 empty] | 0.708 | CUM | CEMENT MORTAR(1:5) | 3909.1 | CUM | 2767.6428
53 | G.I. SHEET SR156 / 114 1.6mmT.K,30cmWIDE P-23 it-162/114 | 304 | SQM* |  | 1 | CUM | MIXING OF MORTAR | 121.8 | CUM | 121.8 |  | 9 | CUM | 20mm HBSTONE METEL | 2288.78 | CUM | 20599.02 | [23 empty] | 1 | NO. | MASON I | 1076.6 | NO. | 1076.6
54 | FITTER II * | 924 | NO. |  |  | L.S | SUNDRIES |  | L.S | 0 |  | 4.5 | CUM | CEMENT MORTAR(1:2) | 6414.7 | CUM | 28866.15 | [23 empty] | 3 | NO. | MASON II | 1005.2 | NO. | 3015.6
55 | CEMENT | 5800 | M.T | [6 empty] | - |  | 1.8 | NO. | MASON II | 1005.2 | NO. | 1809.36 | [23 empty] | 2 | NO. | MAZDOOR I | 702.8 | NO. | 1405.6
56 | ROUGH STONE | 1327.78 | CUM |  |  |  | TOTAL FOR 1 CUM |  |  | 3433.5 |  | 17.7 | NO. | MAZDOOR I | 702.8 | NO. | 12439.56 | [23 empty] | 6 | NO. | MAZDOOR II | 576.8 | NO. | 3460.8
57 | BOND STONE | 1520.78 | CUM | [6 empty] | - |  | 14.1 | NO. | MAZDOOR II | 576.8 | NO. | 8132.88 | [24 empty] | L.S | SUNDRIES |  | L.S | 0
58 | HARD BROKEN STONE JELLY 3mmTo10mm SIZE | 1617.45 | CUM |  |  | * | CEMENT MORTAR(1:8) | [5 empty] | L.S | SUNDRIES |  | L.S | 0 | [28 empty] | -
59 | HARD BROKEN STONE JELLY 10mm SIZE | 1844.78 | CUM |  |  |  | - | [9 empty] | - | [25 empty] | TOTAL FOR 2.83168 CUM |  |  | 20455.6778
60 | HARD BROKEN STONE JELLY 12mm SIZE | 2187.78 | CUM |  | 0.18 | M.T | CEMENT | 5800 | M.T | 1044 |  |  |  | TOTAL FOR 10 CUM |  |  | 71846.97 | [28 empty] | -
61 | HARD BROKEN STONE JELLY 20mm SIZE | 2288.78 | CUM |  | 1 | CUM | SAND | 2116.9 | CUM | 2116.9 | [6 empty] | - | [25 empty] | RATE PER CUM |  |  | 7223.8663
62 | HARD BROKEN STONE JELLY 40mm SIZE | 1894.78 | CUM |  | 1 | CUM | MIXING OF MORTAR | 121.8 | CUM | 121.8 |  |  |  | RATE PER CUM |  |  | 7184.697 | [28 empty] | =
63 | TERRACOTTA JALLY 110mm/50mmT.K FIXING CHARGE | 175 | * |  |  | L.S | SUNDRIES |  | L.S | 0 | [6 empty] | = | [25 empty] | G.F |  |  | 7306.7463
64 | TERRACOTTA JALLY 110mmT.K/50mmT.K | 460 | 290 | Qtn | [5 empty] | - |  |  | * | B.W IN C.M(1:5) USING CHAMBER BURNT | [28 empty] | F.F |  |  | 7473.7663
65 | KILN BURNT COUNTRY G.M(2D) BRICK 8-3/4"X4-1/4"X2" | 4931.59 | CUM |  |  |  | TOTAL FOR 1 CUM |  |  | 3282.7 |  |  |  | Bricks of size 23X11.2X7Cm | [28 empty] | S.F |  |  | 7640.7863
66 | SAND FOR MARTER | 2116.9 | CUM | [6 empty] | - |  |  |  | - | [28 empty] | T.F |  |  | 7807.8063
67 | SAND FOR FILLING | 2116.9 | CUM |  | 1.1 |  | EARTH WORK EXCAVATION |  |  |  |  | 4600 | NOS. | Bricks of size 22X11X5Cm | 7678.25 | 1000NO. | 35319.95 | 1.1 |  | EARTH WORK EXCAVATION for loose soil | [22 empty] | Forth floor |  |  | 7974.8263
68 | STOCK BRICK-IISORT(2A)T.M OF SIZE 9"x4-1/2"X3" | 6274.59 | 1000 Nos |  |  |  | --------------------- |  |  |  |  | 2.5 | CUM | CEMENT MORTAR(1:5) | 3909.1 | CUM | 9772.75 |  |  | ---------------------
69 | BRICK JELLY 40mm GAUGE | 1354.95 | CUM |  | 10 | CUM | EARTH WORK EXCAVATION IN SS20B | 117.6 | CUM | 1176 |  | 3.5 | NO. | MASON I | 1076.6 | NO. | 3768.1 | 10 | CUM | EARTH WORK EXCAVATION IN SS20B | 78.54 | CUM | 785.4
70 | BRICK JELLY 20mm GAUGE | 1431.95 | CUM |  | 10 | CUM | ADD 100% FOR NARROW CUTTING | 117.6 | CUM | 1176 | 235.2 | 10.6 | NO. | MASON II | 1005.2 | NO. | 10655.12 | 10 | CUM | ADD 100% FOR NARROW CUTTING | 78.54 | CUM | 785.4
71 | PRESSED TILES 23X23X2cm | 16106 | 1000 Nos | 8710 | 10 | CUM | 1/3REFILLING CHARGES | 13.6733 | CUM | 136.7333 |  | 7.1 | NO. | MAZDOOR I | 702.8 | NO. | 4989.88 | 10 | CUM | 1/3REFILLING CHARGES | 11.9933 | CUM | 119.9333
72 | SLACKED LIME | 1297 | CUM |  |  | L.S | SUNDRIES |  | L.S | 0 |  | 21.2 | NO. | MAZDOOR II | 576.8 | NO. | 12228.16 |  | L.S | SUNDRIES |  | L.S | 0 | [17 empty] | 9 | * | B.W IN C.M(1:6) using fly ash bricks
73 | SLACKED SHELL LIME | 1637.95 | CUM | [6 empty] | - |  |  | L.S | SUNDRIES |  | L.S | 0 | [5 empty] | - | [19 empty] | Bricks of size 23x11x7 cm
74 | C.W.SCANTLING UP TO 4M LONG P-20 -it-120/77i | 34300 | CUM |  |  |  | TOTAL FOR 10 CUM |  |  | 2488.7333 | [6 empty] | - |  |  | TOTAL FOR 10 CUM |  |  | 1690.7333 | [19 empty] | -
75 | C.W. PLANK 40mmT.K.UPTO30cm WIDTH | 39400 | CUM | [6 empty] | - |  |  |  | TOTAL FOR 10 CUM |  |  | 76733.96 | [5 empty] | - | [17 empty] | 1300 | NOS. | Bricks of size 23x11x7 cm | 6714.95 | 1000NO. | 8729.435
76 | T.W SANDLING OVER2M,BLOW3M | 111600 | CUM |  |  |  | RATE PER CUM INCLUDING REFILLING | 0 TO 2M |  | 248.8733 | [6 empty] | - |  |  | RATE PER CUM INCLUDING REFILLING | 0 TO 2M |  | 169.0733 | [17 empty] | 0.708 | CUM | CEMENT MORTAR(1:6) | 3630.7 | CUM | 2570.5356
77 | T.W.SCANDLING UPTO 2M | 99400 | CUM |  |  |  |  | 2 TO 3M |  | 256.97 |  |  |  | RATE PER CUM |  |  | 7673.396 |  |  |  | 2 TO 3M |  | 177.17 | [17 empty] | 1 | NO. | MASON I | 1076.6 | NO. | 1076.6
78 | T.W. PLANK 12mm to 25mm T.K UPTO 30cmWIDTH | 95000 | CUM |  | 1.2 |  | RATE PER CUM EXCLUDING REFILLING | 0 TO 2M |  | 235.2 | [6 empty] | = | 1.2 |  | RATE PER CUM EXCLUDING REFILLING | 0 TO 2M |  | 157.08 | [17 empty] | 3 | NO. | MASON II | 1005.2 | NO. | 3015.6
79 | COUNTRY BRICK-ISORT(2B)T.M SIZE 9"x4-3/8"X2-3/4" | 4931.59 | 1000 Nos |  |  |  |  | 2 TO 3M |  | 243.3 | [10 empty] | 2 TO 3M |  | 165.18 | [17 empty] | 2 | NO. | MAZDOOR I | 702.8 | NO. | 1405.6
[5 empty] | 1.3 |  | EARTH WORK EXCAVATION for SDR | [33 empty] | 6 | NO. | MAZDOOR II | 576.8 | NO. | 3460.8
[7 empty] | - |  |  |  |  | Loose soil | [29 empty] | L.S | SUNDRIES |  | L.S | 0
[5 empty] | 10 | CUM | EARTH WORK EXCAVATION IN SDR | 175.28 | CUM | 1752.8 |  | 23.2 | [33 empty] | -
[5 empty] | 10 | CUM | ADD 100% FOR NARROW CUTTING | 175.28 | CUM | 1752.8 |  | 23.2 | [30 empty] | TOTAL FOR 10 CUM |  |  | 20258.5706
[5 empty] | 10 | CUM | 1/3REFILLING CHARGES | 13.6733 | CUM | 136.7333 |  | 13.6733 | [33 empty] | -
[6 empty] | L.S | SUNDRIES |  | L.S | 0 |  | 60.0733 | [30 empty] | RATE PER CUM |  |  | 7154.2585
[10 empty] | - | [35 empty] | =
[7 empty] | TOTAL FOR 10 CUM |  |  | 3642.3333 | [32 empty] | G.F |  |  | 7237.1385 |  | 1642.1067 | 5595.0317
[10 empty] | - | [32 empty] | F.F |  |  | 7404.1585 |  | 1680.0036 | 5724.1549
[7 empty] | RATE PER CUM INCLUDING REFILLING | 0 TO 2M |  | 364.2333 |  | 46.4 | [30 empty] | S.F |  |  | 7571.1785 |  | 1717.9004 | 5853.2781
[8 empty] | 2 TO 3M |  | 372.33 | [32 empty] | T.F |  |  | 7738.1985 |  | 1755.7972 | 5982.4012
[43 empty] | Forth floor |  |  | 7905.2185 |  | 1793.6941 | 6111.5244
[5 empty] | 1.7 |  | RATE PER CUM EXCLUDING REFILLING IN SDR | 0 TO 2M |  | 350.56 | [30 empty] | 27 | * | B.W IN C.M(1:4) using fly ash bricks
[8 empty] | 2 TO 3M |  | 358.66 | [32 empty] | Bricks of size 23x11x7 cm
-
[41 empty] | 1300 | NOS. | Bricks of size 23x11x7 cm | 6714.95 | 1000NO. | 8729.435 |  | 1980.7088 | 6748.7262
[5 empty] | 1.4 |  | EARTH WORK EXCAVATION for open foundationEXCLUDING REFILLING | [10 empty] | 1.4 |  | EARTH WORK EXCAVATION for open foundationEXCLUDING REFILLING | [20 empty] | 0.708 | CUM | CEMENT MORTAR(1:4) | 4326.7 | CUM | 3063.3036 |  | 695.0636 | 2368.24
[41 empty] | 1 | NO. | MASON I | 1076.6 | NO. | 1076.6 |  | 244.2805 | 832.3195
[5 empty] | 10 | CUM | EARTH WORK EXCAVATION IN SS20B | 117.6 | CUM | 1176 | [7 empty] | 10 | CUM | EARTH WORK EXCAVATION IN SS20B | 78.54 | CUM | 785.4 | [17 empty] | 3 | NO. | MASON II | 1005.2 | NO. | 3015.6 |  | 684.2396 | 2331.3604
[5 empty] | 10 | CUM | 1/3REFILLING CHARGES | 13.6733 | CUM | 136.7333 | [7 empty] | 10 | CUM | 1/3REFILLING CHARGES | 11.9933 | CUM | 119.9333 | [17 empty] | 2 | NO. | MAZDOOR I | 702.8 | NO. | 1405.6 |  | 318.9306 | 1086.6694
[6 empty] | L.S | SUNDRIES |  | L.S | 0 | [8 empty] | L.S | SUNDRIES |  | L.S | 0 | [17 empty] | 6 | NO. | MAZDOOR II | 576.8 | NO. | 3460.8 |  | 785.2555 | 2675.5445
[10 empty] | - | [12 empty] | - | [18 empty] | L.S | SUNDRIES |  | L.S | 0 |  | 0 | 0
[7 empty] | TOTAL FOR 10 CUM |  |  | 1312.7333 | [9 empty] | TOTAL FOR 10 CUM |  |  | 905.3333 | [22 empty] | - |  | #VALUE! | #VALUE!
[10 empty] | - | [12 empty] | - | [19 empty] | TOTAL FOR 10 CUM |  |  | 20751.3386 |  | 4708.4787 | 16042.8599
[10 empty] | 131.2733 | 139.3733 | 23.2 | [10 empty] | 90.5333 | [22 empty] | - |  | #VALUE! | #VALUE!
[43 empty] | RATE PER CUM |  |  | 7328.2781 |  | 1662.7863 | 5665.4918
[5 empty] | 1.5 |  | RATE PER CUM EXCLUDING REFILLING | 0 TO 2M |  | 117.6 | [7 empty] | 1.5 |  | RATE PER CUM EXCLUDING REFILLING | 0 TO 2M |  | 78.54 | [22 empty] | = |  | #VALUE! | #VALUE!
[8 empty] | 2 TO 3M |  | 125.7 | [10 empty] | 2 TO 3M |  | 78.54 | [19 empty] | G.F |  |  | 7411.1581 | 82.88 | 1681.5918 | 5729.5663
[8 empty] | 3 to 4 |  | 133.8 | [32 empty] | F.F |  |  | 7578.1781 | 167.02 | 1719.4886 | 5858.6895
[8 empty] | 4 to 5 |  | 141.9 | [32 empty] | S.F |  |  | 7745.1981 |  | 1757.3855 | 5987.8127
[5 empty] | 1.8 |  | EARTH WORK EXCAVATION for open foundation IN SDR (EXCLUDING REFILLING) |  |  |  |  | 2.1 | * | FILLING IN FOUNDATION AND | [28 empty] | T.F |  |  | 7912.2181 |  | 1795.2823 | 6116.9358
[14 empty] | BASEMENT WITH FILLING WELL GRAVEL | [28 empty] | Forth floor |  |  | 8079.2381 |  | 1833.1791 | 6246.059
[5 empty] | 10 | CUM | EARTH WORK EXCAVATION IN SDR | 175.28 | CUM | 1752.8 |  |  |  | - | [7 empty] | CUM | [20 empty] | Average rate for staircase steps |  |  | 7661.6881 |  | 1738.437 | 5923.2511
[6 empty] | LS |  |  | LS | 0 |  | 1 | CUM | COST OF FILLING GRAVEL | 157 | CUM | 157 |  |  |  |  | LS
[10 empty] | - |  | 1 | CUM | LABOUR CHARGES FOR FILLING | 41.02 | CUM | 41.02
[7 empty] | TOTAL FOR 10 CUM |  |  | 1752.8 |  |  | L.S | SUNDRIES |  | L.S | 0 | [25 empty] | PARTITION WALL
[10 empty] | - | [6 empty] | - | [25 empty] | -
[7 empty] | RATE PER CUM EXCLUDING REFILLING IN SDR (OPEN FOUNDATION) | 0 TO 2M |  | 175.28 |  |  |  | TOTAL FOR 1 CUM |  |  | 198.02 | [23 empty] | 10 | * | B.W IN C.M(1:4) using fly ash bricks of size 23x11.4x7.5Cm
[8 empty] | 2 TO 3M |  | 183.38 | [32 empty] | Bricks of size 23x11x7 cm
-
[5 empty] | 1.6 |  | EARTH WORK EXCAVATION FOR DRAINS | [10 empty] | 1.6 |  | EARTH WORK EXCAVATION FOR DRAINS | [20 empty] | 1300 | NOS. | Bricks of size 23x11x7 cm | 6714.95 | 1000NO. | 8729.435 |  | 1980.7088 | 6748.7262
[7 empty] | up to 1.25m width | 0 TO 2M |  | 176.4 |  | 34.8 | [7 empty] | up to 1.25m width | 0 TO 2M |  | 117.81 | [17 empty] | 0.708 | CUM | CEMENT MORTAR(1:4) | 4326.7 | CUM | 3063.3036 |  | 695.0636 | 2368.24
[7 empty] | 1.5 times E.W | 2 TO 3M |  | 184.5 | [9 empty] | 1.5 times E.W | 2 TO 3M |  | 125.91 | [17 empty] | 1 | NO. | MASON I | 1076.6 | NO. | 1076.6 |  | 244.2805 | 832.3195
[10 empty] | = | [12 empty] | = | [17 empty] | 3 | NO. | MASON II | 1005.2 | NO. | 3015.6 |  | 684.2396 | 2331.3604
[7 empty] | From 1.25m to 2m width (1.25 times E.W) | 0 TO 2M |  | 147 | [9 empty] | From 1.25m to 2m width | 0 TO 2M |  | 98.175 | [17 empty] | 2 | NO. | MAZDOOR I | 702.8 | NO. | 1405.6 |  | 318.9306 | 1086.6694
80 | MOSIC TILES GREY 25X25X2cm | 11559 | 13.87 |  | 2.1 | * | FILLING IN FOUNDATION AND |  |  |  |  | 2.1 | * | FILLING IN FOUNDATION AND | [26 empty] | 6 | NO. | MAZDOOR II | 576.8 | NO. | 3460.8 |  | 785.2555 | 2675.5445
81 | RTS/MS above 16mm dia | 45000 | M.T |  |  |  | BASEMENT WITH FILLING SAND | [6 empty] | BASEMENT WITH FILLING GRAVEL | [27 empty] | L.S | SUNDRIES |  | L.S | 0 |  | 0 | 0
82 | RTS/MS upto 16mm dia | 45000 | M.T |  |  |  | - | [6 empty] | - | [31 empty] | - |  | #VALUE! | #VALUE!
83 | M.S. WIRE 3mm | 45000 | M.T |  | 1 | CUM | COST OF FILLINGSAND | 2116.9 | CUM | 2116.9 |  | 1 | CUM | COST OF FILLING GRAVEL | 210 | CUM | 210 | [25 empty] | TOTAL FOR 10 CUM |  |  | 20751.3386 |  | 4708.4787 | 16042.8599
84 | GRAVEL | 210 | CUM |  | 1 | CUM | LABOUR CHARGES FOR FILLING | 35.98 | CUM | 35.98 |  | 1 | CUM | LABOUR CHARGES FOR FILLING | 41.02 | CUM | 41.02 | [28 empty] | - |  | #VALUE! | #VALUE!
85 | BITUMEN | 43563.69 | M.T |  |  | L.S | SUNDRIES |  | L.S | 0 |  |  | L.S | SUNDRIES |  | L.S | 0 | [25 empty] | RATE PER CUM |  |  | 7328.2781 |  | 1662.7863 | 5665.4918
86 | BINDING WIRE p-23 it-160/161 | 43750 | M.T | 5 | [5 empty] | - | [6 empty] | - | [28 empty] | = |  | #VALUE! | #VALUE!
[7 empty] | TOTAL FOR 1.0 CUM |  |  | 2152.88 |  |  |  | TOTAL FOR 1 CUM |  |  | 251.02 | [30 empty] | 0 | 0
87 | POLISHING STONE | 7.5 | L.S | [6 empty] | - | [6 empty] | - | [24 empty] | ** | PARTITION WALL OF 110 mm thick |  |  |  |  | 0 | 0
| LABOUR CHARGES FOR SPREADING bull dozer p27 / Item68/78a | 15.5 |  |  | 2.2 | * | PROVIDING SAND GRAVEL MIX | [35 empty] | - |  |  |  |  | 0 | 0
88 | CRUDE OIL | 15.25 | Kg |  |  |  | IN 1:1 RATIO INCLUDING |  |  |  |  | 2.1 | * | FILLING IN FOUNDATION AND | [26 empty] | 1.1 | CUM | PARATITION B.W IN C.M(1:4) | 7328.2781 | CUM | 8061.1059 |  | 1829.0649 | 6232.041
89 | RED OXIDE P-43/ it-41 | 142.4 | Kg |  |  |  | COST OF SAND,GRAVEL,STACKING,LABOUR FOR | [6 empty] | BASEMENT WITH STONE DUST | [26 empty] | 1 | NO | MASON I | 1076.6 | NO. | 1076.6 |  | 244.2805 | 832.3195
[7 empty] | MIXING &CONSOLIDATION ETC | [6 empty] | - | [27 empty] | L.S | SUNDRIES |  | L.S | 0 |  | 0 | 0
[7 empty] | COMPLETE. |  |  |  |  | 1 | CUM | COST OFSTONE DUST | 120.1 | CUM | 120.1 | [28 empty] | - |  | #VALUE! | #VALUE!
[7 empty] | - |  |  |  |  | 1 | CUM | LABOUR CHARGES FOR FILLING | 41.02 | CUM | 41.02 | [25 empty] | TOTAL FOR 10 SQM |  |  | 9137.7059 |  | 2073.3455 | 7064.3605
[5 empty] | 0.7 | CUM | COST OF SAND | 2116.9 | CUM | 1481.83 |  |  | L.S | SUNDRIES |  | L.S | 0 | [28 empty] | - |  | #VALUE! | #VALUE!
[5 empty] | 0.7 | CUM | STACKING CHARGES | 3.15 | CUM | 2.205 | [6 empty] | - | [25 empty] | RATE PER SQM |  |  | 913.7706 |  | 207.3345 | 706.436
[5 empty] | 0.72 | CUM | COST OF gravel | 210 | CUM | 151.2 |  |  |  | TOTAL FOR 1 CUM |  |  | 161.12 | [28 empty] | = |  | #VALUE! | #VALUE!
[5 empty] | 0.72 | CUM | STACKING CHARGES | 3.15 | CUM | 2.268 | [6 empty] | - | [25 empty] | G.F |  | 9.1168 | 922.8874 | -9.1168 | 209.4031 | 713.4842
[5 empty] | 1 | CUM | LABOUR CHARGES FOR MIXING | 121.8 | CUM | 121.8 | [32 empty] | F.F |  | 18.3722 | 941.2596 | 18.3722 | 213.5718 | 727.6878
[5 empty] | 1 | CUM | LABOUR CHARGES FOR SPREADING | 15.5 | CUM | 15.5 | [32 empty] | S.F |  | 18.3722 | 959.6318 |  | 217.7405 | 741.8913
[7 empty] | WATERING&POWER ROLLING | [35 empty] | T.F |  | 18.3722 | 978.004 |  | 221.9091 | 756.0949
[6 empty] | L.S | SUNDRIES |  | L.S | 0 | [32 empty] | Fourth Floor |  | 18.3722 | 996.3762 |  | 226.0778 | 770.2984
[10 empty] | - |  | 3.1 | * | CEMENT CONCRETE(1:4:8) USING | [26 empty] | 11 | * | B.W IN C.M(1:4) USING 2-B Categery using fly ash bricks |  |  |  |  | 0 | 0
[7 empty] | TOTAL FOR 1.0 CUM |  |  | 1774.803 |  |  |  | 40mm HBSTONE METEL | [28 empty] | Bricks of size 23x11x7 cm |  |  |  |  | 0 | 0
[10 empty] | - |  |  |  | - | [28 empty] | - |  |  |  |  | 0 | 0
[12 empty] | 9 | CUM | H.B.STONEJELLY 40mm | 1894.78 | CUM | 17053.02 | [23 empty] | 1300 | NOS. | Bricks of size 23x11x7 cm | 6714.95 | 1000NO. | 8729.435 |  | 1980.7088 | 6748.7262
[12 empty] | 4.5 | CUM | CEMENT MORTAR(1:4) | 4326.7 | CUM | 19470.15 | [23 empty] | 0.708 | CUM | CEMENT MORTAR(1:4) | 4326.7 | CUM | 3063.3036 |  | 695.0636 | 2368.24
2.3 | SUPLLYING AND FILLING WITH 40MM Brick jelly | 1395.97 |  |  | 2.6 | * | SUPLLYING AND FILLING WITH 40MM HBSJ |  |  |  |  | 1.8 | NO. | MASON II | 1005.2 | NO. | 1809.36 | [23 empty] | 1 | NO. | MASON I | 1076.6 | NO. | 1076.6 |  | 244.2805 | 832.3195
2.4 | SUPLLYING AND FILLING WITH 20MM Brick jelly | 1472.97 |  |  |  |  | - |  |  |  |  | 17.7 | NO. | MAZDOOR I | 702.8 | NO. | 12439.56 | [23 empty] | 3 | NO. | MASON II | 1005.2 | NO. | 3015.6 |  | 684.2396 | 2331.3604
[5 empty] | 1 | CUM | COST OF 40mm HBSJ | 1894.78 | CUM | 1894.78 |  | 14.1 | NO. | MAZDOOR II | 576.8 | NO. | 8132.88 | [23 empty] | 2 | NO. | MAZDOOR I | 702.8 | NO. | 1405.6 |  | 318.9306 | 1086.6694
[5 empty] | 1 | CUM | LABOUR CHARGES FOR FILLING | 41.02 | CUM | 41.02 |  |  | L.S | SUNDRIES |  | L.S | 0 | [23 empty] | 6 | NO. | MAZDOOR II | 576.8 | NO. | 3460.8 |  | 785.2555 | 2675.5445
[6 empty] | L.S | SUNDRIES |  | L.S | 0 | [6 empty] | - | [24 empty] | L.S | SUNDRIES |  | L.S | 0 |  | 0 | 0
[10 empty] | - | [6 empty] | 58904.97 | [28 empty] | - |  | #VALUE! | #VALUE!
[7 empty] | TOTAL FOR 1.0 CUM |  |  | 1935.8 |  |  |  | TOTAL FOR 10 CUM |  |  | - | [25 empty] | TOTAL FOR 10 CUM |  |  | 20751.3386 |  | 4708.4787 | 16042.8599
[10 empty] | - | [6 empty] | 5890.497 | [28 empty] | - |  | #VALUE! | #VALUE!
[5 empty] | 2.7 | * | SUPLLYING AND FILLING WITH 20MM HBSJ | [6 empty] | RATE PER CUM |  |  | = | [25 empty] | RATE PER CUM |  |  | 7328.2781 |  | 1662.7863 | 5665.4918
[7 empty] | - | [38 empty] | = |  | #VALUE! | #VALUE!
[5 empty] | 1 | CUM | COST OF 20mm HBSJ | 2288.78 | CUM | 2288.78 | [37 empty] | 0 | 0
[5 empty] | 1 | CUM | LABOUR CHARGES FOR FILLING | 41.02 | CUM | 41.02 | [37 empty] | 0 | 0
[6 empty] | L.S | SUNDRIES |  | L.S | 0 | [31 empty] | *** | PARTITION WALL OF 70mm thick |  |  |  |  | 0 | 0
[10 empty] | - | [32 empty] | - |  |  |  |  | 0 | 0
[7 empty] | TOTAL FOR 1.0 CUM |  |  | 2329.8 | [30 empty] | 0.7 | CUM | PRATITION B.W IN C.M(1:4) | 7328.2781 | NO. | 5129.7947 |  | 1163.9504 | 3965.8443
[10 empty] | - |  | 2.5 | CUM | CEMENT MORTAR(1:6) | 3630.7 | CUM | 9076.75 | [23 empty] | 1 | NO | MASON I | 1076.6 | NO. | 1076.6 |  | 244.2805 | 832.3195
[12 empty] | 3.5 | NO. | MASON I | 1076.6 | NO. | 3768.1 | [24 empty] | L.S | SUNDRIES |  | L.S | 0 |  | 0 | 0
[5 empty] | 2.5 |  | Providing GRAVEL SOLING of 150mm thick | [38 empty] | - |  | #VALUE! | #VALUE!
[43 empty] | TOTAL FOR 10 SQM |  |  | 6206.3947 |  | 1408.231 | 4798.1637
[5 empty] | 1 | CUM | COST OF Gravel | 210 | CUM | 210 | [35 empty] | - |  | #VALUE! | #VALUE!
[5 empty] | 1 | CUM | STACKING CHARGES | 3.15 | CUM | 3.15 | [32 empty] | RATE PER SQM |  |  | 620.6395 |  | 140.8231 | 479.8164
[5 empty] | 1 | CUM | LABOUR CHARGES FOR SPREADING | 15.5 | CUM | 15.5 | [35 empty] | = |  | #VALUE! | #VALUE!
[7 empty] | WATERING&POWER ROLLING | [35 empty] | G.F |  | 5.8016 | 626.4411 |  | 142.1395 | 484.3016
[10 empty] | - | [32 empty] | F.F |  | 11.6914 | 638.1325 |  | 144.7923 | 493.3402
[7 empty] | TOTAL FOR 1.0 CUM |  |  | 228.65 | [32 empty] | S.F |  | 11.6914 | 649.8239 |  | 147.445 | 502.3788
[10 empty] | - | [32 empty] | T.F |  | 11.6914 | 661.5153 |  | 150.0978 | 511.4175
[43 empty] | Forth Floor |  | 11.6914 | 673.2067 |  | 152.7506 | 520.4561
90 | WINE VERNISH | 65 | LITTER |  | 3.1 | * | CEMENT CONCRETE(1:5:10) USING |  |  |  |  | 3.1 | * | CEMENT CONCRETE(1:3:6) USING |  |  |  | 3.1 | * | CEMENT CONCRETE(1:3:6) USING | [27 empty] | 0 | 0
91 | LINSEED OIL (BOILED) | 25 | LITTER |  |  |  | 40mm HBSTONE METEL | [6 empty] | 20mm HBSTONE METEL | [5 empty] | 40mm HBSTONE METEL | [27 empty] | 0 | 0
92 | BEST GOPALVARNISH REDY MIX (PWD LR) p43 It.51 | 266 | LITTER |  |  |  | - | [6 empty] | - | [5 empty] | - | [27 empty] | 0 | 0
93 | READY MIX PAINT II ND/ IST for wood p-50 sl.115 | 234.3 | 96.11 |  | 9 | CUM | H.B.STONEJELLY 40mm | 1894.78 | CUM | 17053.02 |  | 9 | CUM | H.B.STONEJELLY 20mm | 2288.78 | CUM | 20599.02 | 9 | CUM | H.B.STONEJELLY 40mm | 1894.78 | CUM | 17053.02 | [24 empty] | 0 | 0
94 | READY MIX PRIMER PAINT sl.133/ p50 wood primer) | 144.7 | LITTER |  | 4.5 | CUM | CEMENT MORTAR(1:5) | 3909.1 | CUM | 17590.95 |  | 4.5 | CUM | CEMENT MORTAR(1:3) | 5022.7 | CUM | 22602.15 | 4.5 | CUM | CEMENT MORTAR(1:3) | 5022.7 | CUM | 22602.15 | [24 empty] | 0 | 0
95 | M.S WASHER | 0.25 | NO. |  | 1.8 | NO. | MASON II | 1005.2 | NO. | 1809.36 |  | 1.8 | NO. | MASON II | 1005.2 | NO. | 1809.36 | 1.8 | NO. | MASON II | 1005.2 | NO. | 1809.36 | [24 empty] | 0 | 0
96 | CHICKEN MESH 10X10X10G it-166/129 P-23 | 31.65 | SQM |  | 17.7 | NO. | MAZDOOR I | 702.8 | NO. | 12439.56 |  | 17.7 | NO. | MAZDOOR I | 702.8 | NO. | 12439.56 | 17.7 | NO. | MAZDOOR I | 702.8 | NO. | 12439.56 | [24 empty] | 0 | 0
97 | WELD MESH 75X25X10G / Fly proof mesh Sl.no.163 p-23 | 295 | 91 | SQM | 14.1 | NO. | MAZDOOR II | 576.8 | NO. | 8132.88 |  | 14.1 | NO. | MAZDOOR II | 576.8 | NO. | 8132.88 | 14.1 | NO. | MAZDOOR II | 576.8 | NO. | 8132.88 | [24 empty] | 0 | 0
98 | WELD MESH 100X100X10G S.no.165 p-23 | 143 | NO |  |  | L.S | SUNDRIES |  | L.S | 0 |  |  | L.S | SUNDRIES |  | L.S | 0 |  | L.S | SUNDRIES |  | L.S | 0 | [24 empty] | 0 | 0
99 | IWC ORIYA PAN p54/161 ( white) | 1180 | NO | [6 empty] | - | [6 empty] | - | [5 empty] | - | [24 empty] | 0 | 0
100 | S.W. SIGLE Y | 47.2 | NO | [6 empty] | 57025.77 | [6 empty] | 65582.97 | [5 empty] | 62036.97 | [24 empty] | 0 | 0
101 | S.W.TEE 100/150mm DIA WITH ISI MARK it-192/a p-58 | 125.6 | NO | 162.9 |  |  | TOTAL FOR 10 CUM |  |  | - |  |  |  | TOTAL FOR 10 CUM |  |  | - |  |  | TOTAL FOR 10 CUM |  |  | - | [24 empty] | 0 | 0
102 | S.W.PIPE 100mm DIAWITH ISI MARKit-191/a p-58 | 62.2 | NO | [6 empty] | 5702.577 | [6 empty] | 6558.297 | [5 empty] | 6203.697 | [24 empty] | 0 | 0
103 | S.W.PIPE 150mm DIAWITH ISI MARK | 100 | NO |  |  |  | RATE PER CUM |  |  | = |  |  |  | RATE PER CUM |  |  | = |  |  | RATE PER CUM |  |  | = | [24 empty] | 0 | 0
104 | S.W.BEND 100/150mm DIAWITH ISI MARK it-192/b p-58 | 99.6 | NO | 138 | [43 empty] | 0 | 0
105 | READY MIX PAINT II ND/ IST for iron it-136 p-50 | 223.2 | LTR |  | 3.2 | * | CEMENT CONCRETE PCC (1:2:4) USING | [40 empty] | 0 | 0
106 | S.W.TEE 150mm DIA WITH ISI MARK it-192/i p-58 | 162.9 | NO |  |  |  | 20mm HBSTONE METEL | [5 empty] | A. | DOOR OF SIZE 70X210Cm | [33 empty] | 0 | 0
[7 empty] | - | [6 empty] | - | [33 empty] | 0 | 0
[5 empty] | 9 | CUM | H.B.STONEJELLY 20mm | 2288.78 | CUM | 20599.02 |  | 0.01153 | CUM | T.W.SCANTLING above 2M length | 111600 | CUM | 1286.748 | [30 empty] | 0 | 0
[5 empty] | 4.5 | CUM | CEMENT MORTAR(1:2) | 6414.7 | CUM | 28866.15 |  | 0.01013 | CUM | T.W.SCANTLING below 2M length | 99400 | CUM | 1006.922 | [30 empty] | 0 | 0
[5 empty] | 1.8 | NO. | MASON II | 1005.2 | NO. | 1809.36 |  | 0.7778 | SQM | Phenol bonded BWR Plywood 9mm | 387.4 | SQM | 301.3197 | [30 empty] | 0 | 0
[5 empty] | 17.7 | NO. | MAZDOOR I | 702.8 | NO. | 12439.56 |  | 1.23 | SQM | LABOUR CHARGE | 1348.2 | SQM | 1658.286 | [30 empty] | 0 | 0
[5 empty] | 14.1 | NO. | MAZDOOR II | 576.8 | NO. | 8132.88 |  | 2 | NO. | 6"X1/2"ALU.TOWER BOLT | 57.2 | NO. | 114.4 | [30 empty] | 0 | 0
[6 empty] | L.S | SUNDRIES |  | L.S | 0 |  | 3 | NO. | 5" ALU.BUTT HINGS | 79.1 | NO. | 237.3 | [30 empty] | 0 | 0
[10 empty] | - |  | 1 | NO. | 10"X5/8" ALU. ALDROP | 159.7 | NO. | 159.7 |  | 0 | [28 empty] | 0 | 0
[10 empty] | 71846.97 |  | 1 | NO. | NYLON BUSH | 7.3 | NO. | 7.3 | [30 empty] | 0 | 0
[7 empty] | TOTAL FOR 10 CUM |  |  | - |  | 1 | NO. | ALU.HANDLE WITH C.P.SCREWS150mm long | 50.9 | NO. | 50.9
[10 empty] | 7184.697 |  | 1 | NO. | DOOR STOPPER | 43.8 | NO. | 43.8
[7 empty] | RATE PER CUM |  |  | = | [6 empty] | -
[14 empty] | TOTAL FOR 1.23 SQM |  |  | 4866.6757
[5 empty] | 3.3 | * | CEMENT CONCRETE(1:8:16) USING | [9 empty] | -
20mm brick jelly
[7 empty] | - | [6 empty] | RATE PER SQM |  |  | 3956.6469
[5 empty] | 9 | CUM | 20mmbrick jelly | 1431.95 | CUM | 12887.55 |  | ¦::
[5 empty] | 4.5 | CUM | CEMENT MORTAR(1:8) | 3282.7 | CUM | 14772.15
[5 empty] | 1.8 | NO. | MASON II | 1005.2 | NO. | 1809.36
[5 empty] | 17.7 | NO. | MAZDOOR I | 702.8 | NO. | 12439.56 |  | 3.3 | * | CEMENT CONCRETE(1:4:8) USING
[5 empty] | 14.1 | NO. | MAZDOOR II | 576.8 | NO. | 8132.88 |  |  |  | 40mm brick jelly
[6 empty] | L.S | SUNDRIES |  | L.S | 0 |  |  |  | -
[10 empty] | - |  | 9 | CUM | 40mm HGJ jelly | 1894.78 | CUM | 17053.02
[10 empty] | 50041.5 |  | 4.5 | CUM | CEMENT MORTAR(1:4) | 4326.7 | CUM | 19470.15
[7 empty] | TOTAL FOR 10 CUM |  |  | - |  | 1.8 | NO. | MASON II | 1005.2 | NO. | 1809.36
[10 empty] | 5004.15 |  | 17.7 | NO. | MAZDOOR I | 702.8 | NO. | 12439.56
[7 empty] | RATE PER CUM |  |  | = |  | 14.1 | NO. | MAZDOOR II | 576.8 | NO. | 8132.88
[13 empty] | L.S | SUNDRIES |  | L.S | 0
-
[5 empty] | 3.6 |  | PROVIDING WBM 125mm CONSOLIDATED | [9 empty] | 58904.97
[7 empty] | THICK WITH GRAVEL BLINDAGE | [6 empty] | TOTAL FOR 10 CUM |  |  | -
[7 empty] | = | [9 empty] | 5890.497
[5 empty] | 1.25 | cum | Stacking charges | 3.15 | cum | 3.9375 |  |  |  | RATE PER CUM |  |  | =
[5 empty] | 0.75 | cum | 63mm to 45mm IRC metal | 1686.53 | cum | 1264.8975
[5 empty] | 0.5 | cum | 37.5mm to 26.5mm IRC metal | 1831.78 | cum | 915.89
[5 empty] | 0.45 | cum | Gravel blindage 2 layers | 210 | cum | 94.5
[5 empty] | 10 | sqm | Spreading charges for 2 layers | 17.82 | sqm | 178.2
[7 empty] | (10.1+7.72) |  |  | -
[7 empty] | Total for 10 m2 |  |  | 2457.425
-
[7 empty] | for 1 m2 |  |  | 245.7425
=
[5 empty] | 3.7 |  | SURFACE DRESSING OVER WBM 25mm TK.
-
[5 empty] | 2.7 | cum | 11.2mm IRC metal | 1725.78 | cum | 4659.606
[5 empty] | 0.145 | cum | Filling sand | 2116.9 | cum | 306.9505
[5 empty] | 218.8 | kg | Bitumen | 43563.69 | kg | 9531.7354
[5 empty] | 100 | sqm | Labour charges | 14.3 | sqm | 1430
-
[7 empty] | Total for 100M2 |  |  | 15928.2919
-
[7 empty] | for 1 m2 |  |  | 159.2829
=
105 | S.W.BEND 150mm DIA p-58 it-192 b | 138 | NO |  | 4.1 |  | REINFORCED CEMENT CONCRETE | [5 empty] | ** | PARTITION WALL OF 114mmTHICK
106 | S.W.GULLY TRAP 150X100mm it-186 p-56 | 167.1 | NO |  |  |  | = | [6 empty] | -
107 | NAHANI TRAP 63mm/75mmPVC TYP,4 way/3way p-56 it-188 | 63 | 132.7 |  |  | * | C.C(1:2:4)USING 20mm HBSTONE |  |  |  |  | 1.14 | CUM | PRATITION B.W IN C.M(1:4) | 6888.8645 | NO. | 7853.3055
108 | CENTERING C.W BOARDING 40mmT.K ( Silver oakplank 40mm thick) 137/78 b p-22 | 17600 | CUM |  |  |  | JELLY FOR ALL RCCWORK |  |  |  |  | 1 | NO | MASON I | 1076.6 | NO. | 1076.6
109 | CENTERING C.W. JOIST ( Silver oak scantling) it-131/77d p-21 | 15500 | CUM |  |  |  | - | [5 empty] | L.S | SUNDRIES |  | L.S | 0.05
110 | CASURINA POST 10cm TO 13cm DIA *p-22 /146b | 25.2 | NO |  | 9 | CUM | 20mm HB STONE JELLY | 2288.78 | CUM | 20599.02 | [6 empty] | -
111 | CEMENT PAINT / matt paint p50 s.128 / p43 sl.45 | 48.95 | Kg | 155 | 3.231 | M.T | CEMENT | 5800 | M.T | 18739.8 |  |  |  | TOTAL FOR 10 SQM |  |  | 8929.9555
112 | GLASS 4mmTHICK p49/125 | 300.9 | 452.09 | 250 | 4.5 | CUM | SAND | 2116.9 | CUM | 9526.05 | [6 empty] | -
113 | A.C. PIPE 100mm DIA p-44 / it 66 | 141.3 | RMT |  | 3.5 | NO. | MASON II | 1005.2 | NO. | 3518.2 |  |  |  | RATE PER SQM |  |  | 892.9956
114 | A.C.BEND100mm DIAp-44 /68 | 51.3 | NO |  | 21.2 | NO. | MAZDOOR I | 702.8 | NO. | 14899.36 | [6 empty] | = | [7 empty] | 1.51 | 1.08 |  |  | 55.07 | 83.1557 | 59.4756
115 | A.C. SHOE 100mm DIAp-44 /67 | 44.8 | NO |  | 35.3 | NO. | MAZDOOR II | 576.8 | NO. | 20361.04 |  |  | 20a | G.F |  |  | 902.4439 | [7 empty] | 0.216 | 0.216 |  |  | 993.48 | 214.5917 | 214.5917
116 | C.I EVERITE CLAMOE 100mm DIA | 16.44 | NO |  |  | L.S | SUNDRIES |  | L.S | 0 |  |  | 20b | F.F |  |  | 921.4842 | [7 empty] | 0.716 | 0.487 |  |  | 1762.91 | 1262.2436 | 858.5372
117 | CI GREATINGS 100mm DIA p44 sl.71 | 31.5 | 6.25 | [6 empty] | - |  |  | 20c | S.F |  |  | 940.5244 | [7 empty] | 7.35 | 5.36 |  |  | 69.71 | 512.3685 | 373.6456
118 | G.I.SHEET 22G p43 / 61 | 357.5 | SQM |  |  |  | TOTAL FOR 10CUM |  |  | 87643.47 |  |  | 20d | T.F |  |  | 959.5647 | [7 empty] | 0.032 | 0.032 |  |  | 2824.15 | 90.3728 | 90.3728
119 | ALU HINGS 5" (PWD LR) p-45 /77a | 79.1 | NO | [6 empty] | - | [20 empty] | 13.38
120 | ALU HINGS 4" (PWD LR)p-45 /77b | 63.5 | NO |  |  |  | RATE PER CUM |  |  | 8764.347 | [19 empty] | 2162.7322 | 1610.0029
[13 empty] | ** | DADOING WALL WITH MASAIC
121 | ALU HINGS 3" (PWD LR)p-45 /77c | 43.6 | NO | [10 empty] | GRADED CHIPS
122 | ALU HINGS 2" (PWD LR)p-45 /77d | 35.15 | NO |  | 1 | CUM | VIBRATING CHARGES |  |  | 98.98 |  |  |  | -
123 | ALU TOWER BOLT 6"X1/2" (PWD LR) p46 95e | 57.2 | NO | [6 empty] | - |  | 10 | SQM | MASIC TILES LAID IN CM 1:3 | 1304.6547 | SQM | 13046.547
124 | ALU TOWER BOLT 3"X5/10"/4"x5/10" p46 95g | 35.1 | NO | 50.3 |  |  | for foundation and basement |  |  | 8863.327 |  | 1.1 | NO. | MASON II | 1005.2 | NO. | 1105.72
125 | ALU ALDROP 10"X5.8" p46 96 | 159.7 | NO | [6 empty] | - |  | 1.1 | NO. | MAZDOOR I | 702.8 | NO. | 773.08
126 | ALU ALDROP 6"X1/2" p46 96d | 89.7 | NO |  |  |  | G.F |  |  | 8989.187 | 54 | 1.1 | NO. |  | 576.8 | NO. | 634.48
127 | NYLON BUSH FOR Door ( qtn) | 7.3 | NO |  |  |  | F.F |  |  | 9236.987 | 107 | [5 empty] | -
128 | NYLON BUSH FOR W&V | 7.3 | NO |  |  |  | S.F |  |  | 9484.787 |  |  |  | TOTAL FOR 10 SQM |  |  | 15559.827
129 | VENTILATER PIVET | 2.9 | PAIR |  |  |  | T.F |  |  | 9732.587 | [6 empty] | -
130 | ALU HOOKS & EYES8" | 11.8 | PAIR |  |  |  | Forth floor |  |  | 9980.387 |  |  |  | RATE PER SQM |  |  | 1555.9827
131 | ALU HOOKS & EYES6" | 8.9 | NO | [13 empty] | =
132 | ALU HOOKS & EYES3" | 6.1 | NO |  | 5. | * | RANDUM RABBLE MASONRY IN CM 1:5
133 | I.O. HINGES 4" | 5.75 | NO |  |  |  | = | [5 empty] | * | PLASTERING C.M(1:3) 12mmTHICK
134 | I.O. HINGES 5" | 8.5 | NO |  | 10 | CUM | ROUGH STONE | 1327.78 | CUM | 13277.8 |  |  |  | -
135 | I.O SPL HING 8"LONG | 10 | NO |  | 1 | CUM | BOND STONE | 1520.78 | CUM | 1520.78 |  | 0.14 | CUM | CEMENT MORTAR(1:3) | 5022.7 | CUM | 703.178
136 | I.O. HINGES 3" | 7 | NO |  | 3.4 | CUM | CEMENT MORTAR(1:5) | 3909.1 | CUM | 13290.94 |  | 1.1 | NO. | MASON I | 1076.6 | NO. | 1184.26
137 | I.O. HINGES 2" | 2.2 | NO |  | 7.1 | NO. | MASON I | 1076.6 | NO. | 7643.86 |  | 0.5 | NO. | MAZDOOR I | 702.8 | NO. | 351.4
138 | I.O. TOWER BOLT 6"X1/2" | 10.5 | NO |  | 10.6 | NO. | MASON II | 1005.2 | NO. | 10655.12 |  | 1.1 | NO. | MAZDOOR II | 576.8 | NO. | 634.48
139 | I.O. TOWER BOLT 2"X5/8" | 5.5 | NO |  | 14.1 | NO. | MAZDOOR I | 702.8 | NO. | 9909.48 |  |  | L.S | SUNDRIES |  | L.S | 5
140 | I.O. ALDROP 10"X5.8" | 21 | NO |  | 14.1 | NO. | MAZDOOR II | 576.8 | NO. | 8132.88 | [6 empty] | -
141 | I.O. ALDROP 6"X1/2" | 10 | NO |  |  | L.S | SUNDRIES |  | L.S | 0 | [6 empty] | 2878.318
142 | NYLON BUSH FOR D | 4 | NO | [6 empty] | - | [6 empty] | -
143 | NYLON BUSH FOR W&V | 8 | NO. |  |  |  | TOTAL FOR 10 CUM |  |  | 64430.86 |  |  |  | RATE PER SQM |  |  | 287.8318
144 | VENTILATER PIVET | 8.5 | NO | [6 empty] | - |  |  | * | PLASTERING C.M(1:2) 12mmTHICK |  |  | =
145 | I.O HOOKS & EYES8" | 2.8 | NO |  |  |  | RATE PER CUM |  |  | 6443.086 |  |  |  | -
146 | I.O HOOKS & EYES6" | 1.8 | NO | [6 empty] | = |  | 0.14 | CUM | CEMENT MORTAR(1:2) | 6414.7 | CUM | 898.058
147 | I.O HOOKS & EYES3" Qtn | 3 | NO |  | 6.5 | * | B.W IN C.M(1:5) using kiln burnt country bricks |  |  |  |  | 1.1 | NO. | MASON I | 1076.6 | NO. | 1184.26 | 6.1 | * | B.W IN C.M(1:5) USING Chamber | [8 empty] | 6 | * | B.W IN C.M(1:5) using chamber burnt bricks
148 | C.I. SOIL PIPE | [5 empty] | Bricks of size 22x11x7 cm |  |  |  |  | 0.5 | NO. | MAZDOOR I | 702.8 | NO. | 351.4 |  |  | Bricks of size 23x11.2x7 cm | [10 empty] | Bricks of size 23x11.4x7.5 cm
149 | 50mm DIA | 66.44 | RMT |  |  |  | - |  |  |  |  | 1.1 | NO. | MAZDOOR II | 576.8 | NO. | 634.48 |  |  | - | [10 empty] | -
150 | 75mm DIA | 83.5 | RMT |  | 4800 | NOS. | Bricks of size 22x11x7 cm | 6274.59 | 1000NO. | 30118.032 |  |  | L.S | SUNDRIES |  | L.S | 0 | 4600 | NOS. | Bricks of size 23x11.2x7 cm | 7678.25 | 1000Nos. | 35319.95 | [5 empty] | 4240 | NOS. | Bricks of size 23x11.4x7.5 cm | 7865.25 | 1000NO. | 33348.66
151 | 100mm DIA | 102.12 | RMT |  | 2.5 | CUM | CEMENT MORTAR(1:5) | 3909.1 | CUM | 9772.75 | [6 empty] | - | 2.5 | CUM | CEMENT MORTAR(1:5) | 3909.1 | CUM | 9772.75 | [5 empty] | 2 | CUM | CEMENT MORTAR(1:5) | 3909.1 | CUM | 7818.2
152 | 150mm DIA | 182.52 | RMT |  | 3.5 | NO. | MASON I | 1076.6 | NO. | 3768.1 |  |  |  | TOTAL FOR 10 SQM |  |  | 3068.198 | 3.5 | NO. | MASON I | 1076.6 | NO. | 3768.1 | [5 empty] | 3.5 | NO. | MASON I | 1076.6 | NO. | 3768.1
153 | C.I. SOIL BEND |  |  |  | 10.6 | NO. | MASON II | 1005.2 | NO. | 10655.12 | [6 empty] | - | 10.6 | NO. | MASON II | 1005.2 | NO. | 10655.12 | [5 empty] | 10.6 | NO. | MASON II | 1005.2 | NO. | 10655.12
154 | 50mm DIA | 26.62 | NO |  | 7.1 | NO. | MAZDOOR I | 702.8 | NO. | 4989.88 |  |  |  | RATE PER SQM |  |  | 306.8198 | 7.1 | NO. | MAZDOOR I | 702.8 | NO. | 4989.88 | [5 empty] | 7.1 | NO. | MAZDOOR I | 702.8 | NO. | 4989.88
155 | 75mm DIA | 34.87 | NO |  | 21.2 | NO. | MAZDOOR II | 576.8 | NO. | 12228.16 | [6 empty] | = | 21.2 | NO. | MAZDOOR II | 576.8 | NO. | 12228.16 | [5 empty] | 21.2 | NO. | MAZDOOR II | 576.8 | NO. | 12228.16
156 | 100mm DIA | 45 | NO |  |  | L.S | SUNDRIES |  | L.S | 0 |  |  | * | PLASTERING C.M(1:2) 10mmTHICK |  |  |  |  | L.S | SUNDRIES |  | L.S | 0 | [6 empty] | L.S | SUNDRIES |  | L.S | 0
157 | 150mm DIA | 99.75 | NO | [6 empty] | - |  |  |  | - | [8 empty] | - | [10 empty] | -
158 | C.I. SOIL BEND WITHDOOR | [5 empty] | TOTAL FOR 10 CUM |  |  | 71532.042 |  | 0.1 | CUM | CEMENT MORTAR(1:2) | 6414.7 | CUM | 641.47 |  |  | TOTAL FOR 10 CUM |  |  | 76733.96 | [7 empty] | TOTAL FOR 10 CUM |  |  | 72808.12
159 | 50mm DIA | 43.47 | NO | [6 empty] | - |  | 1.1 | NO. | MASON I | 1076.6 | NO. | 1184.26 | [5 empty] | - | [10 empty] | -
160 | 75mm DIA | 50.34 | NO |  |  |  | RATE PER CUM |  |  | 7153.2042 |  | 1.1 | NO. | MAZDOOR I | 702.8 | NO. | 773.08 |  |  | RATE PER CUM |  |  | 7673.396 | [7 empty] | RATE PER CUM |  |  | 7280.812
161 | 100mm DIA | 65.21 | NO | [6 empty] | = |  | 1.1 | NO. | MAZDOOR II | 576.8 | NO. | 634.48 | [16 empty] | =
162 | 150mm DIA | 145.29 | NO |  |  |  | G.F |  |  | 7236.0842 | 82.88 |  | L.S | SUNDRIES |  | L.S | 0 |  |  | G.F |  |  | 7756.276 |  | 82.88 | [5 empty] | G.F |  |  | 7363.692 | 82.88
163 | A.C. SOIL PIPE | [5 empty] | F.F |  |  | 7403.1042 | 167.02 | [5 empty] | - |  |  | F.F |  |  | 7923.296 |  | 167.02 | [5 empty] | F.F |  |  | 7530.712 | 167.02
164 | 50mm DIA | 14.91 | RMT |  |  |  | S.F |  |  | 7570.1242 |  | 7486.6142 |  | TOTAL FOR 10 SQM |  |  | 3233.29 |  |  | S.F |  |  | 8090.316 | [7 empty] | S.F |  |  | 7697.732 | 167.02
165 | 75mm DIA | 19.41 | RMT |  |  |  | T.F |  |  | 7737.1442 | [6 empty] | - |  |  | T.F |  |  | 8257.336 | [7 empty] | T.F |  |  | 7864.752
166 | 100mm DIA | 22.22 | RMT |  |  |  | Forth floor |  |  | 7904.1642 |  |  |  | RATE PER SQM |  |  | 323.329 |  |  | Forth floor |  |  | 8424.356 | [7 empty] | Forth floor |  |  | 8031.772
[5 empty] | 7.2 |  | PROVIDING BITUMEN PAD FOR EXPANISION |  |  | 705 | /SQM
[7 empty] | JOINT it-233 b p-62 |  |  | =
167 | 150mm DIA | 46.42 | RMT |  | 9 | * | B.W IN C.M(1:6) using kiln burnt country bricks | [9 empty] | = | 9 | * | B.W IN C.M(1:6) USING Chamber | [8 empty] | 9 | * | B.W IN C.M(1:6) using chamber burnt
168 | A.C. SOIL BEND | [5 empty] | Bricks of size 22x11x7 cm | [12 empty] | Bricks of size 23x11.2x7 cm | [10 empty] | Bricks of size 23x11.4x7.5 cm
169 | 50mm DIA | 8.58 | NO |  |  |  | - | [5 empty] | * | PLASTERING C.M(1:5) 20mmTHICK | [5 empty] | - | [10 empty] | -
170 | 75mm DIA | 12.26 | NO |  | 4800 | NOS. | Bricks of size 22x11x7 cm | 6274.59 | 1000NO. | 30118.032 |  |  |  | - |  |  |  | 4600 | NOS. | Bricks of size 23x11.2x7 cm | 7678.25 | 1000NO. | 35319.95 | [5 empty] | 4240 | NOS. | Bricks of size 23x11.4x7.5 cm | 7865.25 | 1000NO. | 33348.66
171 | 100mm DIA | 13.89 | NO |  | 2.5 | CUM | CEMENT MORTAR(1:6) | 3630.7 | CUM | 9076.75 |  | 0.22 | CUM | CEMENT MORTAR(1:5) | 3909.1 | CUM | 860.002 | 2.5 | CUM | CEMENT MORTAR(1:6) | 3630.7 | CUM | 9076.75 | [5 empty] | 2 | CUM | CEMENT MORTAR(1:6) | 3630.7 | CUM | 7261.4
172 | 150mm DIA | 36.25 | NO |  | 3.5 | NO. | MASON I | 1076.6 | NO. | 3768.1 |  | 2.2 | NO. | MASON I | 1076.6 | NO. | 2368.52 | 3.5 | NO. | MASON I | 1076.6 | NO. | 3768.1 | [5 empty] | 3.5 | NO. | MASON I | 1076.6 | NO. | 3768.1
173 | A.C. SOIL BEND WITHDOOR |  |  |  | 10.6 | NO. | MASON II | 1005.2 | NO. | 10655.12 |  | 0.5 | NO. | MAZDOOR I | 702.8 | NO. | 351.4 | 10.6 | NO. | MASON II | 1005.2 | NO. | 10655.12 | [5 empty] | 10.6 | NO. | MASON II | 1005.2 | NO. | 10655.12
174 | 50mm DIA | 15.7 | NO |  | 7.1 | NO. | MAZDOOR I | 702.8 | NO. | 4989.88 |  | 3.2 | NO. | MAZDOOR II | 576.8 | NO. | 1845.76 | 7.1 | NO. | MAZDOOR I | 702.8 | NO. | 4989.88 | [5 empty] | 7.1 | NO. | MAZDOOR I | 702.8 | NO. | 4989.88
175 | 75mm DIA | 22.31 | NO |  | 21.2 | NO. | MAZDOOR II | 576.8 | NO. | 12228.16 |  |  | L.S | SUNDRIES |  | L.S | 0 | 21.2 | NO. | MAZDOOR II | 576.8 | NO. | 12228.16 | [5 empty] | 21.2 | NO. | MAZDOOR II | 576.8 | NO. | 12228.16
176 | 100mm DIA | 25.24 | NO |  |  | L.S | SUNDRIES |  | L.S | 0 | [6 empty] | - |  | L.S | SUNDRIES |  | L.S | 0 | [6 empty] | L.S | SUNDRIES |  | L.S | 0
177 | 150mm DIA | 52.34 | NO | [6 empty] | - |  |  |  | TOTAL FOR 10 SQM |  |  | 5425.682 | [5 empty] | - | [10 empty] | -
178 | A.C. SOIL TEE | [5 empty] | TOTAL FOR 10 CUM |  |  | 70836.042 | [6 empty] | - |  |  | TOTAL FOR 10 CUM |  |  | 76037.96 | [7 empty] | TOTAL FOR 10 CUM |  |  | 72251.32
179 | 50mm DIA | 13.73 | NO | [6 empty] | - |  |  |  | RATE PER SQM |  |  | 542.5682 | [5 empty] | - | [10 empty] | -
180 | 75mm DIA | 20.16 | NO |  |  |  | RATE PER CUM |  |  | 7083.6042 | [6 empty] | = |  |  | RATE PER CUM |  |  | 7603.796 | [7 empty] | RATE PER CUM |  |  | 7225.132
181 | 100mm DIA | 22.73 | NO | [6 empty] | = |  |  | * | PLASTERING C.M(1:3) 20mmTHICK | [8 empty] | ========== | [10 empty] | =
182 | 150mm DIA | 46.98 |  |  |  |  | G.F |  |  | 7166.4842 | 82.88 |  |  | - | [5 empty] | G.F |  |  | 7686.676 | [7 empty] | G.F |  |  | 7308.012
183 | A.C. SOIL TEE WITH DOOR | [5 empty] | F.F |  |  | 7333.5042 | 167.02 | 0.22 | CUM | CEMENT MORTAR(1:3) | 5022.7 | CUM | 1104.994 |  |  | F.F |  |  | 7853.696 | [7 empty] | F.F |  |  | 7475.032
184 | 50mm DIA | 19.3 | NO |  |  |  | S.F |  |  | 7500.5242 | 167.02 | 2.2 | NO. | MASON I | 1076.6 | NO. | 2368.52 |  |  | S.F |  |  | 8020.716 | [7 empty] | S.F |  |  | 7642.052
185 | 100mm DIA | 33.46 | NO |  |  |  | T.F |  |  | 7667.5442 |  | 0.5 | NO. | MAZDOOR I | 702.8 | NO. | 351.4 |  |  | T.F |  |  | 8187.736 | [7 empty] | T.F |  |  | 7809.072
186 | 150mm DIA | 53.62 | NO |  |  |  | Forth floor |  |  | 7834.5642 | 167.02 | 3.2 | NO. | MAZDOOR II | 576.8 | NO. | 1845.76 |  |  | Forth floor |  |  | 8354.756 | [7 empty] | Forth floor |  |  | 7976.092
187 | A.C. SOIL SINGLE YEE |  |  |  | 27 | * | B.W IN C.M(1:4) using kiln burnt country bricks |  |  |  | 8001.5842 |  | L.S | SUNDRIES |  | L.S | 0 | 27 | * | B.W IN C.M(1:4) USING Chamber | [10 empty] | 5 |  |  | 8143.112
188 | 50mm DIA | 13.73 | NO |  |  |  | Bricks of size 22x11x7 cm |  |  |  | 8168.6042 | [5 empty] | - |  |  | Bricks of size 23x11.2x7 cm | [10 empty] | 6 |  |  | 8310.132
189 | 75mm DIA | 20.16 | NO |  |  |  | - | [6 empty] | TOTAL FOR 10 SQM |  |  | 5670.674 |  |  | - | [10 empty] | 7 |  |  | 8477.152
190 | 100mm DIA | 22.73 | NO |  | 4800 | NOS. | Bricks of size 22x11x7 cm | 6274.59 | 1000NO. | 30118.032 | [6 empty] | - | 4600 | NOS. | Bricks of size 23x11.2x7 cm | 7678.25 | 1000NO. | 35319.95 | [7 empty] | 8 |  |  | 8644.172
191 | 150mm DIA | 46.98 | NO |  | 2.5 | CUM | CEMENT MORTAR(1:4) | 4326.7 | CUM | 10816.75 |  |  |  | RATE PER SQM |  |  | 567.0674 | 2.5 | CUM | CEMENT MORTAR(1:4) | 4326.7 | CUM | 10816.75 | [7 empty] | 9 |  |  | 8811.192
192 | A.C. SOIL SINGLE YEE WITHDOOR |  |  |  | 3.5 | NO. | MASON I | 1076.6 | NO. | 3768.1 | [6 empty] | = | 3.5 | NO. | MASON I | 1076.6 | NO. | 3768.1 | [7 empty] | 10 |  |  | 8978.212
193 | 50mm DIA | 19.3 | NO |  | 10.6 | NO. | MASON II | 1005.2 | NO. | 10655.12 |  |  | * | PLASTERING C.M(1:4) 20mmTHICK |  |  |  | 10.6 | NO. | MASON II | 1005.2 | NO. | 10655.12 | [7 empty] | 11 |  |  | 9145.232
194 | 75mm DIA | 25.74 | NO |  | 7.1 | NO. | MAZDOOR I | 702.8 | NO. | 4989.88 |  |  |  | MIXEDWITH RED OXIDE @9.8 |  |  |  | 7.1 | NO. | MAZDOOR I | 702.8 | NO. | 4989.88 | [7 empty] | 12 |  |  | 9312.252
195 | 100mm DIA | 33.46 | NO |  | 21.2 | NO. | MAZDOOR II | 576.8 | NO. | 12228.16 |  |  |  | Kg/10 SQM |  |  |  | 21.2 | NO. | MAZDOOR II | 576.8 | NO. | 12228.16 | [7 empty] | 13 |  |  | 9479.272
196 | 150mm DIA | 53.62 |  |  |  | L.S | SUNDRIES |  | L.S | 0 |  |  |  | - |  |  |  |  | L.S | SUNDRIES |  | L.S | 0 | [5 empty] | 27 | * | B.W IN C.M(1:4) using using chamber burnt
197 | A.C. SOIL DOUBLE YEE WITHDOOR | [8 empty] | - |  | 0.22 | CUM | CEMENT MORTAR(1:4) | 4326.7 | CUM | 951.874 | [5 empty] | - | [7 empty] | Bricks of size 23x11.4x7.5 cm
198 | 50mm DIA | 26.16 | NO |  |  |  | TOTAL FOR 10 CUM |  |  | 72576.042 |  | 2.2 | NO. | MASON I | 1076.6 | NO. | 2368.52 |  |  | TOTAL FOR 10 CUM |  |  | 77777.96 | [7 empty] | -
199 | 75mm DIA | 34.32 | NO | [6 empty] | - |  | 0.5 | NO. | MAZDOOR I | 702.8 | NO. | 351.4 | [5 empty] | - | [5 empty] | 4240 | NOS. | Bricks of size 23x11.4x7.5 cm | 7865.25 | 1000NO. | 33348.66
200 | 100mm DIA | 40.33 | NO |  |  |  | RATE PER CUM |  |  | 7257.6042 |  | 1.1 | no. | mason for polishing | 1076.6 | NO. | 1184.26 |  |  | RATE PER CUM |  |  | 7777.796 | [5 empty] | 2 | CUM | CEMENT MORTAR(1:4) | 4326.7 | CUM | 8653.4
201 | A.C. SOIL DOUBLE YEE | [8 empty] | = |  | 3.2 | NO. | MAZDOOR II | 576.8 | NO. | 1845.76 | [5 empty] | ========== | [5 empty] | 3.5 | NO. | MASON I | 1076.6 | NO. | 3768.1
202 | 50mm DIA | 20.33 | NO |  |  |  | G.F |  | 82.88 | 7340.4842 |  | 9.8 | Kg | RED OXIDE | 142.4 | Kg | 1395.52 |  |  | G.F |  |  | 7860.676 |  | 48751.376 | 8125.2293 |  |  | 10.6 | NO. | MASON II | 1005.2 | NO. | 10655.12
203 | 75mm DIA | 26.6 | NO |  |  |  | F.F |  | 167.02 | 7507.5042 | 7423.9942 |  | L.S | SUNDRIES |  | L.S | 0 |  |  | F.F |  |  | 8027.696 |  | 7944.186 |  |  |  | 7.1 | NO. | MAZDOOR I | 702.8 | NO. | 4989.88 | 7530.722
204 | 100mm DIA | 33.89 | NO |  |  |  | S.F |  | 167.02 | 7674.5242 | 7507.5042 | [5 empty] | - |  |  | S.F |  |  | 8194.716 |  | 8027.696 |  |  |  | 21.2 | NO. | MAZDOOR II | 576.8 | NO. | 12228.16 | 7614.232
205 | A.C. SOIL COWL | [5 empty] | T.F |  | 167.02 | 7841.5442 |  |  |  | TOTAL FOR 10 SQM |  |  | 8097.334 |  |  | T.F |  |  | 8361.736 | [6 empty] | L.S | SUNDRIES |  | L.S | 0
206 | 50mm DIA | 13.29 | NO |  |  |  | Forth floor |  | 167.02 | 8008.5642 | [6 empty] | - |  |  | Forth floor |  |  | 8528.756 | [10 empty] | -
207 | 75mm DIA | 18.02 | NO |  |  |  | Average rate for staircase steps |  | 7507.5042 | 7591.0142 |  |  |  | RATE PER SQM |  |  | 809.7334 |  |  | Average rate for staircase steps |  | 2171.31 | 8111.206 | [7 empty] | TOTAL FOR 10 CUM |  |  | 73643.32
208 | 100mm DIA | 23.17 | NO | [13 empty] | = | [16 empty] | -
209 | A.C. SOIL SHOE | [5 empty] | PARTITION WALL | [5 empty] | * | WHITE WASHING ONE COAT | [5 empty] | PARTITION WALL | [10 empty] | RATE PER CUM |  |  | 7364.332
210 | 50mm DIA | 9 | NO |  |  |  | - | [6 empty] | - | [5 empty] | - | [13 empty] | =
211 | 75mm DIA | 11.58 | NO |  | 10 | * | B.W IN C.M(1:4) using Country BricksKiln Burnt SIZE 22x11x7Cm |  |  |  |  | 0.05 | CUM | SLACKED SHELL LIME | 1297 | CUM | 64.85 | 10 | * | B.W IN C.M(1:4) USING Country BricksKiln Burnt SIZE 22x11x7Cm | [10 empty] | G.F |  |  | 7447.212
212 | 100mm DIA | 14.15 | NO |  |  |  | Bricks of size 22x11x7 cm |  |  |  |  | 1.1 | NO. | MASON II | 1005.2 | NO. | 1105.72 |  |  | Bricks of size 23x11.2x7 cm | [10 empty] | F.F |  |  | 7614.232
213 | A.C. SOIL SOCKETS | [5 empty] | - |  |  |  |  | 0.3 | NO. | MAZDOOR I | 702.8 | NO. | 210.84 |  |  | - | [10 empty] | S.F |  |  | 7781.252
214 | 50mm DIA | 4.29 | NO |  | 4800 | NOS. | Bricks of size 22x11x7 cm | 6274.59 | 1000NO. | 30118.032 |  | 1.9 | NO. | MAZDOOR II | 576.8 | NO. | 1095.92 | 4600 | NOS. | Bricks of size 23x11.2x7 cm | 7678.25 | 1000NO. | 35319.95 | [7 empty] | T.F |  |  | 7948.272
215 | 75mm DIA | 6.01 | NO |  | 1.59 | CUM | CEMENT MORTAR(1:4) | 4326.7 | CUM | 6879.453 |  |  | L.S | SUNDRIES FOR BRUSH ETC |  | L.S | 1.46 | 1.59 | CUM | CEMENT MORTAR(1:4) | 4326.7 | CUM | 6879.453 | [7 empty] | Forth floor |  |  | 8115.292
216 | 100mm DIA | 6.86 | NO |  | 7 | NO. | MASON I | 1076.6 | NO. | 7536.2 | [6 empty] | - | 7 | NO. | MASON I | 1076.6 | NO. | 7536.2 | [7 empty] | Average rate for staircase steps |  |  | 7697.742
217 | A.C.DRAIN SPOUT 18" LONG |  |  |  | 7.1 | NO. | MASON II | 1005.2 | NO. | 7136.92 |  |  |  | TOTAL FOR 100 SQM |  |  | 2478.79 | 7.1 | NO. | MASON II | 1005.2 | NO. | 7136.92
218 | 50mm DIA | 14.91 | NO |  | 7.1 | NO. | MAZDOOR I | 702.8 | NO. | 4989.88 | [6 empty] | - | 7.1 | NO. | MAZDOOR I | 702.8 | NO. | 4989.88 | [7 empty] | PARTITION WALL
219 | 75mm DIA | 17.58 | NO |  | 21.2 | NO. | MAZDOOR II | 576.8 | NO. | 12228.16 |  |  |  | RATE PER SQM |  |  | 24.7879 | 21.2 | NO. | MAZDOOR II | 576.8 | NO. | 12228.16 | [7 empty] | -
220 | 100mm DIA | 19.3 | NO |  |  | L.S | SUNDRIES |  | L.S | 0 | [6 empty] | = |  | L.S | SUNDRIES |  | L.S | 0 | [5 empty] | 10 | * | B.W IN C.M(1:4) using Chamber burnt Bricks of size 23x11.4x7.5Cm
221 | A.C.DRAIN SPOUT 24" LONG | [8 empty] | - | [12 empty] | ------------------- | [7 empty] | Bricks of size 23x11.4x7.5 cm
222 | 50mm DIA | 15.87 | NO |  |  |  | TOTAL FOR 10 CUM |  |  | 68888.645 | [9 empty] | TOTAL FOR 10 CUM |  |  | 74090.563 | [7 empty] | -
223 | 75mm DIA | 20.16 | NO | [6 empty] | - |  |  | ** | WHITE WASHING TWO COAT | [8 empty] | ------------------- | [5 empty] | 4240 | NOS. | Bricks of size 23x11.4x7.5 cm | 7865.25 | 1000NO. | 33348.66
224 | 100mm DIA | 22.31 | NO |  |  |  | RATE PER CUM |  |  | 6888.8645 |  |  |  | - | [5 empty] | RATE PER CUM |  |  | 7409.0563 | [5 empty] | 1.27 | CUM | CEMENT MORTAR(1:4) | 4326.7 | CUM | 5494.909
225 | G.I. PIPE B CLASS | [8 empty] | = |  | 0.07 | CUM | SLACKED SHELL LIME | 1297 | CUM | 90.79 | [5 empty] | =========== | [5 empty] | 7 | NO. | MASON I | 1076.6 | NO. | 7536.2
226 | 15mmDIA p-51 TO 52 it- | 69.8 | RMT | [8 empty] | 1.6 | NO. | MASON II | 1005.2 | NO. | 1608.32 | [11 empty] | 7.1 | NO. | MASON II | 1005.2 | NO. | 7136.92
227 | 20mm DIA | 98.6 | RMT |  |  | ** | PARTITION WALL OF 110 mm thick |  |  |  |  | 0.5 | NO. | MAZDOOR I | 702.8 | NO. | 351.4 |  | ** | PARTITION WALL OF 112 mm thick | [8 empty] | 7.1 | NO. | MAZDOOR I | 702.8 | NO. | 4989.88
228 | 25mm DIA | 128 | RMT |  |  |  | - |  |  |  |  | 2.7 | NO. | MAZDOOR II | 576.8 | NO. | 1557.36 |  |  | - | [8 empty] | 21.2 | NO. | MAZDOOR II | 576.8 | NO. | 12228.16
229 | 32mm DIA | 151.4 | RMT |  | 1.1 | CUM | PARATITION B.W IN C.M(1:4) | 6888.8645 | CUM | 7577.7509 |  |  | L.S | SUNDRIES FOR BRUSH ETC |  | L.S | 2.09 | 1.12 | CUM | PARATITION B.W IN C.M(1:4) | 7409.0563 | CUM | 8298.1431 | [6 empty] | L.S | SUNDRIES |  | L.S | 0
230 | 40mm DIA | 163 | RMT |  | 1 | NO | MASON I | 1076.6 | NO. | 1076.6 | [6 empty] | - | 1 | NO | MASON I | 1076.6 | NO. | 1076.6 | [10 empty] | -
231 | 50mm DIA | 209 | RMT |  |  | L.S | SUNDRIES |  | L.S | 0 |  |  |  | TOTAL FOR 100 SQM |  |  | 3609.96 |  | L.S | SUNDRIES |  | L.S | 0 | [7 empty] | TOTAL FOR 10 CUM |  |  | 70734.729
232 | 65mm DIA pWD | 244.4 | RMT | [6 empty] | - | [6 empty] | - | [5 empty] | ------------------- | [10 empty] | -
233 | G.I. BEND p-51 S.No-143 it-c | [5 empty] | TOTAL FOR 10 SQM |  |  | 8654.351 |  |  |  | RATE PER SQM |  |  | 36.0996 |  |  | TOTAL FOR 10 SQM |  |  | 9374.7431 | [7 empty] | RATE PER CUM |  |  | 7073.4729
234 | 15mmDIA | 13.6 | NO. | [6 empty] | - | [6 empty] | = | [5 empty] | ------------------- | [10 empty] | =
235 | 20mm DIA | 23.2 | NO. |  |  |  | RATE PER SQM |  |  | 865.4351 |  |  | ** | COLOUR WASHING TWO COATS | [5 empty] | RATE PER SQM |  |  | 937.4743
236 | 25mm DIA | 52 | NO. | [6 empty] | = |  |  |  | - | [8 empty] | =========== | [6 empty] | ** | PARTITION WALL OF 114 mm thick
237 | 32mm DIA | 69.8 | NO. |  |  |  | G.F |  | 9.1168 | 874.5519 |  | 10 | SQM | WHITE WASHING TWO COAT | 36.0996 | SQM | 360.996 |  |  | G.F |  | 9.2826 | 946.7569 | [7 empty] | -
238 | 40mm DIA | 87 | NO. |  |  |  | F.F |  | 18.3722 | 892.9241 |  | 10 | SQM | ADD 50% EXYRA FOR COLOURING | 18.0498 | SQM | 180.498 |  |  | F.F |  | 18.7062 | 965.4631 | [5 empty] | 1.14 | CUM | PARATITION B.W IN C.M(1:4) | 7073.4729 | CUM | 8063.7591
239 | 50mm DIA | 116.3 | NO. |  |  |  | S.F |  |  | 911.2963 |  |  |  | MAATERIAL |  |  | - |  |  | S.F |  | 18.7062 | 984.1693 | [5 empty] | 1 | NO | MASON I | 1076.6 | NO. | 1076.6
240 | 65mm DIA TWAD 16-17 p 25 | 246 | NO. |  |  |  | T.F |  |  | 929.6685 | [6 empty] | 541.494 |  |  | T.F |  | 18.7062 | 1002.8756 | [6 empty] | L.S | SUNDRIES |  | L.S | 0
241 | G.I.COUPLERp-51 it-e | [5 empty] | Fourth Floor |  |  | 948.0407 | 18.3722 |  |  | TOTAL FOR 10 SQM |  |  | - |  |  | Fourth Floor |  | 18.7062 | 1021.5818 | [10 empty] | -
242 | 15mmDIA | 13.6 | NO. |  | 11 | * | B.W IN C.M(1:4) USING 2-B Categery |  |  |  | 966.4129 | [5 empty] | 54.1494 | 11 | * | B.W IN C.M(1:4) USING 2-B Categery | [10 empty] | TOTAL FOR 10 SQM |  |  | 9140.3591
243 | 20mm DIA | 15.9 | NO. |  |  |  | Bricks of size 22x11x7 cm | [6 empty] | RATE PER SQM |  |  | = |  |  | Bricks of size 23x11.2x7 cm | [13 empty] | -
244 | 25mm DIA | 28.6 | NO. |  |  |  | - | [12 empty] | - | [10 empty] | RATE PER SQM |  |  | 914.0359
245 | 32mm DIA | 46.5 | NO. |  | 4800 | NOS. | Bricks of size 22x11x7 cm | 6274.59 | 1000NO. | 30118.032 |  |  | * | COLOUR WASHING TWO COATS OVER |  |  |  | 4600 | NOS. | Bricks of size 23x11.2x7 cm | 7678.25 | 1000NO. | 35319.95 | [10 empty] | =
246 | 40mm DIA | 58.1 | NO. |  | 1.59 | CUM | CEMENT MORTAR(1:4) | 4326.7 | CUM | 6879.453 |  |  |  | ONE COAT OF WHITE WASHING. |  |  |  | 1.59 | CUM | CEMENT MORTAR(1:4) | 4326.7 | CUM | 6879.453 | [7 empty] | G.F |  | 9.4483 | 923.4842
247 | 50mm DIA | 69.8 | NO. |  | 7 | NO. | MASON I | 1076.6 | NO. | 7536.2 |  |  |  | - |  |  |  | 7 | NO. | MASON I | 1076.6 | NO. | 7536.2 | [7 empty] | F.F |  | 19.0403 | 942.5245
248 | 65mm DIA TWAD p 25 | 212 | NO. |  | 7.1 | NO. | MASON II | 1005.2 | NO. | 7136.92 |  | 10 | SQM | WHITE WASHING ONE COAT | 24.7879 | SQM | 247.879 | 7.1 | NO. | MASON II | 1005.2 | NO. | 7136.92 | [7 empty] | S.F |  | 19.0403 | 961.5648
249 | G.I. ELBOWp-51 S.No.119/ it-b |  |  |  | 7.1 | NO. | MAZDOOR I | 702.8 | NO. | 4989.88 |  | 10 | SQM | COLOUR WASHING TWO COATS | 54.1494 | SQM | 541.494 | 7.1 | NO. | MAZDOOR I | 702.8 | NO. | 4989.88 | [7 empty] | T.F |  | 19.0403 | 980.6051
250 | 15mmDIA | 15.9 | NO. |  | 21.2 | NO. | MAZDOOR II | 576.8 | NO. | 12228.16 | [6 empty] | - | 21.2 | NO. | MAZDOOR II | 576.8 | NO. | 12228.16 | [7 empty] | Fourth Floor |  | 19.0403 | 999.6454
251 | 20mm DIA | 25.4 | NO. |  |  | L.S | SUNDRIES |  | L.S | 0 | [6 empty] | 789.373 |  | L.S | SUNDRIES |  | L.S | #VALUE! | [7 empty] | 5th |  | 19.0403 | 1018.6856
252 | 25mm DIA | 58.1 | NO. | [6 empty] | - |  |  |  | TOTAL FOR 10 SQM |  |  | - | [5 empty] | ------------------- | [7 empty] | 6th |  | 19.0403 | 1037.7259
253 | 32mm DIA | 87 | NO. |  |  |  | TOTAL FOR 10 CUM |  |  | 68888.645 | [6 empty] | 78.9373 |  |  | TOTAL FOR 10 CUM |  |  | #VALUE! | [7 empty] | 7th |  | 19.0403 | 1056.7662
254 | 40mm DIA | 98.6 | NO. | [6 empty] | - |  |  |  | RATE PER SQM |  |  | = | [5 empty] | ------------------- | [7 empty] | 8th |  | 19.0403 | 1075.8065
255 | 50mm DIA | 128 | NO. |  |  |  | RATE PER CUM |  |  | 6888.8645 | [9 empty] | RATE PER CUM |  |  | #VALUE! | [7 empty] | 9th |  | 19.0403 | 1094.8468
256 | 65mm DIA TWAD p 25 | 283 | NO. | [6 empty] | = | [12 empty] | =========== | [5 empty] | 11 | * | B.W IN C.M(1:4) USING 2-B Categery |  | 19.0403 | 1113.887
[31 empty] | 0 |  | 19.0403 | 1132.9273 | 12th | 1151.9676
257 | G.I. UNIONp-51 it-A | [12 empty] | WATER SUPPLY | [16 empty] | - |  |  |  | 13th | 1171.0079
258 | 15mmDIA | 58.1 | NO. |  |  | *** | PARTITION WALL OF 70mm thick | [6 empty] | - |  |  |  |  | *** | PARTITION WALL OF 70mm thick | [8 empty] | 4240 | NOS. | Bricks of size 23x11.4x7.5 cm | 7865.25 | 1000NO. | 33348.66
259 | 20mm DIA | 69.8 | NO. |  |  |  | - | [5 empty] | * | LABOUR CHARGE FOR LAYING | [5 empty] | - | [8 empty] | 1.27 | CUM | CEMENT MORTAR(1:4) | 4326.7 | CUM | 5494.909
260 | 25mm DIA | 98.6 | NO. |  | 0.7 | CUM | PRATITION B.W IN C.M(1:4) | 6888.8645 | NO. | 4822.2051 |  |  |  | JOINTING GI PIPE AND SPECIALS |  |  |  | 0.7 | CUM | PRATITION B.W IN C.M(1:4) | #VALUE! | NO. | #VALUE! | [5 empty] | 7 | NO. | MASON I | 1076.6 | NO. | 7536.2
261 | 32mm DIA | 127.5 | NO. |  | 1 | NO | MASON I | 1076.6 | NO. | 1076.6 |  |  |  | BELOW G.L |  |  |  | 1 | NO | MASON I | 1076.6 | NO. | 1076.6 | [5 empty] | 7.1 | NO. | MASON II | 1005.2 | NO. | 7136.92
262 | 40mm DIA | 197.5 | NO. |  |  | L.S | SUNDRIES |  | L.S | 0 |  |  |  | - |  |  |  |  | L.S | SUNDRIES |  | L.S | 0 | [5 empty] | 7.1 | NO. | MAZDOOR I | 702.8 | NO. | 4989.88
263 | 50mm DIA | 266.3 | NO. | [6 empty] | - |  |  | A | 15mm DIA GI PIPE BELOW G.L | [8 empty] | ------------------- | [5 empty] | 21.2 | NO. | MAZDOOR II | 576.8 | NO. | 12228.16
264 | 65mm DIA | 558 | NO. |  |  |  | TOTAL FOR 10 SQM |  |  | 5898.8051 |  |  |  | - | [5 empty] | TOTAL FOR 10 SQM |  |  | #VALUE! | [5 empty] | 0 | L.S | SUNDRIES |  | L.S | 0
265 | G.I. PLUG | [8 empty] | - |  | 8.1 | CUM | E.W EXCLUDING REFILLING | 235.2 | CUM | 1905.12 | [5 empty] | ------------------- | [5 empty] | 0 |  |  |  |  | -
266 | 15mmDIA | 1.8 | NO. |  |  |  | RATE PER SQM |  |  | 589.8805 |  | 8.1 | CUM | REFILLING CHARGE | 41.02 | CUM | 332.262 |  |  | RATE PER SQM |  |  | #VALUE! | [5 empty] | 0 |  | TOTAL FOR 10 CUM |  |  | 70734.729
267 | 20mm DIA | 2.9 | NO. | [6 empty] | = |  | 30 | RMT | CONVEYING,LOWERING ANDLAYING | 5 | RMT | 150 | [5 empty] | =========== | [10 empty] | -
268 | 25mm DIA | 4 | NO. |  |  |  | G.F |  |  | 595.6821 |  |  |  | TO PROPER GRADEAND | [5 empty] | G.F |  | 5.8016 | #VALUE! | [7 empty] | RATE PER CUM |  |  | 7073.4729
269 | 32mm DIA | 6.86 | NO. |  |  |  | F.F |  |  | 607.3735 |  |  |  | ALIGNMENT,JOINTING | [5 empty] | F.F |  | 11.6914 | #VALUE! | [10 empty] | =
270 | 40mm DIA | 9.15 | NO. |  |  |  | S.F |  |  | 619.0649 |  |  |  | ETC BUT EXCLUDING COST OF | [5 empty] | S.F |  | 11.6914 | #VALUE!
271 | 50mm DIA | 14.59 | NO. |  |  |  | T.F |  |  | 630.7563 |  |  |  | JOINTING MATERIALS. | [5 empty] | T.F |  | 11.6914 | #VALUE!
[7 empty] | Forth Floor |  |  | 642.4477 | [9 empty] | Forth Floor |  | 11.6914 | #VALUE! | [6 empty] | *** | PARTITION WALL OF 75mm thick
272 | 65mm DIA | 21.74 | NO. |  |  |  | PARTITION WALL |  |  |  |  | 8 | NO | CUTTING CHARGES | 7.1 | NO | 56.8 | [13 empty] | -
273 | G.I. TEE p-51 it-D | [5 empty] | ============== |  |  |  |  | 8 | NO | THREADING CHARGES | 10 | NO | 80 | [11 empty] | 0.75 | CUM | PRATITION B.W IN C.M(1:4) | 7073.4729 | NO. | 5305.1047
274 | 15mmDIA | 28.6 | NO. |  | 12 | * | B.W IN C.M(1:4) USING 4-A Categery |  |  |  |  | 1 | L.S | COST OF JOINTING MATERIALS | 12.1 | L.S | 12.1 | [11 empty] | 1 | NO | MASON I | 1076.6 | NO. | 1076.6
275 | 20mm DIA | 34.7 | NO. |  |  |  | Bricks of size 22X11X5Cm |  |  |  |  | 1 | L.S | SUNDRIES |  | L.S | 0 | [12 empty] | L.S | SUNDRIES |  | L.S | 0
276 | 25mm DIA | 81.4 | NO. |  |  |  | - | [9 empty] | - | [16 empty] | -
277 | 32mm DIA | 98.6 | NO. |  | 6570 | NOS. | Bricks of size 22X11X5 cm | 4931.59 | 1000NO. | 32400.5463 |  |  |  | TOTAL FOR 30M |  |  | 2536.282 | [13 empty] | TOTAL FOR 10 SQM |  |  | 6381.7047
278 | 40mm DIA | 110.2 | NO. |  | 1.91 | CUM | CEMENT MORTAR(1:4) | 4326.7 | CUM | 8263.997 | [6 empty] | - | [16 empty] | -
279 | 50mm DIA | 139.8 | NO. |  | 7 | NO. | MASON I | 1076.6 | NO. | 7536.2 |  |  |  | RATE PER RMT |  |  | 84.5427 | [13 empty] | RATE PER SQM |  |  | 638.1705
280 | 65mm DIA twad p25 | 368 | NO. |  | 3.6 | NO. | MASON II | 1005.2 | NO. | 3618.72 | [6 empty] | - | [16 empty] | =
281 | G.I.HEX NIPPLEp-53 it-I |  |  |  | 7.1 | NO. | MAZDOOR I | 702.8 | NO. | 4989.88 |  |  | B | 20mm DIA GI PIPE BELOW G.L | [16 empty] | G.F |  | 6.216 | 644.3865
282 | 15mmDIA | 23.2 | NO. |  | 14.1 | NO. | MAZDOOR II | 576.8 | NO. | 8132.88 |  |  |  | - | [16 empty] | F.F |  | 12.5265 | 656.913
283 | 20mm DIA | 34.7 | NO. |  |  | L.S | SUNDRIES |  | L.S | 0 |  | 8.1 | CUM | E.W EXCLUDING REFILLING | 235.2 | CUM | 1905.12 | [13 empty] | S.F |  | 12.5265 | 669.4395
284 | 25mm DIA | 43.7 | NO. | [6 empty] | - |  | 8.1 | CUM | REFILLING CHARGE | 41.02 | CUM | 332.262 | [13 empty] | T.F |  | 12.5265 | 681.966
285 | 32mm DIA | 58.1 | NO. |  |  |  | TOTAL FOR 10 CUM |  |  | 64942.2233 |  | 30 | RMT | CONVEYING,LOWERING ANDLAYING | 5 | RMT | 150 | [13 empty] | Forth Floor |  | 12.5265 | 694.4925 |  |  | 3.0608
286 | 40mm DIA | 69.8 | NO. | [6 empty] | - |  |  |  | TO PROPER GRADEAND | [16 empty] | 5th | 707.019 | 12.5265 | 707.019
287 | 50mm DIA | 87 | NO. |  |  |  | RATE PER CUM |  |  | 6494.2223 |  |  |  | ALIGNMENT,JOINTING | [16 empty] | 6th | 719.5455 | 12.5265 | 719.5455
288 | 65mm DIA twad p25 | 183 | NO. | [6 empty] | = |  |  |  | ETC BUT EXCLUDING COST OF | [16 empty] | 7th | 732.072 | 12.5265 | 732.072
289 | G.M. FERRULE | [12 empty] | JOINTING MATERIALS. | [16 empty] | 8th | 744.5985 | 12.5265 | 744.5985
290 | 15mmDIA | 158.92 | NO. |  |  | * | PARTITION WALL OF 50mmTHICK |  |  |  |  | 8 | NO | CUTTING CHARGES | 7.1 | NO | 56.8 | [13 empty] | 9th | 757.125 | 12.5265 | 757.125
291 | 20mm DIA | 263.04 | NO. |  |  |  | - |  |  |  |  | 8 | NO | THREADING CHARGES | 10.2 | NO | 81.6 | [14 empty] | 769.6515 | 12.5265 | 769.6515
292 | 25mm DIA |  |  |  | 0.5 | CUM | PRATITION B.W IN C.M(1:4) | 6494.2223 | NO. | 3247.1112 |  | 1 | L.S | COST OF JOINTING MATERIALS | 12.1 | L.S | 12.1 |  |  | Standardised concrete mix M20 | [7 empty] | Standardised concrete mix M30 |  |  |  | 782.178 | 12.5265 | 782.178
293 | SCRAPING THE OLD PLASTER SURFACE * p30/108/338 | 3.2 | NO. |  | 1 | NO | MASON I | 1076.6 | NO. | 1076.6 |  | 1 | L.S | SUNDRIES |  | L.S | 0 | 16.1 | * | CEMENT CONCRETE(1:2:4) FOR |  |  |  |  | 16.1 | * |  | CEMENT CONCRETE(1:2:4) FOR |  |  |  | 794.7045 | 12.5265 | 794.7045
294 | WASHING PLASTERED AREA WITH SOAP&SODA WATER *p30/109/339 | 4 | NO. |  |  | L.S | SUNDRIES |  | L.S | 0 | [6 empty] | - |  |  | PETTY WORKS EXCLUDING COST | [7 empty] | PETTY WORKS EXCLUDING COST |  |  |  | 807.231 | 12.5265 | 807.231
295 | PILE DRIVING CHARGES FOR 330mmDIA/375mm DIA | 350 | 375 | [6 empty] | - |  |  |  | TOTAL FOR 30M |  |  | 2537.882 |  |  | OF STEEL M 2 | [7 empty] | OF STEEL M 2 |  |  |  | 819.7575 | 12.5265 | 819.7575
296 | PILE DRIVING CHARGES FOR 400mmDIA/450mm DIA | 400 | 425 |  |  |  | TOTAL FOR 10 SQM |  |  | 4323.7112 | [6 empty] | - |  |  | - | [7 empty] | - |  |  |  | 832.284 | 12.5265 | 832.284
297 | PILE DRIVING CHARGES FOR 500mmDIA/600mm DIA | 450 | 500 | [6 empty] | - |  |  |  | RATE PER RMT |  |  | 84.5961 | 0.01 | CUM | Standardised concrete mix M20 using 20mmHB JELLY ( witt out vibrating charges) | 8712.644 | CUM | 87.1264 |  | 0.01 | CUM |  | Standardised concrete mix M30 using 20mmHB JELLY ( witt out vibrating charges) | 9237.1736 | CUM | 92.3717 | ¦ |  | ¦
298 | 15mmDIA G.M.CHEKVALUE | 77.82 | NO. |  |  |  | RATE PER SQM |  |  | 432.3711 | [6 empty] | - | 0.01 | CUM | SUNDRIES FOR MOULDING |  | L.S | 1.15 |  | 0.01 | CUM |  | SUNDRIES FOR MOULDING |  | L.S | 1.15 | ¦ |  | ¦
299 | 20mm DIA G.M.CHEKVALUE | 99.74 | NO. | [6 empty] | = |  |  | C | 25mm DIA GI PIPE BELOW G.L | [5 empty] | FINISHING,OIL ETC | [7 empty] | FINISHING,OIL ETC |  |  |  | ¦ |  | ¦
300 | 25mm DIA | 165 | NO. |  |  |  | G.F |  |  | 436.5151 |  |  |  | - | [8 empty] | - | [7 empty] | - | ¦ |  | ¦
301 | 32mm DIA | 258 | NO. |  |  |  | F.F |  |  | 444.8661 |  | 8.1 | CUM | E.W EXCLUDING REFILLING | 235.2 | CUM | 1905.12 |  |  | TOTAL FOR .01 CUM |  |  | 88.2764 |  |  |  |  | TOTAL FOR .01 CUM |  |  | 93.5217 | ¦ |  | ¦
302 | 40mm DIA | 298 | NO. |  |  |  | S.F |  |  | 453.2171 |  | 8.1 | CUM | REFILLING CHARGE | 41.02 | CUM | 332.262 | [5 empty] | - | [7 empty] | - | ¦ |  | ¦
303 | 50mm DIA | 398 | NO. |  |  |  | T.F |  |  | 461.5681 | 8.351 | 30 | RMT | CONVEYING,LOWERING ANDLAYING | 5 | RMT | 150 |  |  | RATE PER CUM |  |  | 8828 |  |  |  |  | RATE PER CUM |  |  | 9352 | ¦ |  | ¦
304 | 65mm DIA |  | NO. |  |  |  | Fourth Floor |  |  | 469.9191 | 8.351 |  |  | TO PROPER GRADEAND | [17 empty] | ¦ |  | ¦
[7 empty] | 5 |  |  | 478.2701 | 8.351 | [11 empty] | = | [7 empty] | =
[7 empty] | 6 |  |  | 486.6211 | 8.351 | [7 empty] | ** | CC(1:2:4) USING 20mmHB | [5 empty] | ** |  | CC(1:2:4) USING 20mmHB
[7 empty] | 7 |  |  | 494.9721 | 8.351 | [8 empty] | JALLY-50mm THICK | [7 empty] | JALLY-50mm THICK
[7 empty] | 8 |  |  | 503.3231 | 8.351 | [8 empty] | - | [7 empty] | -
[7 empty] | 9 |  |  | 511.6741 | 8.351 | [6 empty] | 0.014 | CUM | C.C(1:2:4)USING 20mmJELLY | 8828 | CUM | 123.592 |  | 0.014 | CUM |  | C.C(1:2:4)USING 20mmJELLY | 9352 | CUM | 130.928
[7 empty] | 10 |  |  | 520.0251 | 8.351 | [8 empty] | FOR PETTY WORKS | [7 empty] | FOR PETTY WORKS
[10 empty] | 528.3761 | 8.351 | [6 empty] | 0.5 | NO | MASON I | 1076.6 | NO | 538.3 |  | 0.5 | NO |  | MASON I | 1076.6 | NO | 538.3
305 | G.M.GATE VALUE (Heavy Duty)p-53it-144 |  | NO. |  | 13.1 | * | FILLING IN BASEMENT WITH |  |  | 536.7271 | 8.351 |  |  | ALIGNMENT,JOINTING |  |  |  | 0.75 | NO | MAZDOOR I | 702.8 | NO | 527.1 |  | 0.75 | NO |  | MAZDOOR I | 702.8 | NO | 527.1 | ¦ |  | ¦
306 | 15mmDIA | 130 | NO. |  |  |  | EXCAVATED EARTH | [6 empty] | ETC BUT EXCLUDING COST OF |  |  |  |  | L.S | SUNDRIES |  | L.S | 0 |  |  | L.S |  | SUNDRIES | 0 | L.S | 0 | ¦ |  | ¦
307 | 20mm DIA | 344 | NO. |  |  |  | - | [6 empty] | JOINTING MATERIALS. | [8 empty] | - | [7 empty] | - | ¦ |  | ¦
308 | 25mm DIA | 582 | NO. |  | 1 | CUM | AS PER SR 85 | 41.02 | CUM | 41.02 |  | 8 | NO | CUTTING CHARGES | 8.5 | NO | 68 |  |  | TOTAL FOR0.372 SQM |  |  | 1188.992 |  |  |  |  | TOTAL FOR0.372 SQM |  |  | 1196.328 | ¦ |  | ¦
309 | 32mm DIA | 746 | NO. | [6 empty] | = |  | 8 | NO | THREADING CHARGES | 21.1 | NO | 168.8 | [5 empty] | - | [7 empty] | - | ¦ |  | ¦
310 | 40mm DIA | 959 | NO. |  | 7.3 | * | DAMP PROOF COURSE IN C.M(1:4),12mm thick |  |  |  |  | 1 | L.S | COST OF JOINTING MATERIALS | 12.1 | L.S | 12.1 |  |  | RATE PER SQM |  |  | 3196.2151 |  |  |  |  | RATE PER SQM |  |  | 3215.9355 | ¦ |  | ¦
311 | 50mm DIA | 1217 | NO. |  |  |  | mixed with Water Proof Compound at 1KG per Bag of Cement |  |  |  |  | 1 | L.S | SUNDRIES |  | L.S | 0 | [5 empty] | = | [7 empty] | = | ¦ |  | ¦
312 | 65mm DIA | 1494 | NO. | [13 empty] | - |  |  | G.F | 3196.2151 | 4.7367 | 3200.9517 |  |  |  |  | G.F | 3215.9355 | 4.7367 | 3220.6722 | ¦ |  | ¦
313 | G.M.WHEELVALUE (Heavy Duty)p-53it-145 |  |  |  | 0.13 | CUM | CEMENT MORTAR(1:4) | 4326.7 | CUM | 562.471 |  |  |  | TOTAL FOR 30M |  |  | 2636.282 |  |  | F.F | 3200.9517 | 9.3258 | 3210.2775 |  |  |  |  | F.F | 3220.6722 | 9.3258 | 3229.998 | ¦ |  | ¦
314 | 15mmDIA | 167 | NO. |  | 0.7 | NO | MASON I | 1076.6 | NO | 753.62 | [6 empty] | - |  |  | S.F | 3210.2775 | 9.3258 | 3219.6033 |  |  |  |  | S.F | 3229.998 | 9.3258 | 3239.3238 | ¦ |  | ¦
315 | 20mm DIA | 137 | NO. |  | 0.7 | NO | MASON II | 1005.2 | NO | 703.64 |  |  |  | RATE PER RMT |  |  | 87.8761 |  |  | T.F | 3219.6033 | 9.3258 | 3228.9291 |  |  |  |  | T.F | 3239.3238 | 9.3258 | 3248.6496 | ¦ |  | ¦
316 | 25mm DIA | 345 | NO. |  | 1.5 | NO | MAZDOOR I | 702.8 | NO | 1054.2 | [6 empty] | - |  |  | FOURTH FLOOR | 3228.9291 | 9.3258 | 3238.2549 |  |  |  |  | FOURTH FLOOR | 3248.6496 | 9.3258 | 3257.9754 | ¦ |  | ¦
317 | 32mm DIA | 503 | NO. |  | 0.5 | NO | MAZDOOR II | 576.8 | NO | 288.4 | [19 empty] | 0 |  | ¦ |  | ¦
318 | 40mm DIA | 640 | NO. |  | 0.94 | Kg | Water Proof Compound | 41.9 | Kg | 39.386 |  |  | * | LABOUR CHARGE FOR LAYING | [17 empty] | ¦ |  | ¦
319 | 50mm DIA | 584 | NO. |  |  |  | SUNDRIES |  | L.S | 0 |  |  |  | JOINTING GI PIPE AND SPECIALS | [17 empty] | ¦ |  | ¦
320 | 65mm DIA |  | NO. | [6 empty] | - |  |  |  | ABOVE G.L | [17 empty] | ¦ |  | ¦
321 | G.I.REDUCER p-52 it-143F |  | NO. |  |  |  | TOTAL FOR 10 SQM |  |  | 3401.717 |  |  |  | - | [17 empty] | ¦ |  | ¦
322 | 15mmDIAX20mmDIA (v) | 20.3 | NO. | [6 empty] | - |  |  | A | 15mm DIA G.I PIPE ABOVE G.L | [17 empty] | ¦ |  | ¦
323 | 15mmDIAX25mmDIA | 11.5 | NO. |  |  |  | RATE PER SQM |  |  | 340.1717 |  |  |  | - | [17 empty] | ¦ |  | ¦
[32 empty] | ¦ |  | ¦
324 | 25mmDIAX20mmDIA (iv) | 28.6 | NO. | [6 empty] | = |  | 30 | RMT | LAYING JOINTING INCLUDING | 5 | RMT | 150 | [14 empty] | ¦ |  | ¦
325 | 50mmDIAX25mmDIA | 56.74 | NO. |  |  | * | C.C(1:2:4)USING 3mm-10mm HBSTONE | [6 empty] | ALIGNING | [17 empty] | ¦ |  | ¦
326 | 50mmDIAX32mmDIA | 56.74 | NO. |  |  |  | JELLY FOR ALL RCCWORK |  |  |  |  | 8 | NO. | CUTTING CHARGES | 7.1 | NO. | 56.8 | [14 empty] | ¦ |  | ¦
327 | G.I.REDUCER TEEp-52 it-143H | [5 empty] | - |  |  |  |  | 8 | NO. | THREADING CHARGES | 10 | NO. | 80 | [14 empty] | ¦ |  | ¦
328 | 15mmDIAX20mmDIA | 69.8 | NO. |  | 9 | CUM | 3mm-10mm HB STONE JELLY | 1617.45 | CUM | 14557.05 |  | 3 | NO. | STONE CUTTER II | 796.6 | NO. | 2389.8 | [14 empty] | ¦ |  | ¦
329 | 15mmDIAX25mmDIA | 15.6 | NO. |  | 3.231 | M.T | CEMENT | 5800 | M.T | 18739.8 |  | 1 | NO. | MADON I | 1076.6 | NO. | 1076.6 | [14 empty] | ¦ |  | ¦
330 | 25mmDIAX20mmDIA | 75.3 | NO. |  | 4.5 | CUM | SAND | 2116.9 | CUM | 9526.05 |  | 2 | NO. | MAZDOOR I | 702.8 | NO. | 1405.6 | [14 empty] | ¦ |  | ¦
331 | 50mmDIAX25mmDIA | 100.3 | NO. |  | 3.5 | NO. | MASON II | 1005.2 | NO. | 3518.2 |  | 1 | NO. | MAZDOOR II | 576.8 | NO. | 576.8 | [14 empty] | ¦ |  | ¦
332 | 50mmDIAX32mmDIA | 100.3 | NO. |  | 21.2 | NO. | MAZDOOR I | 702.8 | NO. | 14899.36 |  |  | L.S | COST OF CLAMPS PLUGS PAINTING |  | L.S | 12.1 | [14 empty] | ¦ |  | ¦
333 | G.I.REDUCER ELBOW p52 it-G |  |  |  | 35.3 | NO. | MAZDOOR II | 576.8 | NO. | 20361.04 |  |  |  | REDOING WORKS ETC | [17 empty] | ¦ |  | ¦
334 | 15mmDIAX20mmDIA | 40.4 | NO. |  |  | L.S | SUNDRIES |  | L.S | 0 |  |  | L.S | SUNDRIES |  | L.S | 0 | [14 empty] | ¦ |  | ¦
335 | 15mmDIAX25mmDIA | 47 | NO. | [6 empty] | - | [6 empty] | - | [14 empty] | ¦ |  | ¦
336 | 25mmDIAX20mmDIA | 52 | NO. |  |  |  | TOTAL FOR 10CUM |  |  | 81601.5 |  |  |  | TOTAL FOR 30 M |  |  | 5747.7 | [14 empty] | ¦ |  | ¦
337 | 32mmX15mmDIA | 36.61 | NO. | [6 empty] | - | [6 empty] | - | [14 empty] | ¦ |  | ¦
338 | 50mmDIAX25mmDIA | 78.71 | NO. |  |  |  | RATE PER CUM |  |  | 8160.16 |  |  |  | RATE PER RMT |  |  | 191.59 | [14 empty] | ¦ |  | ¦
339 | 50mmDIAX32mmDIA | 78.71 | NO. | [13 empty] | - | [14 empty] | 0
340 | P.V.C.PIPE |  | 4KG/SQ.CM |  | 1 | CUM | VIBRATING CHARGES |  |  | 98.98 |  |  | B | 20mm DIA G.I PIPE ABOVE G.L | [17 empty] | ¦ |  | ¦
341 | 15mmDIA OF WALL THICK 2.8mm A.S.T.M (Qtn) | 20.55 | RMT | [6 empty] | - |  |  |  | - | [17 empty] | ¦ |  | ¦
342 | 20mm DIA----DO----2.9mm / 20 mm G.I. pipe | 26 | RMT | 97.7 |  |  | RATE PER CUM with vibrating |  |  | 8259.14 |  | 30 | RMT | LAYING JOINTING INCLUDING | 5 | RMT | 150 | [14 empty] | ¦ |  | ¦
343 | 25mm DIA----DO-----3.4mm | 35 | RMT | [6 empty] | - |  |  |  | ALIGNING | [17 empty] | ¦ |  | ¦
344 | 32mm DIA-----DO----3.6mm | 52 | RMT |  |  | 25a | G.F |  |  | 8385 | 125.86 | 8 | NO. | CUTTING CHARGES | 7.1 | NO. | 56.8 | [14 empty] | ¦ |  | ¦
345 | 40mm DIA----DO----3.7mm | 65 | 21 |  |  | 25b | F.F |  |  | 8632.8 |  | 8 | NO. | THREADING CHARGES | 10.2 | NO. | 81.6 | [14 empty] | ¦ |  | ¦
346 | 50mm DIA----DO----3.9mm | 82 | 37.15 |  |  | 25c | S.F |  |  | 8880.6 |  | 3 | NO. | STONE CUTTER II | 796.6 | NO. | 2389.8 | [14 empty] | ¦ |  | ¦
347 | P.V.C.SOCKET |  |  |  |  | 25d | T.F |  |  | 9128.4 |  | 1 | NO. | MADON I | 1076.6 | NO. | 1076.6 | [14 empty] | ¦:: |  | ¦::
348 | 15mmDIA | 4.19 | NO. | [8 empty] | 2 | NO. | MAZDOOR I | 702.8 | NO. | 1405.6 | [14 empty] | 0
349 | 20mm DIA | 5 | NO. |  | 14.I | * | P.C.C,R.C.C SLAB OF20mm THICK |  |  |  |  | 1 | NO. | MAZDOOR II | 576.8 | NO. | 576.8 | [14 empty] | 0
350 | 25mm DIA | 8.06 | NO. |  |  |  | - | [5 empty] | L.S | COST OF CLAMPS PLUGS PAINTING |  | L.S | 12.1 |  |  | Standardised concrete mix M20 | [7 empty] | Standardised concrete mix M30 |  |  |  | ¦ |  | ¦
351 | 32mm DIA | 11.86 | NO. |  | 0.015 | CUM | C.C(1:2:4)USING3mm-10mm HBG | 8160.16 | CUM | 122.4024 |  |  |  | REDOING WORKS ETC |  |  |  | 14.I | * | P.C.C,R.C.C SLAB OF20mm THICK using standardised concrete mix M20 |  |  |  |  | 14.I | * |  | P.C.C,R.C.C SLAB OF20mm THICK using standardised concrete mix M30 |  |  |  | ¦ |  | ¦
352 | 40mm DIA | 18.88 | NO. |  | 0.5 | NO | MASON I | 1076.6 | NO | 538.3 |  |  | L.S | SUNDRIES |  | L.S | 0 |  |  | - | [7 empty] | - |  |  |  | ¦ |  | ¦
353 | 50mm DIA | 26 | NO. |  | 0.75 | NO | MAZDOOR I | 702.8 | NO | 527.1 | [6 empty] | - | 0.015 | CUM | C.C(1:2:4)USING3mm-10mm HBG | 8243.0287 | CUM | 123.6454 |  | 0.015 | CUM |  | C.C(1:2:4)USING3mm-10mm HBG | 8767.5583 | CUM | 131.5134 | ¦ |  | ¦
354 | P.V.C.ELBOW |  |  |  |  | L.S | SUNDRIES |  | L.S | 0 |  |  |  | TOTAL FOR 30 M |  |  | 5749.3 | 0.5 | NO | MASON I | 1076.6 | NO | 538.3 |  | 0.5 | NO |  | MASON I | 1076.6 | NO | 538.3 | ¦ |  | ¦
355 | 15mmDIA | 5.3 | NO. | [6 empty] | - | [6 empty] | - | 0.75 | NO | MAZDOOR I | 702.8 | NO | 527.1 |  | 0.75 | NO |  | MAZDOOR I | 702.8 | NO | 527.1 | ¦ |  | ¦
356 | 20mm DIA | 6 | NO. |  |  |  | TOTAL FOR 0.743 SQM |  |  | 1187.8024 |  |  |  | RATE PER RMT |  |  | 191.6433 |  | L.S | SUNDRIES |  | L.S | 0 |  |  | L.S |  | SUNDRIES | 0 | L.S | 0 | ¦ |  | ¦
357 | 25mm DIA | 8.5 | NO. | [6 empty] | - | [6 empty] | - | [5 empty] | - | [7 empty] | - | ¦ |  | ¦
358 | 32mm DIA | 12.2 | NO. |  |  |  | RATE PER SQM |  |  | 1598.6573 | [9 empty] | TOTAL FOR 0.743 SQM |  |  | 1189.0454 |  |  |  |  | TOTAL FOR 0.743 SQM |  |  | 1196.9134 | ¦ |  | ¦
359 | 40mm DIA | 17.2 | NO. | [6 empty] | = | [12 empty] | - | [7 empty] | - | ¦ |  | ¦
360 | 50mm DIA | 24.5 | NO. |  |  |  | G.F | 1598.6573 | 2.5409 | 1601.1983 |  |  | C | 25mm DIA G.I PIPE ABOVE G.L | [5 empty] | RATE PER SQM |  |  | 1600.3303 |  |  |  |  | RATE PER SQM |  |  | 1610.9198 | ¦ |  | ¦
361 | P.V.C.TEE | [5 empty] | F.F | 1601.1983 | 5.0027 | 1606.2009 |  |  |  | - | [8 empty] | = | [7 empty] | = | ¦ |  | ¦
362 | 15mmDIA | 7.3 | NO. |  |  |  | S.F | 1606.2009 | 5.0027 | 1611.2036 |  | 30 | RMT | LAYING JOINTING INCLUDING | 5 | RMT | 150 |  |  | G.F | 1600.3303 | 2.5409 | 1602.8712 |  |  |  |  | G.F | 1610.9198 | 2.5409 | 1613.4607 | ¦ |  | ¦
363 | 20mm DIA | 8.5 | NO. |  |  |  | T.F | 1611.2036 | 5.0027 | 1616.2063 |  |  |  | ALIGNING | [5 empty] | F.F | 1602.8712 | 5.0027 | 1607.8739 |  |  |  |  | F.F | 1613.4607 | 5.0027 | 1618.4634 | ¦ |  | ¦
364 | 25mm DIA | 12.2 | NO. |  |  |  | F.F | 1616.2063 | 5.0027 | 1621.209 |  | 8 | NO. | CUTTING CHARGES | 8.5 | NO. | 68 |  |  | S.F | 1607.8739 | 5.0027 | 1612.8766 |  |  |  |  | S.F | 1618.4634 | 5.0027 | 1623.466 | ¦ |  | ¦
[7 empty] | 5 | 1621.209 | 5.0027 | 1626.2117 | [9 empty] | T.F | 1612.8766 | 5.0027 | 1617.8793 |  |  |  |  | T.F | 1623.466 | 5.0027 | 1628.4687
[7 empty] | 6 | 1626.2117 | 5.0027 | 1631.2144 | [9 empty] | F.F | 1617.8793 | 5.0027 | 1622.882 |  |  |  |  | F.F | 1628.4687 | 5.0027 | 1633.4714
[7 empty] | 7 | 1631.2144 | 5.0027 | 1636.2171 | [9 empty] | 5 | 1622.882 | 5.0027 | 1627.8847 |  |  |  |  | 5 | 1633.4714 | 5.0027 | 1638.4741
[7 empty] | 8 | 1636.2171 | 5.0027 | 1641.2198 | [9 empty] | 6 | 1627.8847 | 5.0027 | 1632.8874 |  |  |  |  | 6 | 1638.4741 | 5.0027 | 1643.4768
[7 empty] | 9 | 1641.2198 | 5.0027 | 1646.2225 | [9 empty] | 7 | 1632.8874 | 5.0027 | 1637.8901 |  |  |  |  | 7 | 1643.4768 | 5.0027 | 1648.4795
[7 empty] | 10 | 1646.2225 | 5.0027 | 1651.2252 | [9 empty] | 8 | 1637.8901 | 5.0027 | 1642.8928 |  |  |  |  | 8 | 1648.4795 | 5.0027 | 1653.4822
[7 empty] | 11 | 1651.2252 | 5.0027 | 1656.2279 | [9 empty] | 9 | 1642.8928 | 5.0027 | 1647.8955 |  |  |  |  | 9 | 1653.4822 | 5.0027 | 1658.4849
[7 empty] | 12 | 1656.2279 | 5.0027 | 1661.2306 | [9 empty] | 10 | 1647.8955 | 5.0027 | 1652.8982 |  |  |  |  | 10 | 1658.4849 | 5.0027 | 1663.4876
365 | 32mm DIA | 14.7 | NO. |  | 14.II | * | P.C.C,R.C.C SLAB OF40mm THICK |  |  |  |  | 8 | NO. | THREADING CHARGES | 21.1 | NO. | 168.8 |  |  | 11 | 1652.8982 | 0 | 1652.8982 |  |  |  |  | 11 | 1663.4876 | 0 | 1663.4876 | ¦ |  | ¦
366 | 40mm DIA | 24.5 | NO. |  |  |  | - |  |  |  |  | 3 | NO. | STONE CUTTER II | 796.6 | NO. | 2389.8 |  |  | 12 | 1652.8982 | 0 | 1652.8982 |  |  |  |  | 12 | 1663.4876 | 0 | 1663.4876 | ¦ |  | ¦
367 | 50mm DIA | 36.8 | NO. |  | 0.03 | CUM | C.C(1:2:4)USING3mm-10mm HBG | 8160.16 | CUM | 244.8048 |  | 1 | NO. | MADON I | 1076.6 | NO. | 1076.6 | 14.II | * | P.C.C,R.C.C SLAB OF40mm THICK using standardised concrete mix of M20 grade |  |  |  |  | 14.II | * |  | P.C.C,R.C.C SLAB OF40mm THICK using standardised concrete mix of M20 grade |  |  |  | ¦ |  | ¦
368 | P.V.C.REDUCER SOCKET |  |  |  | 0.5 | NO | MASON I | 1076.6 | NO | 538.3 |  | 2 | NO. | MAZDOOR I | 702.8 | NO. | 1405.6 |  |  | - | [7 empty] | - |  |  |  | ¦ |  | ¦
369 | 15mmDIAX20mmDIA | 4.75 | NO. |  | 0.75 | NO | MAZDOOR I | 702.8 | NO | 527.1 |  | 1 | NO. | MAZDOOR II | 576.8 | NO. | 576.8 | 0.03 | CUM | standardised concrete mix M20 | 8243.0287 | CUM | 247.2909 |  | 0.03 | CUM |  | standardised concrete mix M20 | 8767.5583 | CUM | 263.0267 | ¦ |  | ¦
370 | 15mmDIAX25mmDIA | 6.89 | NO. | 0.05625 |  | L.S | SUNDRIES |  | L.S | 0 |  |  | L.S | COST OF CLAMPS PLUGS PAINTING |  | L.S | 12.1 | 0.5 | NO | MASON I | 1076.6 | NO | 538.3 |  | 0.5 | NO |  | MASON I | 1076.6 | NO | 538.3 | ¦ |  | ¦
371 | 25mmDIAX20mmDIA | 6.18 | NO. | [6 empty] | - |  |  |  | REDOING WORKS ETC |  |  |  | 0.75 | NO | MAZDOOR I | 702.8 | NO | 527.1 |  | 0.75 | NO |  | MAZDOOR I | 702.8 | NO | 527.1 | ¦ |  | ¦
372 | 12mmDIAX25mmDIA | 13.29 | NO. |  |  |  | TOTAL FOR 0.743 SQM |  |  | 1310.2048 |  |  | L.S | SUNDRIES |  | L.S | 0 |  | L.S | SUNDRIES | 0 | L.S | 0 |  |  | L.S |  | SUNDRIES | 0 | L.S | 0 | ¦ |  | ¦
373 | 40mmDIAX25mmDIA | 14.11 | NO. | [6 empty] | - | [6 empty] | - | [5 empty] | - | [7 empty] | - | ¦ |  | ¦
374 | 32mmDIAX40mmDIA | 14.69 | NO. |  |  |  | RATE PER SQM |  |  | 1763.3981 |  |  |  | TOTAL FOR 30 M |  |  | 5847.7 |  |  | TOTAL FOR 0.743 SQM |  |  | 1312.6909 |  |  |  |  | TOTAL FOR 0.743 SQM |  |  | 1328.4267 | ¦ |  | ¦
375 | P.V.C.REDUCER TEE | [8 empty] | = | [6 empty] | - | [5 empty] | - | [7 empty] | - | ¦ |  | ¦
376 | 15mmDIAX20mmDIA | 7.3 | NO. |  |  |  | G.F | 1763.3981 | 5.0818 | 1768.4799 |  | 18.095 |  | RATE PER RMT |  |  | 194.9233 |  |  | RATE PER SQM (Foundation and basement) |  |  | 1766.7441 |  |  |  |  | RATE PER SQM (Foundation and basement) |  |  | 1787.9229 | ¦ |  | ¦
377 | 15mmDIAX25mmDIA | 19.05 | NO. |  |  |  | F.F | 1768.4799 | 10.0054 | 1778.4853 |  | 131.04 |  |  |  |  | - | [5 empty] | = | [7 empty] | = | ¦ |  | ¦
378 | 25mmDIAX20mmDIA | 8.5 | NO. |  |  |  | S.F | 1778.4853 | 10.0054 | 1788.4907 |  | 34.464 | * | LABOUR CHARGE FOR LAYING | [5 empty] | G.F | 1766.7441 | 5.0818 | 1771.8259 |  |  |  |  | G.F | 1787.9229 | 5.0818 | 1793.0048 | ¦ |  | ¦
379 | 32mmDIAX25mmDIA | 12.2 | NO. |  |  |  | T.F | 1788.4907 | 10.0054 | 1798.4961 |  | 259.831 |  | JOINTING P.V.C PIPE AND SPECIALS | [5 empty] | F.F | 1771.8259 | 10.0054 | 1781.8313 |  |  |  |  | F.F | 1793.0048 | 10.0054 | 1803.0102 | ¦ |  | ¦
[7 empty] | F.F | 1798.4961 | 10.0054 | 1808.5015 |  | 443.43 | [7 empty] | S.F | 1781.8313 | 10.0054 | 1791.8367 |  |  |  |  | S.F | 1803.0102 | 10.0054 | 1813.0155 | ¦ |  | ¦
380 | 40mmDIAX25mmDIA | 38.35 | NO. |  |  |  | 5 | 1808.5015 | 10.0054 | 1818.5069 |  |  |  | BELOW G.L | [5 empty] | T.F | 1791.8367 | 10.0054 | 1801.8421 |  |  |  |  | T.F | 1813.0155 | 10.0054 | 1823.0209 | ¦ |  | ¦
[7 empty] | 6 | 1818.5069 | 10.0054 | 1828.5122 | [9 empty] | Fourth .floor | 1801.8421 | 10.0054 | 1811.8475 |  |  |  |  | F.F | 1823.0209 | 10.0054 | 1833.0263
[7 empty] | 7 | 1828.5122 | 10.0054 | 1838.5176 | [17 empty] | S.F | 1833.0263 | 0 | 1833.0263
[7 empty] | 8 | 1838.5176 | 10.0054 | 1848.523
[7 empty] | 9 | 1848.523 | 10.0054 | 1858.5284
[7 empty] | 10 | 1858.5284 | 10.0054 | 1868.5338
[7 empty] | 11 | 1868.5338 | 10.0054 | 1878.5392
[7 empty] | 12 | 1878.5392 | 10.0054 | 1888.5445
381 | 32mmDIAX40mmDIA | 14.7 | NO. |  |  |  | Providing CUDDAPPAH SLAB for cupboard | [6 empty] | - | [5 empty] | Providing CUDDAPPAH SLAB for cupboard | [7 empty] | T.F | 0 | 0 | 0 | ¦ |  | ¦
382 | P.V.C.REDUCER ELBOW | [5 empty] | wardrobe, shelves, kitchen sinks, | [12 empty] | wardrobe, shelves, kitchen sinks, | [11 empty] | ¦ |  | ¦
383 | 15mmDIAX20mmDIA | 6 | NO. |  |  |  | hearth slab and sunshade etc., for the | [5 empty] | A | UP 40MM PVC PIPE | [5 empty] | hearth slab and sunshade etc., for the | [11 empty] | ¦ |  | ¦
384 | 15mmDIAX25mmDIA | 9.45 | NO. |  |  |  | following thickness including cost of | [6 empty] | - | [5 empty] | following thickness including cost of | [11 empty] | ¦ |  | ¦
385 | 25mmDIAX20mmDIA | 7.3 | NO. |  |  |  | Cuddappah slab and labour charges for |  |  |  |  | 8.1 | CUM | E.W EXCLUDING REFILLING | 235.2 | CUM | 1905.12 |  |  | Cuddappah slab and labour charges for | [11 empty] | ¦ |  | ¦
386 | 32mmDIAX25mmDIA | 9.7 | NO. |  |  |  | fixing in position etc., all complete |  |  |  |  | 8.1 | CUM | REFILLING CHARGE | 41.02 | CUM | 332.262 |  |  | fixing in position etc., all complete | [11 empty] | ¦ |  | ¦
387 | 40mmDIAX32mmDIA | 12.2 | NO. |  |  |  | (Both sides polished) |  |  |  |  | 30 | RMT | CONVEYING,LOWERING ANDLAYING | 8.1 | RMT | 243 |  |  | (Both sides polished) | [11 empty] | ¦ |  | ¦
388 | 50mmDIAX40mmDIA | 18.3 | NO. |  |  |  | - | - | [5 empty] | TO PROPER GRADE AND | [5 empty] | - | - | [10 empty] | ¦ |  | ¦
389 | C.I.COVER SLAB 18"X18"X56LBS(25Kg) | 538 | NO. |  |  | A. | 20mm Thick slab:- | [6 empty] | ALIGNMENT,JOINTING |  |  |  |  | A. | 40mm Thick slab:- | [11 empty] | ¦ |  | ¦
390 | C.I.COVER SLAB 18"X18"X36LBS(16Kg) | 340 | NO. |  |  |  | ================== | [6 empty] | ETC BUT EXCLUDING COST OF | [5 empty] | ================== | [11 empty] | ¦ |  | ¦
391 | C.I.COVER SLAB 24"X24"X112LBS(50Kg) | 1039 | NO. |  | 10 | Sqm | Cuddappah slab | 366 | Sqm | 3660 |  |  |  | JOINTING MATERIALS. |  |  |  | 10 | Sqm | Cuddappah slab | 397 | Sqm | 3970 | [8 empty] | ¦ |  | ¦
392 | C.I.STEEPS(5Kg) | 226 | NO. |  | 1 | No. | Mason Ist | 1076.6 | Each | 1076.6 |  | 8 | NO | CUTTING CHARGES | 7.1 | NO | 56.8 | 1 | No. | Mason Ist | 1076.6 | Each | 1076.6 | [8 empty] | ¦ |  | ¦
393 | C.I..BRACKET FOR W.B. | 31 | PAIR |  | 1 | No. | Mazdoor Ist | 702.8 | Each | 702.8 |  | 8 | NO | THREADING CHARGES | 10.2 | NO | 81.6 | 1 | No. | Mazdoor Ist | 702.8 | Each | 702.8 | [8 empty] | ¦ |  | ¦
394 | BRASS TAP 15mm / 12 mm dia (HEAVY) p - 53 it-146 | 202 | NO. |  |  | L.S | Packing with C.M., Scaffolding |  | L.S | 120 |  | 1 | L.S | COST OF JOINTING MATERIALS | 4 | L.S | 4 |  | L.S | Packing with C.M., Scaffolding | 0 | L.S | 120 | [8 empty] | ¦ |  | ¦
395 | C.P.TAP15mm DIA | 82.2 | NO. |  |  |  | and Polishing etc., |  |  | - |  | 1 | L.S | SUNDRIES |  | L.S | 0 |  |  | and Polishing etc., |  |  | - | [8 empty] | 0
396 | C.P.WASTE PLUGE WITH ALU CHAIN 32mm DIA | 57.51 | NO. |  |  |  | Total for Ten sqm |  |  | 5559.4 | [6 empty] | - |  |  | Total for Ten sqm |  |  | 5869.4 | [8 empty] | ¦ |  | ¦
397 | P.V.C. WASTE PIPE32mmDIA 2.5'LONG | 30 | NO. | [6 empty] | - |  |  |  | TOTAL FOR 30M |  |  | 2622.782 | [5 empty] | - | [8 empty] | ¦ |  | ¦
398 | P.V.C.FLUSHING PIPE 32mm DIA 6'LONG | 57.51 | NO. |  |  |  | Rate for one SQM |  |  | 555.94 | [6 empty] | - |  |  | Rate for one SQM |  |  | 586.94 | [8 empty] | ¦ |  | ¦
399 | P.V.C. CONECTION 1/2"X15" | 20 | NO. |  |  |  | G.F | 555.94 | 2.5172 | 558.4572 |  |  |  | RATE PER RMT |  |  | 87.4261 |  |  | G.F | 5.0344 | 42.338 | 591.9744 | [8 empty] | ¦ |  | ¦
400 | ALU TOWEL RAIL 12mm ,2'LONG | 21.92 | NO. |  |  |  | F.F | 558.4572 | 4.956 | 563.4132 |  |  | * | CONSTRN. OF INSPECTION | [5 empty] | F.F | 9.912 | 32.759 | 601.8864 | [8 empty] | ¦ |  | ¦
401 | ALU TOWEL RAIL 20mm ,2'LONG | 128 | NO. |  |  |  | S.F | 563.4132 | 4.956 | 568.3692 |  |  |  | CHAMBER OF SIZE 60X60X60cm | [5 empty] | S.F | 9.912 | 32.759 | 611.7984 | [8 empty] | ¦ |  | ¦
402 | P.V.C. LOW LEVEL CISTERN 10 LITCAPACITY p-68 220a | 847 | NO. |  |  |  | T.F | 568.3692 | 4.956 | 573.3252 |  |  |  | - | [5 empty] | T.F | 9.912 | 32.759 | 621.7104 | [8 empty] | ¦ |  | ¦
[7 empty] | FOURTH FLOOR | 573.3252 | 4.956 | 578.2812 | [9 empty] | FOURTH FLOOR | 9.912 | 2.436 | 631.6224 | [8 empty] | ¦:: |  | ¦::
403 | P.V.C. S.D TAP 15mm DIA | 21 | NO. |  |  |  | 5th | 578.2812 | 4.956 | 583.2372 |  | 1.08 | CUM | E.W AND REFILLING | 248.8733 | CUM | 268.7832 | 15.2 | A. | 40mm Thick slab:- for sun shade only |  |  | 641.5344 | [8 empty] | 0
404 | E.W.C./SEAT COVER BLACK(H) | 150 | NO. |  |  |  | 6th | 583.2372 | 4.956 | 588.1932 |  | 0.216 | CUM | C.C(1:8:16)USING 40mmB.J METEL | 4934.85 | CUM | 1065.9276 | [14 empty] | 0
405 | EVERITE CLAMP IRON CLAMP P-59 (Sl.No.212) (Special clamp) | 21.2 | NO. |  |  |  | 7th | 588.1932 | 4.956 | 593.1492 |  | 0.487 | CUM | B.W IN C.M(1:5) | 7673.396 | CUM | 3736.9439 | [14 empty] | ¦ |  | ¦
406 | 150mm AL.HANDLE WITH CP SCREWS/DOOR STOPPER (PWD LR) p-47 it-104b/107 | 50.9 | 43.8 | it-99 p-46 |  |  | 8th | 593.1492 | 4.956 | 598.1052 |  | 5.36 | SQM | PLASTERING IN C.M(1:3) 12 mmT.K | 287.8318 | SQM | 1542.7784 | [14 empty] | ¦ |  | ¦
407 | C.P.STOPCOCK 20mM DIA 500 gm | 208.5 | NO. |  |  |  | 9 | 598.1052 | 4.956 | 603.0612 |  | 0.032 | CUM | R.C.C(1:2:4) PETTY WORKS | 8879 | CUM | 284.128 | [14 empty] | ¦ |  | ¦
408 | C.P.STOPCOCK 15mM DIA 300gm P 54 | 148.4 | NO. | [10 empty] | (50mmT.K PCC SLAB) | [17 empty] | ¦ |  | ¦
409 | CERAMIC-FLOOR TILES WHITE/PLAINCOLOUR-6MM tk (PWD LR) p40 it 5i (32.2/0.093025) | 346.14 | SQM | [9 empty] | L.S | SUNDRIES FOR MOULDIN ETC |  | L.S | 2.92 | [14 empty] | ¦ |  | ¦
410 | Glazed-WALL TILES PLAINCOLOUR-6MM T.K (PWD LR) 100x200x6mm item no. 11(ii) | 385 | SQM | 385 | 15.2 | A. | 40mm Thick slab:- for sun shade only |  |  | 583.2372 | [6 empty] | - | [14 empty] | ¦ |  | ¦
411 | G.M.VALUE WITH POLYTHENE BALL OF 15mmDIA | 75 | NO. |  |  |  | ================== | [6 empty] | TOTAL FOR ONE NUMBER |  |  | 6901.4811 | [14 empty] | ¦ |  | ¦
412 | G.M.VALUE WITH POLYTHENE BALL OF 20mmDIA | 125 | NO. |  | 1 | Sqm | Cuddappah slab | 397 | Sqm | 397 | [6 empty] | - | [14 empty] | ¦ |  | ¦
413 | G.M.VALUE WITH POLYTHENE BALL OF 25mmDIA | 190 | NO. |  | 0.75 | No. | Mason Ist | 1076.6 | Each | 807.45 |  |  | * | CONSTRN. OF INSPECTION | [17 empty] | ¦ |  | ¦
414 | C.P. SHOWER ROSE 1/2"X4" | 16 | NO. |  | 0.75 | No. | Mazdoor Ist | 702.8 | Each | 527.1 |  |  |  | CHAMBER OF SIZE 60X60X75cm | [17 empty] | ¦ |  | ¦
415 | TARRED HEMP YARN p- 58 /194 | 11.6 | Kg |  | 0.5 | No. | StonecutterII | 796.6 | Each | 398.3 |  |  |  | - | [17 empty] | ¦ |  | ¦
416 | WHITE / Colour CEMENT (PWD LR) average p-41 it22+23/2 | 24.5 | Kg | 49 |  | L.S | Packing with C.M., Scaffolding |  | L.S | 53.5 |  | 1.3 | CUM | E.W AND REFILLING | 248.8733 | CUM | 323.5353 | [14 empty] | ¦ |  | ¦
| WHITE CEMENT (PWD LR) p-41 /9 | 22.2 | Kg | 24.5 |  |  | and Polishing etc., |  |  | - | [21 empty] | ¦ |  | ¦
417 | COLOUR CEMENT (PWD LR)p-41/10 | 26.8 | Kg |  |  |  | Total for one sqm |  |  | 2183.35 |  | 0.216 | CUM | C.C(1:8:16)USING 40mmB.J METEL | 4934.85 | CUM | 1065.9276 | [14 empty] | 0
418 | BRASS HEX NIPPLE15mm DIA | 7.5 | NO | [6 empty] | - |  | 0.601 | CUM | B.W IN C.M(1:5) | 7673.396 | CUM | 4611.711 | [14 empty] | ¦ |  | ¦
419 | BRASS HEX NIPPLE 20mm DIA | 16 | NO | COLOUR |  |  | G.F | 2183.35 | 5.0344 | 2188.3844 |  | 6.35 | SQM | PLASTERING IN C.M(1:3) 12 mmT.K | 287.8318 | SQM | 1827.7319 | [14 empty] | ¦ |  | ¦
420 | E.W.C. WITH S TRAP it-162( 1)p-54 | 3030 | SET | 3420 |  |  | F.F | 2188.3844 | 9.912 | 2198.2964 |  | 0.032 | CUM | R.C.C(1:2:4) PETTY WORKS | 8879 | CUM | 284.128 | [14 empty] | ¦ |  | ¦
421 | ANGLO INDIAN WATER CLOSET WITH P OR S TRAP | 805 | SET |  |  |  | S.F | 2198.2964 | 9.912 | 2208.2084 |  |  |  | (50mmT.K PCC SLAB) | [17 empty] | ¦ |  | ¦
422 | I.W.C. 18" WITH P OR S TRAP WITH FOOT REST | 257 | SET |  |  |  | T.F | 2208.2084 | 9.912 | 2218.1204 |  |  | L.S | SUNDRIES FOR MOULDIN ETC |  | L.S | 2.1 | [14 empty] | ¦ |  | ¦
423 | PORCELIN FOOT REST | 53 | NO |  |  |  | FOURTH FLOOR | 2218.1204 | 9.912 | 2228.0324 | [6 empty] | - | [14 empty] | ¦ |  | ¦
424 | WASH BASIN 480x400mm without pedastal it-169 p-55 | 1640 | NO |  | 15.1 | C. | 20mm Thick slab:- For kitchen arrangements only | [6 empty] | TOTAL FOR ONE NUMBER |  |  | 8115.1339 | [14 empty] | ¦ |  | ¦
425 | FLATE BACK URINAL FOR MEN | 196 | NO |  |  |  | ================== | [9 empty] | - | [14 empty] | ¦ |  | ¦
426 | FLATE BACK URINAL FOR WOMEN it-173 I -p-55 | 922 | NO |  | 10 | Sqm | Cuddappah slab (One side polised).it-100 p-19 | 366 | Sqm | 3660 |  |  | * | CONSTRUCTION OF LEACH PIT AS | [17 empty] | ¦ |  | ¦
427 | P.V.C. SOIL PIPE 110mm DIA | 193.05 | 120.54 |  | 0.12 | CUM | C.M 1:3 | 5022.7 | CUM | 602.724 |  |  |  | PER SD NO 49/77 | [17 empty] | ¦ |  | ¦
428 | P.V.C. SOIL PIPE 75mm DIA | 115.85 | RMT |  | 1 | No. | Mason Ist | 1076.6 | Each | 1076.6 |  |  |  | - | [17 empty] | ¦ |  | ¦
429 | P.V.C. SOIL PIPE 50mm DIA |  | RMT |  | 1 | No. | Mazdoor Ist | 702.8 | Each | 702.8 |  | 10.37 | CUM | E.W ONLY | 235.2 | CUM | 2439.024 | [14 empty] | ¦ |  | ¦
430 | P.V.C. SOIL BENDWITH DOOR 110mm DIA Qtn | 76 | NO. |  |  | L.S | Packing with C.M., Scaffolding |  | L.S | 0.33 |  | 0.65 | CUM | C.C(1:8:16)USING 40mm HBS | 4934.85 | CUM | 3207.6525 | [14 empty] | ¦ |  | ¦
431 | P.V.C. SOIL BENDWITH DOOR 75mm DIA | 45 | NO. |  |  |  | and Polishing etc., |  |  | - |  | 1.14 | CUM | B.W. IN C.M(1:6) USING COUNTRY BRICK | 7153.2042 | CUM | 8154.6528 | [14 empty] | ¦ |  | ¦
432 | P.V.C. SOIL BENDWITH DOOR 50mm DIA | 33 | NO. |  |  |  | Total for TEN sqm |  |  | 6042.454 |  | 0.85 | CUM | DRY BRICK WORK | 6175.9292 | CUM | 5249.5398 | [14 empty] | 0
433 | P.V.C. SOIL SHOE 110mm DIA p-104 it -N | 71 | NO. | [6 empty] | - |  | 0.98 | CUM | 40mm HBS JELLY | 2288.78 | CUM | 2243.0044 | [14 empty] | ¦ |  | ¦
434 | P.V.C. SOIL SHOE 75mm DIA | 36.52 | NO. |  |  |  | RATE for one sqm |  |  | 604.2454 |  | 2.68 | CUM | SAND FOR FILLING | 2116.9 | CUM | 5673.292 | [14 empty] | ¦ |  | ¦
435 | P.V.C. SOIL SHOE 50mm DIA |  | NO. |  |  |  | G.F | 604.2454 | 2.5172 | 606.7626 |  | 7.24 | SQM | PLASTERING IN C.M(1:5)12mm T.K | 272.2414 | SQM | 1971.0277 | [14 empty] | ¦ |  | ¦
436 | P.V.C. SOIL BEND W.O.D 110mm DIA p-102 it F by pasting | 88.6 | 93.72 |  |  |  | F.F | 606.7626 | 4.956 | 611.7186 |  | 1 | NO. | SUPPLY OF 100mmS.W TEE | 125.6 | NO. | 125.6 | [14 empty] | ¦ |  | ¦
437 | P.V.C. SOIL BEND 75mm DIA | 59.2 | NO. |  |  |  | S.F | 611.7186 | 4.956 | 616.6746 |  | 0.136 | CUM | R.C.C.(1:2:4) FOR PETTY WORK | 8879 | CUM | 1207.544 | [14 empty] | ¦ |  | ¦
438 | P.V.C. SOIL BEND 50mm DIA | 30.25 | NO. |  |  |  | T.F | 616.6746 | 4.956 | 621.6306 |  |  |  | PCC-75MM T.K SLAB | [17 empty] | ¦ |  | ¦
439 | P.V.C. SOIL YEE 110mm DIA it-G p-103 by pasting | 142.2 | NO. |  |  |  | FOURTH FLOOR | 621.6306 | 4.956 | 626.5866 |  |  | L.S | SUNDRIES FOR MOULDIN ETC |  | L.S | 2.24 | [14 empty] | ¦ |  | ¦
440 | P.V.C. SOIL YEE 75mm DIA | 88.6 | NO. |  | 16.1 | * | CEMENT CONCRETE(1:2:4) FOR | [9 empty] | - | [14 empty] | ¦ |  | ¦
441 | P.V.C. SOIL YEE 50mm DIA |  | NO. |  |  |  | PETTY WORKS EXCLUDING COST | [6 empty] | TOTAL FOR ONE NUMBER |  |  | 30273.5772 | [14 empty] | ¦ |  | ¦
442 | P.V.C. SOIL YEEWITH DOOR 110mm DIA it-H p-103 single | 166 | NO. |  |  |  | OF STEEL | [9 empty] | - | [14 empty] | ¦ |  | ¦
443 | P.V.C. SOIL YEEWITH DOOR 75mm DIA | 106.6 | NO. |  |  |  | - | [5 empty] | * | CONSTRUCTION OF DISPERSION | [17 empty] | ¦ |  | ¦
[5 empty] | 0.01 | CUM | C.C(1:2:4)USING 20mmHB JELLY | 8764.347 | CUM | 87.6435 | [21 empty] | ¦ |  | ¦
444 | P.V.C. SOIL YEEWITH DOOR 50mm DIA |  | NO. |  | 0.01 | CUM | SUNDRIES FOR MOULDING |  | L.S | 1.15 |  |  |  | TRENCH OF SIZE 3MX1MX1M |  |  |  | 4.2 | * | Standardised concrete mix M20 | [7 empty] | 4.2 | * | Standardised concrete mix M30
445 | P.V.C. SOIL DOUBLE YEE WITH DOOR 110mm ( double) it-K | 254 | NO. |  |  |  | FINISHING,OIL ETC | [6 empty] | - | [5 empty] | JELLY FOR ALL WATER RETAINING | [9 empty] | JELLY FOR ALL WATER RETAINING
446 | P.V.C. SOIL DOUBLE YEE WITH DOOR 75mm | 177 | NO. | [6 empty] | - |  | 3 | CUM | E.W EXCAVATION | 235.2 | CUM | 705.6 |  |  | STRUCTURES AND R.C.C DOOR FRAMES | [9 empty] | STRUCTURES AND R.C.C DOOR FRAMES
447 | P.V.C. SOIL DOUBLE YEE WITH DOOR 50mm |  | NO. |  |  |  | TOTAL FOR .01 CUM |  |  | 88.7935 |  | 2.4 | CUM | SUPPLY OF 40mmB.J. METEL | 1354.95 | CUM | 3251.88 |  |  | - | [9 empty] | -
448 | P.V.C. SOIL TEE 110mm DIA it C P-102 | 136 | NO. | [6 empty] | - |  | 5 | NO. | 100mm DIA S.W.PIPE | 62.2 | NO. | 311 | 8.3 | CUM | 3-10mmH.B.JELLY | 1617.45 | CUM | 13424.835 |  |  |  |  | 8.3 | CUM | 3-10mmH.B.JELLY | 1617.45 | CUM | 13424.835
449 | P.V.C. SOIL TEE 75mm DIA | 82.8 | NO. |  |  |  | RATE PER CUM |  |  | 8879 |  |  |  | SUNDRIES |  | L.S | 0.08 | 3.25 | M.T | CEMENT | 5800 | M.T | 18850 |  |  |  |  | 4 | M.T | CEMENT | 5800 | M.T | 23200
450 | P.V.C. SOIL TEE 50mm DIA |  | NO. | [13 empty] | - | 4.79 | CUM | SAND | 2116.9 | CUM | 10139.951 |  |  |  |  | 4.79 | CUM | SAND | 2116.9 | CUM | 10139.951
451 | P.V.C. SOIL TEE WITH DOOR 110mm DIA (single) it-D P-102 | 159.8 | NO. | [6 empty] | = |  |  |  | TOTAL FOR ONE NUMBER |  |  | 4268.56 | 3.5 | NO. | MASON II | 1005.2 | NO. | 3518.2 |  |  |  |  | 3.5 | NO. | MASON II | 1005.2 | NO. | 3518.2
452 | P.V.C. SOIL TEE WITH DOOR 75mm DIA | 106.6 | NO. |  |  | ** | CC(1:2:4) USING 20mmHB | [9 empty] | - | 21.2 | NO. | MAZDOOR I | 702.8 | NO. | 14899.36 |  |  |  |  | 21.2 | NO. | MAZDOOR I | 702.8 | NO. | 14899.36
453 | P.V.C. SOIL TEE WITH DOOR 50mm DIA |  | NO. |  |  |  | JALLY-50mm THICK | [10 empty] | 35.3 | NO. | MAZDOOR II | 576.8 | NO. | 20361.04 |  |  |  |  | 35.3 | NO. | MAZDOOR II | 576.8 | NO. | 20361.04
454 | P.V.C. SOIL SLOTTED COWL 110mm DIA it-N P-104 | 70 | NO. |  |  |  | - | [5 empty] | * | CONSTRUCTION OF SEPTIC TANK |  |  |  | 19.5 |  | Plasticiser | 42.4 | L.S | 826.8 |  |  |  |  | 40 |  | Plasticiser | 42.4 | L.S | 1696
455 | P.V.C. SOIL SLOTTED COWL PIPE 75mm DIA | 47.3 | NO. |  | 0.014 | CUM | C.C(1:2:4)USING 20mmJELLY | 8879 | CUM | 124.306 |  |  |  | OF SIZE 150X75X100cm( BER NO | [8 empty] | - | [9 empty] | -
456 | P.V.C. SOIL SLOTTEDCOWL 50mm DIA | 29.3 | NO. |  |  |  | FOR PETTY WORKS | [6 empty] | 6/91-92) | [5 empty] | TOTAL FOR 10 CUM |  |  | 82020.186 | [6 empty] | TOTAL FOR 10 CUM |  |  | 87239.386
457 | P.V.C. SOIL DOUBLE YEEE 110mm DIA | 155.32 | NO. |  | 0.5 | NO | MASON I | 1076.6 | NO | 538.3 |  |  |  | - | [8 empty] | = | [9 empty] | =
458 | P.V.C. SOIL DOUBLE YEE 75mm DIA | 91.08 | NO. |  | 0.75 | NO | MAZDOOR I | 702.8 | NO | 527.1 |  | 9.5 | CUM | E.W EXCAVATION | 235.2 | CUM | 2234.4 |  |  | RATE PER CUM |  |  | 8202.0186 | [6 empty] | RATE PER CUM |  |  | 8723.9386
459 | WATER PROOF COMPOUND ( PWD LR)p40 it-1 An-vi | 41.9 | Kg |  |  | L.S | SUNDRIES |  | L.S | 0 |  | 0.47 | CUM | CC(1:2:4)IN20mmmHBS(PLAIN) | 7184.697 | CUM | 3376.8076 | 1 | CUM | VIBRATING CHARGES | [7 empty] | 1 | CUM | VIBRATING CHARGES
460 | ROUND RING | 0.3 | NO. | [6 empty] | - |  | 1.62 | CUM | B.W IN C.M(1:5) | 7673.396 | CUM | 12430.9015 | [5 empty] | 8202.0186 | [9 empty] | 8723.9386
461 | A.C. SHEETFULLY CORRUGATED 6mmT.K (PWD LR -it-72 p-44) | 186 | SQM |  |  |  | TOTAL FOR0.372 SQM |  |  | 1189.706 |  | 15.22 | SQM | PLASTERING IN C.M(1:3)12mmT.K | 287.8318 | SQM | 4380.8 |  |  | Add watering charges & other (0.5%of sub-total) |  |  | 41.0101 | [6 empty] | Add watering charges & other (0.5%of sub-total) |  |  | 43.6197
462 | A.C. SHEET SEMI CORRUGATED 6mmT.K | 97.31 | SQM | [6 empty] | - |  | 0.18 | CUM | R.C.C(1:2:4)USING 20mmHBS | 8764.347 | CUM | 1577.5825
463 | A.C. RIDGE FOR FULLYCORRUGATED AC SHEET (PWD Lrit-57 p-39) | 198.2 | PAIR |  |  |  | RATE PER SQM |  |  | 3198.1344 |  | 0.36 | SQM | PCC SLAB 50mm T.K | 436.5151 | SQM | 157.1454 |  |  | Foundation & Basement |  |  | 8243.0287 | [6 empty] | Foundation & Basement |  |  | 8767.5583
464 | A.C. RIDGE FOR SEMI CORRUGATED AC SHEET (PWD Lrit-57 p-39) | 198.2 | PAIR | [6 empty] | = |  | 1 | NO. | S/F OF S.W. TEE 1000mmmDIA | 125.6 | NO. | 125.6 | [5 empty] | - | [9 empty] | -
465 | U ORJ BOLT ANDBITUMENWASHERS | 3.84 | NO. | GI HOT |  |  | G.F | 3198.1344 | 4.7367 | 3202.8711 |  | 1.8 | MTS | S/F OF 50mmDIA A.C PIPE | 14.91 | MTS | 26.838 |  |  | G.F |  |  | 8490.8287 | [6 empty] | G.F |  |  | 9015.3583
466 | M.S.WINDOW GRILLS / Special extruded sections for Steel Windows *p23/131 | 54.5 | 61.5 | Kg p 44/76 |  |  | F.F | 3202.8711 | 9.3258 | 3212.1969 |  | 1 | NO. | S/F OF 50mmDIA A.C COWL | 13.29 | NO. | 13.29 |  |  | F.F |  |  | 8738.6287 | [6 empty] | F.F |  |  | 9263.1583
467 | CONVEY,ALAIGN,JIONT ETC UP TO40mmPVC PIPE (TWAD SR-18-19 it-11b ) | 8.1 | RMT | 10.92 |  |  | S.F | 3212.1969 | 9.3258 | 3221.5227 |  |  | L.S | SUNDRIES FOR MOULDIN ETC |  | L.S | 1.72 |  |  | S.F |  |  | 8837.6087 | [6 empty] | S.F |  |  | 9362.1383
468 | CONVEY,ALAIGN,JIONT ETC OVER TO40mmPVC PIPE (TWAD SR-18-19 it-11b ) | 13.51 | RMT |  |  |  | T.F | 3221.5227 | 9.3258 | 3230.8485 | [9 empty] | T.F |  |  | 8936.5887 | [6 empty] | T.F |  |  | 9461.1183
469 | CUTTING CHARGE OF PVC pipe20mm,25mm / 32 mm dia ( p-32 ) | 7.1 | 8.5 | 2 |  |  | FOURTH FLOOR | 3230.8485 | 9.3258 | 3240.1743 | [6 empty] | - |  |  | Fourth Floor |  |  | 9035.5687 | [6 empty] | Fourth Floor |  |  | 9461.1183
[7 empty] | 5 | 3240.1743 | 9.3258 | 3249.5001 | [9 empty] | 5 |  |  | 9134.5487 | [6 empty] | 5 |  |  | 9461.1183
[7 empty] | 6 | 3249.5001 | 9.3258 | 3258.8259
[7 empty] | 7 | 3258.8259 | 9.3258 | 3268.1517
[7 empty] | 8 | 3268.1517 | 9.3258 | 3277.4775
[7 empty] | 9 | 3277.4775 | 9.3258 | 3286.8033
[7 empty] | 10 | 3286.8033 | 9.3258 | 3296.1291
[7 empty] | 11 | 3296.1291 | 9.3258 | 3305.4549
470 | THREADING CHARGES FOR PVC 20mm/25mm | 10.2 | 21.1 | 3.7 | 16.2 |  | SUPPLYING & FIXING OF TERRACOTTA | [6 empty] | TOTAL FOR ONE NUMBER |  |  | 24325.085
471 | COST OFPVC PIPE JOINTING MATERIALS UPTO 40mm | 4 | L.S |  |  |  | JALLY(NOT BELOW 50MM THICK) OF BEST | [9 empty] | - | [14 empty] | ¦ |  | ¦
472 | COST OFPVC PIPE JOINTING MATERIALS OVER 40mm | 5 | L.S |  |  |  | QUALITY AND FIXING IN POSITION WITH | [6 empty] | MISCELLANCEOUS ITEMS |  |  |  |  | 4.2 | Standardised concrete Mix M30 Grade Concrete | [11 empty] | ¦ |  | ¦
473 | C.I.DOUBLE YEE JUNCTION WITH DOOR 100mmDIA | 96 | NO. |  |  |  | CEMENT PASTE AND REDOXIDE PUTTY INCLUDING | [5 empty] | * | S.F OF A.C.SPOUT PIPE OF50 mm DIA |  |  |  | 5 | cum | 20mm HBG Machine crushed stone jelly (7730 Kg) | 2288.78 |  | 11443.9 | [8 empty] | ¦ |  | ¦
474 | C.I.DOUBLE YEE JUNCTION WITH DOOR 75mmDIA | 75 | NO. |  |  |  | COST OF ALL FLOOR(THE TERRA COTTA JALLY | [6 empty] | 18" LONG |  |  |  | 3.3 | cum | 10-12mm HBG Machine crushed stone jelly (5156 Kg) | 2016.28 |  | 6653.724 | [8 empty] | ¦ |  | ¦
475 | THREADING CHARGES FOR PVC 32mm/63mm | 28.5 | 31 | 3 |  |  | QUALITY AND DESIGN SHALL BE GOT APPROVED | [6 empty] | - |  |  |  | 4.79 | cum | Sand (7670 Kg) | 2116.9 |  | 10139.951 | [8 empty] | ¦ |  | ¦
476 | C.I.DOUBLE YEE JUNCTION WITHOUT DOOR 100mmDIA | 80 | NO. |  |  |  | BY THE DEPARTMENTAL OFFICERS |  |  |  |  | 1 | NO. | SPOUT PIPE OF 50mm DIA | 14.91 | NO. | 14.91 | 4 | MT | Cement | 5800 |  | 23200 | [8 empty] | ¦ |  | ¦
477 | C.I.DOUBLE YEE JUNCTION WITHOUT DOOR 75mmDIA | 64 | NO. |  |  |  | - | - |  |  |  |  | L.S | LABOUR FOR FIXING INCLUDING |  | L.S | 2.09 | 40 | Kg | Plasticiser /Super plasticiser @ 1% of cement | 42.4 |  | 1696 | [8 empty] | ¦ |  | ¦
478 | C.I.DOUBLE YEE JUNCTION WITHOUT DOOR 50mmDIA | 40.5 | NO. |  | 1 | SQM | COST OF TERRACOTTA JALLY OF50mm | 290 | SQM | 290 |  |  |  | CLAMP ETC |  |  |  | 3.5 | Nos | Mason II | 1005.2 |  | 3518.2 | [8 empty] | ¦ |  | ¦
479 | C.I. YEE JUNCTION WITH DOOR 100mmDIA | 92 | NO. |  | 1 | SQM | LABOUR FOR FIXING JALLY | 175 | SQM | 175 | [6 empty] | - | 21.2 | Nos | Maz I | 702.8 |  | 14899.36 | [8 empty] | 3232 |  | ¦
480 | C.I. YEE JUNCTION WITH DOOR 75mmDIA | 60 | NO. |  | 1 | L.S | FOR PLASTERING & REDOXIDE PUTTY | 15 | L.S | 15 |  |  |  | TOTAL FOR ONE NOS. |  |  | 17 | 35.3 | Nos | Maz II | 576.8 |  | 20361.04 | [8 empty] | 4882.4 |  | ¦
481 | C.I. YEE JUNCTION WITH DOOR 50mmDIA | 49.87 | NO. | [6 empty] | - | [6 empty] | - |  |  | Total for 10 cum |  |  | 91912.175 |  |  |  |  | 48.824 |  |  |  | 52 |  | ¦
482 | C.I. YEE JUNCTION WITHOUT DOOR 100mmDIA | 80 | NO. |  |  |  | RATE PER SQM |  |  | 480 | [9 empty] | for 1 cum |  |  | 9191.2175 |  | 9191.2175 |  |  |  |  | 0.5238 |  | 39.7 | 8206.1 | ¦
483 | C.I. YEE JUNCTION WITHOUT DOOR 75mmDIA | 52 | NO. | [6 empty] | = |  |  | * | S.F OF A.C.SPOUT PIPE OF75 mm DIA |  |  |  | 1 | cum | Vibrating charges p-28 /103 | 98.98 |  | 98.98 | [6 empty] | 0.3968 |  | ¦ |  | ¦
484 | C.I. YEE JUNCTION WITH OUT DOOR 50mmDIA | 39 | NO. |  |  |  | G.F | 480 | 4.144 | 484.144 |  |  |  | 18" LONG | [5 empty] | Sub Total |  |  | 9290.1975 |  | 9191.2175 | [6 empty] | ¦ | 8206.1 | ¦
485 | C.I. TEE JUNCTION WITH DOOR 100mmDIA | 90 | NO. |  |  |  | F.F | 484.144 | 8.351 | 492.495 |  |  |  | - |  |  |  | LS |  | Add for water charges & other sundries (0.5 % of sub total | LS |  | 46.451 |  | 45.9561 | [6 empty] | ¦ | 44.1616 | ¦
486 | C.I. TEE JUNCTION WITH DOOR 75mmDIA | 60 | NO. |  |  |  | S.F | 492.495 | 8.351 | 500.846 |  | 1 | NO. | SPOUT PIPE OF 75mm DIA | 17.58 | NO. | 17.58 |  |  | Foundation & Basement |  |  | 9336.6485 |  | 9237.1736 | For RCC Door Frame | [5 empty] | ¦ | 8.2061 | ¦
487 | C.I. TEE JUNCTION WITH DOOR 50mmDIA | 43.5 | NO. |  |  |  | T.F | 500.846 | 8.351 | 509.197 |  |  | L.S | LABOUR FOR FIXING INCLUDING |  | L.S | 2.09 | [5 empty] | - | [8 empty] | ¦ | 2000.1665 | ¦
488 | C.I. TEE JUNCTION WITHOUT DOOR 100mmDIA | 75 | NO. |  |  |  | FOURTH FLOOR | 509.197 | 8.351 | 517.548 |  |  |  | CLAMP ETC | [5 empty] | G.F |  |  | 9462.5085 | [8 empty] | ¦ | 4.1027 | ¦
489 | C.I. TEE JUNCTION WITHOUT DOOR 75mmDIA | 52 | NO. |  | 16.3 |  | SUPPLYING & FIXING OF TERRACOTTA | [9 empty] | - |  |  | F.F |  |  | 9710.3085 | [8 empty] | ¦ | 112.57 | ¦
490 | C.I. YEE JUNCTION WITH OUT DOOR 50mmDIA | 35.25 | NO. |  |  |  | JALLY(NOT BELOW 110MM THICK) OF BEST | [6 empty] | TOTAL FOR ONE NOS. |  |  | 19.67 |  |  | S.F |  |  | 9958.1085 | [8 empty] | ¦ |  | ¦
491 | C.I.SLOTTED COWL 100mmDIA | 37.5 | NO. |  |  |  | QUALITY AND FIXING IN POSITION WITH | [9 empty] | - |  |  | T.F |  |  | 10205.9085 | [8 empty] | ¦ |  | ¦
492 | C.I.SLOTTED COWL 75mmDIA | 24 | NO. |  |  |  | CEMENT PASTE AND REDOXIDE PUTTY INCLUDING | [12 empty] | Fourth Floor |  |  | 10453.7085 | [8 empty] | ¦ |  | ¦
493 | C.I.SLOTTED COWL 50mmDIA | 16 | NO. |  |  |  | COST OF ALL FLOOR(THE TERRA COTTA JALLY | [5 empty] | * | S.F OF A.C.SPOUT PIPE OF100mm DIA | [17 empty] | ¦ |  | ¦
494 | C.I. GRATING 100mmDIA it-71 p-44 | 31.5 | NO. |  |  |  | QUALITY AND DESIGN SHALL BE GOT APPROVED | [6 empty] | 18" LONG | [17 empty] | ¦ |  | ¦
495 | C.I. GRATING 75mmDIA | 6 | NO. |  |  |  | BY THE DEPARTMENTAL OFFICERS) | [6 empty] | - | [17 empty] | ¦ |  | ¦
496 | G.I PIPE "A"CLASS 80mmDIA / 20mm dia G.I. Pipe class B | 152.5 | RMT | 98.6 | p50 118/vi |  | - | - |  |  |  | 1 | NO. | SPOUT PIPE OF 100mm DIA | 19.3 | NO. | 19.3 | [14 empty] | ¦ |  | ¦
497 | G.I. 80MM DIA BEND | 108.68 | NO. |  | 1 | SQM | COST OF TERRACOTTA JALLY OF 110mm | 460 | SQM | 460 |  |  | L.S | LABOUR FOR FIXING INCLUDING |  | L.S | 2.09 | [14 empty] | ¦ |  | ¦
498 | G.I. 80MM DIA CUPPLER | 119.89 | NO. |  | 1 | SQM | LABOUR FOR FIXING JALLY | 175 | SQM | 175 |  |  |  | CLAMP ETC | [17 empty] | ¦ |  | ¦
499 | G.I. 80MM DIA UNION | 297.44 | NO. |  | 1 | L.S | FOR PLASTERING & REDOXIDE PUTTY | 15 | L.S | 15 | [6 empty] | - | [14 empty] | ¦ |  | ¦
500 | G.I. 80MM DIA PLUG | 28.6 | NO. |  |  |  | SUNDRIES |  | L.S | 0 |  |  |  | TOTAL FOR ONE NOS. |  |  | 21.39 | [14 empty] | ¦ |  | ¦
501 | G.I. 80MM DIA TEE | 228.86 | NO. | [6 empty] | - | [6 empty] | - | [14 empty] | ¦ |  | ¦
| Solid panel PVC door with frame (Rajeshree) p-49 it-122 A | 2828 | SQM |  |  |  | RATE PER SQM |  |  | 650 | [9 empty] | Standardised concrete Mix M20 Grade Concrete | [11 empty] | ¦ |  | ¦
502 | G.I. 80MM DIA HEX.NIPPLE | 70.47 | NO. | [6 empty] | = | [7 empty] | 5 | cum | 20mm HBG Machine crushed stone jelly (7730 Kg) | 2288.78 |  | 11443.9 |  |  | 11443.9 | [5 empty] | ¦ |  | ¦
503 | G.I. 80MM X50mm REDUCER | 133.62 | NO. |  |  |  | G.F | 650 | 9.1168 | 659.1168 |  |  | * | S.F OF G.I OUT LET PIPE OF 25mm DIA |  |  |  | 3.3 | cum | 10-12mm HBG Machine crushed stone jelly (5156 Kg) | 2016.28 |  | 6653.724 |  |  | 6653.724 | [5 empty] | ¦ |  | ¦
504 | G.I. 80MM X65mm REDUCER | 133.62 | NO. |  |  |  | F.F | 659.1168 | 18.3722 | 677.489 |  |  |  | 30cm LONG |  |  |  | 4.79 | cum | Sand (7670 Kg) | 2116.9 |  | 10139.951 |  |  | 10139.951 | [5 empty] | ¦ |  | ¦
505 | G.I. 80MM X50mm REDUCER TEE | 215 | NO. |  |  |  | S.F | 677.489 | 18.3722 | 695.8612 |  |  |  | - |  |  |  | 3.25 | MT | Cement | 5800 |  | 18850 |  |  | 18850 | [5 empty] | ¦ |  | ¦
506 | G.I. 80MM X65mm REDUCER TEE | 215 | NO. |  |  |  | T.F | 695.8612 | 18.3722 | 714.2334 |  | 1 | NO. | PIPE COST 25mm DIA | 38.4 | NO. | 38.4 | 19.5 | Kg | Plasticiser /Super plasticiser @ .60% of cement (P57 item NO.198 | 42.4 |  | 826.8 |  |  | 826.8 | [5 empty] | ¦ |  | ¦
507 | PLAIN GLASS | 107.64 | SQM |  |  |  | FOURTH FLOOR | 714.2334 | 18.3722 | 732.6056 |  |  | L.S | LABOUR FOR FIXING INCLUDING |  | L.S | 1.65 | 3.5 | Nos | Mason II | 1005.2 | 0 | 3518.2 |  |  | 3518.2 | [5 empty] | ¦ |  | ¦
508 | P.V.C BEND | [12 empty] | CLAMP ETC |  |  |  | 21.2 | Nos | Maz I | 702.8 |  | 14899.36 |  |  | 14899.36 | [5 empty] | ¦ |  | ¦
509 | 15mm DIA | 6 | NO. | [13 empty] | - | 35.3 | Nos | Maz II | 576.8 |  | 20361.04 |  |  | 20361.04 | [5 empty] | ¦ |  | ¦
510 | 20mm DIA | 7.3 | NO. |  | 17. |  | PROVIDING FORM WORK AND CENTERING FOR | [6 empty] | TOTAL FOR ONE NOS. |  |  | 40.05 |  |  | Total for 10 cum | 0 |  | 86692.975 |  |  | 86692.975 | [5 empty] | ¦ |  | ¦
511 | 25mm DIA | 9.7 | NO. |  |  |  | PLAIN CONCRETE SURFACES FOR ALL R.C.C | [9 empty] | - |  |  | for 1 cum | 0 |  | 8669.2975 |  |  | 8669.2975 | [5 empty] | ¦ |  | ¦
512 | 32mm DIA | 14.6 | NO. |  |  |  | WORKS(beams & lintels) | [6 empty] | COUNTRY WOOD ITEM |  |  |  | 1 | cum | Vibrating charges p-28 /103 | 98.98 |  | 98.98 | [8 empty] | ¦ |  | ¦
513 | 40mm DIA | 19.6 | NO. |  |  |  | - | [6 empty] | ================= | [5 empty] | Sub Total | 0 |  | 8768.2775 |  |  | 8669.2975 | [5 empty] | ¦ |  | ¦
514 | P.V.C. COUPLER |  |  |  | 0.4 | CUM | C.W BOARDING 40mm T.K | 17600 | CUM | 7040 |  | *** | a. | DOOR OF SIZE 100X210Cm |  |  |  | LS |  | Add for water charges & other sundries (0.5 % of sub total | LS |  | 43.8414 |  |  | 43.3465 | [5 empty] | ¦:: |  | ¦::
515 | 75mm DIA | 20 | NO. |  | 0.12 | CUM | C.W JOIST(AVE.SIZE 100X6.5mm | 15500 | CUM | 1860 |  |  |  | - | [5 empty] | Foundation & Basement |  |  | 8812.1189 |  |  | 8712.644 | [5 empty] | 0
516 | 100mm DIA | 45 | NO. |  |  |  | @90cm C/C) |  |  |  |  | 0.0269 | CUM | C.W.SCANTLING upto 4m long (Padak) | 34300 | CUM | 922.67 | [5 empty] | - | [8 empty] | 0
517 | P.V.C ELBOW |  |  |  | 98.5 | RMT | CASURNA POST 10TO 13cmDIA | 25.2 | RMT | 2482.2 |  | 1.295 | SQM | MARINE PLYWOOD 12mm THICK | 387.4 | SQM | 501.683 |  |  | G.F |  |  | 8937.9789 | [8 empty] | 0
518 | 75mm DIA | 19.09 | NO. |  |  |  | AT75cm CENTERS |  |  |  |  | 1.815 | SQM | LABOUR CHARGE | 1617 | SQM | 2934.855 |  |  | F.F |  |  | 9185.7789 | [8 empty] | ¦ |  | ¦
519 | 100mm DIA | 50.66 | NO. | [6 empty] | - |  | 2 | NO. | 6"X1/2" I.O.TOWER BOLT | 10.5 | NO. | 21 |  |  | S.F |  |  | 9433.5789 | [8 empty] | ¦ |  | ¦
520 | PLYWOOD FLUSH DOOR 30mm T.K FOR ALL SIZE | 1183.82 | SQM |  |  |  | TOTAL FOR 5 Operations for 10 sqm |  |  | 11382.2 |  | 3 | NO. | 5" I.O.BUTT HINGS | 8.5 | NO. | 25.5 |  |  | T.F |  |  | 9681.3789 | [8 empty] | ¦ |  | ¦
521 | P.V.C.FLUSH D/F & D/S 20mm T.K FOR 75X200cm | 1605 | SQM | [6 empty] | - |  | 1 | NO. | 10"X5/8" I.O ALDROP | 21 | NO. | 21 |  |  | Fourth Floor |  |  | 9929.1789 | [8 empty] | ¦ |  | ¦
522 | SINTEX WATER TANK OF 750 LIT it-165 p-54 | 8.6 | Litre |  | 10 | SQM | COST OF ONE OPERATION | 227.644 | SQM | 2276.44 |  | 1 | NO. | NYLON BUSH | 4 | NO. | 4 | [14 empty] | ¦ |  | ¦
523 | STEEL DOOR FRAMEOF SIZE 100X200 | 147.6 | RMT |  | 3.8 | NO | CARPENTER I | 1052.8 | NO | 4000.64 |  |  | L.S | SUNDRIES |  | L.S | 0 | [14 empty] | ¦ |  | ¦
524 | STEEL DOOR FRAMEOF SIZE 90X200 | 147.6 | RMT |  | 5.4 | NO | MAZDOOR I | 702.8 | NO | 3795.12 | [6 empty] | - | [14 empty] | ¦ |  | ¦
525 | STEEL DOOR FRAMEOF SIZE 75X200 | 147.6 | RMT |  |  | L.S | SUNDRIES FOR WEDGES,NAILS,COIR |  | L.S | 5 |  |  |  | TOTAL FOR 1.815 SQM |  |  | 4430.708 | [14 empty] | ¦ |  | ¦
526 | STEEL WINDOW FRAME&SHUTTER WITHOUT GLASS | 1250 | SQM | [6 empty] | - | [6 empty] | - | [14 empty] | ¦ |  | ¦
527 | " OF SIZE 132.5X120cm | 1250 | SQM |  |  |  | TOTAL FOR 10 SQM |  |  | 10077.2 |  |  |  | RATE PER SQM |  |  | 3421.3961 | [14 empty] | ¦ |  | ¦
528 | " OF SIZE 90X120cm | 1250 | SQM | [6 empty] | - | [6 empty] | = | [14 empty] | ¦ |  | ¦
529 | " OF SIZE 47.5X120cm | 1250 | SQM |  |  |  | RATE PER SQM |  |  | 1007.72 |  | *** | b. | DOOR OF SIZE 90X200Cm | [17 empty] | ¦ |  | ¦
530 | " OF SIZE 90X105cm | 1250 | SQM | [6 empty] | = |  |  |  | - | [17 empty] | ¦ |  | ¦
531 | " OF SIZE 47.5X105cm | 1250 | SQM | [8 empty] | 0.0255 | CUM | C.W.SCANTLING(PLLLI,KARIMURUTH) | 34300 | CUM | 874.65 | [14 empty] | ¦ |  | ¦
532 | " OF SIZE 90X90cm | 1250 | SQM |  | 18. | * | Centering for soffits for R.C.C.Slabs or |  |  |  |  | 1.13 | SQM | MARINE PLYWOOD 12mm THICK | 387.4 | SQM | 437.762 | [14 empty] | ¦ |  | ¦
533 | " OF SIZE 47.5X90cm | 1250 | SQM |  |  |  | plane surfaces including shuttering up to 3m |  |  |  |  | 1.6191 | SQM | LABOUR CHARGE | 1617 | SQM | 2618.0847 | [14 empty] | ¦ |  | ¦
534 | STEEL VENTILATTER FRAME&SHUTTER WITHOUT GLASS | 1250 | SQM |  |  |  | height using M.S sheets of size 90mmx60mm and |  |  |  |  | 2 | NO. | 6"X1/2" I.O.TOWER BOLT | 10.5 | NO. | 21 | [14 empty] | ¦ |  | ¦
535 | " OF SIZE 75X47.5cm | 1250 | SQM |  |  |  | HP 10G stiffened with welded M.S angle of |  |  |  |  | 3 | NO. | 5" I.O.BUTT HINGS | 8.5 | NO. | 25.5 | [14 empty] | ¦ |  | ¦
536 | " OF SIZE 90X47.5cm | 1250 | SQM |  |  |  | size 25x25x3mm laid over silver oak (C.W) |  |  |  |  | 1 | NO. | 10"X5/8" I.O ALDROP | 21 | NO. | 21 | [14 empty] | ¦ |  | ¦
537 | " OF SIZE 90X90cm | 1250 | SQM |  |  |  | joist 10cmx6.5cm spaced at75cm c/c complying |  |  |  |  | 1 | NO. | NYLON BUSH | 4 | NO. | 4 | [14 empty] | ¦ |  | ¦
538 | P.V.C REDUCER ELBOW | [5 empty] | with standard specification | [5 empty] | L.S | SUNDRIES |  | L.S | 0 | [14 empty] | ¦ |  | ¦
539 | 50X25MM | 65 | EACH |  |  |  | - | - | - | [7 empty] | - | [14 empty] | ¦ |  | ¦
540 | 50X40MM | 64.55 | EACH |  | 13.46 | Kg. | Cost of M.S sheet of size | 41.2 | Kg. | 554.552 |  |  |  | TOTAL FOR 1.6191 SQM |  |  | 4001.9967 | [14 empty] | ¦ |  | ¦
541 | PORCELINE WHITE GLASED SOAP DISH 200X100mm | 110.95 | EACH |  |  |  | 90x60cm of 10 gauge | [9 empty] | - | [14 empty] | ¦ |  | ¦
542 | PORCEINE WASH BASIN OVAL SHAPE 480X400mm | 399 | EACH |  | 4 | Kg. | Cost of M.S angle of size | 41.2 | Kg. | 164.8 |  |  |  | RATE PER SQM |  |  | 2471.7415 | [14 empty] | ¦ |  | ¦
543 | END CAP SULATED P.V.C. MANHOLE STEP | 92 | EACH |  |  |  | 25x25x3mm | [9 empty] | = | [14 empty] | ¦ |  | ¦
544 | P.V.C. DOUBLE TEE WITH DOOR 75mm DIA | 174.24 | EACH |  |  | L.S | Add for cutting, bending, |  | L.S | 40 | [21 empty] | ¦ |  | ¦
545 | P.V.C. DOUBLE TEE WITH DOOR 100mm DIA | 215.06 | EACH |  |  |  | welding charges etc. |  |  | - |  | *** | c. | DOOR OF SIZE 75X200Cm | [17 empty] | ¦ |  | ¦
546 | P.V.C. DOUBLE TEE WITH OUT DOOR 75mm DIA | 97.24 | EACH |  |  |  | Pipe |  |  | 759.352 |  |  |  | - | [17 empty] | ¦ |  | ¦
547 | P.V.C. DOUBLE TEE WITH OUT DOOR 100mm DIA | 168.96 | EACH | [6 empty] | - |  | 0.0235 | CUM | C.W.SCANTLING(PLLLI,KARIMURUTH) | 34300 | CUM | 806.05 | [14 empty] | ¦ |  | ¦
548 | POISHED CUDDAPAH SLAB 20mm/40 mm THICK WELL POISHED p-20 it-104/105 | 366 | 397 |  |  |  | Cost of one operation |  |  | 18.9838 |  | 0.872 | SQM | MARINE PLYWOOD 12mm THICK | 387.4 | SQM | 337.8128 | [14 empty] | ¦ |  | ¦
549 | CUDDAPAH SLAB SINK 60X45cm,20mmT.K p -55 it-171 | 755 | EACH | [6 empty] | - |  | 1.3247 | SQM | LABOUR CHARGE | 1617 | SQM | 2142.0399 | [14 empty] | ¦ |  | ¦
550 | CUDDAPAH SLAB SINK 45X45cm,20mmT.K | 210 | EACH |  |  |  | Adopting 40 uses for steel sheet and |  |  |  |  | 1 | NO. | 6"X1/2" I.O.TOWER BOLT | 10.5 | NO. | 10.5 | [14 empty] | ¦ |  | ¦
551 | GRANITE SLAB 20mm THICK OF BEST QUALITY Synthetic Grey, p-42 /27c | 1434 | SQM |  |  |  | angles and 5 uses for C.W.joist and |  |  |  |  | 3 | NO. | 4" I.O.BUTT HINGS | 5.75 | NO. | 17.25 | [14 empty] | ¦ |  | ¦
552 | ELECTRICAL ARRANGEMENT:- BOARD APPROVED RATES | [5 empty] | casurina props |  |  |  |  | 1 | NO. | 6"X1/2" I.O ALDROP | 10 | NO. | 10 | [14 empty] | ¦ |  | ¦
553 | WRING WITH 1.5SQMM COPPER WIRE CONCELLED | [10 empty] | 1 | NO. | NYLON BUSH | 4 | NO. | 4 | [14 empty] | ¦ |  | ¦
554 | TYPE FOR LIGHT POINT WITH CEILING ROSE | 300 | POINT |  | 19 | Nos | Cost of M.S Sheet and Angles | 18.9838 | 1Use | 360.6922 |  |  | L.S | SUNDRIES |  | L.S | 0 | [14 empty] | ¦ |  | ¦
555 | ---DO---FOR LIGHT POINT WITH BATTERN HODER | 302 | POINT |  |  |  | for one operation | [9 empty] | - | [14 empty] | ¦ |  | ¦
556 | ---DO---FOR FAN POINT | 382 | POINT |  | 0.12 | Cum | Cost of silver oak scantling | 3100 | 1Use | 372 |  |  |  | TOTAL FOR 1.3247 SQM |  |  | 3327.6527 | [14 empty] | ¦ |  | ¦
557 | --DO--FOR 5AMP 5PIN PLUG AT SWITCH BOARD | 140 | POINT |  | 98.5 | Rmt | Casurnia props 10 to 13cm dia | 5.04 | 1Use | 496.44 | [6 empty] | - | [14 empty] | ¦ |  | ¦
558 | --DO--FOR 5AMP 5PIN PLUG AT CONVENTENT PLACE | 222 | POINT |  | 1 | L.S | Add for Silver oak planks | 11 | L.S | 11 |  |  |  | RATE PER SQM |  |  | 2512.0048 | [14 empty] | ¦ |  | ¦
559 | ---DO---FOR STAIR CASE LIGHT POINT | 505 | POINT |  | 3.8 | No | Carpenter Ist | 1052.8 | Each | 4000.64 | [6 empty] | = | [14 empty] | ¦ |  | ¦
560 | S/F OF BULKHEAD FITTING SUITABLE FOR 100/60W p114 i25 | 272.2 | EACH |  | 5.4 | No | Mazdoor Ist | 702.8 | Each | 3795.12 |  |  | * | [18 empty] | ¦ |  | ¦
549A | CUDDAPAH SLAB SINK 60X60cm,20mmT.K p -55 it-172 | 1000 | EACH |  | 1 | No | Fitter IInd | 924 | Each | 924 |  |  |  | FLUSH SHUTTER P.V.C. 30mm THICK | [17 empty] | ¦ |  | ¦
561 | RUN OF MAINS 2-1.5 SQMM COPPER CONCELLED TYPE | 43.3 | RMT |  | 1 | L.S | Add for nails, wedges,oils etc | 10 | L.S | 10 |  |  |  | SOLIDCORE OF BLACKBOARD | [17 empty] | ¦ |  | ¦
562 | S/F OF 16 AMP DPIC MAIN SWITCH | 218 | EACH |  | 19 | Nos | Add for periodical cleaning, | 2 | Nos | 38 |  |  |  | TYPE WITH COMMERCIAL TYPE | [17 empty] | ¦ |  | ¦
563 | EARTHING STATION ASPER IS3043 | 926 | EACH |  |  |  | painting etc for M.S. Sheet |  |  | - |  |  |  | LIPPING BOTH SIDES | [17 empty] | ¦ |  | ¦
564 | S/L OF 8SWG G.I WIRE FOREARTH TO MAIN | 5.15 | RMT |  |  |  | TOTAL FOR 10 SQM |  |  | 10007.9622 |  |  |  | - | [17 empty] | ¦ |  | ¦
565 | SUPPLY OF 5-10AMP/10-20AMP ELE. ENERGY METER | 550 | EACH | [6 empty] | - | [21 empty] | ¦ |  | ¦
566 | S/F OF CONSUMER UNIT OF 4NO OF 16AMP WAY | 286 | EACH |  |  |  | RATE PER SQM |  |  | 1000.7962 |  |  |  | FOR ALL SIZE OF DOORS/SQM |  |  | 1183.82 | [14 empty] | ¦ |  | ¦
567 | RUN OF MAINS 4-4 SQMM COPPER CONCELLED TYPE | 96.3 | RMT | [13 empty] | = | [14 empty] | ¦ |  | ¦
568 | LABOUR FOR FIXING CEIING FAN OF AL SWEEP | 51 | EACH | [6 empty] | = | [21 empty] | ¦ |  | ¦
569 | S/F OF S.C TW BOARD,3-30AMPFUSE, EARTHPLATE | 181 | SET |  | 19. | * | PROVIDING FORMWORK AND | [5 empty] | * | STEEL DOOR FRAMES AND WINDOW FRAMES WITH SHUTTER | [17 empty] | ¦ |  | ¦
570 | RUN OF S.C WIRING WITH 2-4 SQMM COPPER ,7/20 GI | 36.2 | RMT |  |  |  | CENTERING FOR PLAIN CONCRETE | [6 empty] | = | = | = | ==== | [14 empty] | ¦ |  | ¦
571 | S/F OF AERI FUSE UNIT 30AMP 500V AT E.B POLE | 98 | EACH |  |  |  | SURFACES FOR SMALL QTY such as sunshade etc | [6 empty] | ITEM NO 1:-MANUFACTURING AND |  | Rmt | 147.6 | [14 empty] | ¦ |  | ¦
572 | S/F OF 40mmDIA B-CASS G.I PIPE | 92 | RMT |  |  |  | - | [6 empty] | SUPPLYING OF STEEL DOOR frame OF | [17 empty] | ¦:: |  | ¦::
573 | S/F OF 40mmDIA B-CASS G.I COUPLER | 49.42 | EACH |  | 10 | SQM | MS angles & sheets for one | 432.8306 | 1Use | 432.8306 |  |  |  | ALL SIZES WITH OUT SHUTTER | [17 empty] | 0
574 | S/F OF 40mmDIA B-CASS G.I BEND | 53.2 | EACH |  |  |  | use (1.2 times of operation | [6 empty] | MADE OF 100X50 18GAUGE CRCA | [17 empty] | 0
575 | S/F OF 40X40X6mmANGLE TO SUPPORT G.I.PIPE. | 59 | EACH |  |  |  | for plain surface) | [6 empty] | STELL WITH ALL FOURNITURE AND | [17 empty] | ¦ |  | ¦
576 | S/F OF 15AMP 3PIN POWER PLUG WITH SWITCH | 100 | EACH |  | 10 | SQM | C.W Joist for one use (1.2 | 446.4 | 1Use | 446.4 |  |  |  | FITTINGS. | [17 empty] | 0
577 | RUN OF MAINS 2-2.5 SQMM COPPER CONCELLED TYPE | 49.52 | RMT |  |  |  | times of operation for plain | [24 empty] | ¦ |  | ¦
578 | S/F OF SINGE PHASE ELCB OF CONCEAED TYPE | 1080 | EACH |  |  |  | surface) | [24 empty] | ¦ |  | ¦
579 | MARINE PLYWOOD OF 9mm THICK OF BWR GRADE L.R ( qtn) | 387.4 | SQM |  | 98.5 | Rmt | Casurnia props 10 to 13cm dia | 5.04 | 1Use | 496.44 |  |  | * | Manufacturing and supplying of |  | Sqm | 1250 | [14 empty] | ¦ |  | ¦
#REF! | WRING WITH 1.5SQMM COPPER WIRE CONCELLED |  |  |  | 3.8 | NO | CARPENTER I | 1052.8 | NO | 4000.64 |  |  |  | m.s.angle window shutter and | [17 empty] | ¦ |  | ¦
| TYPE FOR LIGHT POINT WITH CEILING ROSE | 300 |  |  | 5.4 | NO | MAZDOOR I | 702.8 | NO | 3795.12 |  |  |  | m.s grills with out glass of | [17 empty] | ¦ |  | ¦
| ---DO---FOR LIGHT POINT WITH BATTERN HODER | 302 |  |  | 1 | NO | Fitter IInd | 924 | Each | 924 |  |  |  | all sizes of windows,ventilaters. | [17 empty] | ¦ |  | ¦
| ---DO---FOR CALLING BELL POINT | 324 |  |  | 1 | L.S | ADD FOR SILVER OKE PLANKS | 11 | Each | 11 | [21 empty] | ¦ |  | ¦
| ---DO---FOR FAN POINT | 382 |  |  | 1 | L.S | SUNDRIES FOR WEDGES,NAILS,COIR | 10 | L.S | 10 |  |  | * | Supply and fixing of window | [17 empty] | ¦ |  | ¦
| ---DO---FOR STAIR CASE LIGHT POINT | 505 |  |  | 19 | Nos | Add for periodical cleaning | 2 | Nos | 38 |  |  |  | glass panels of 4mm thick for | [17 empty] | ¦ |  | ¦
| --DO--FOR 5AMP 5PIN PLUG AT SWITCH BOARD | 140 |  |  |  |  | and painting etc for M.S. Sheet | [6 empty] | steel window and ventilaters. | [17 empty] | ¦ |  | ¦
| --DO--FOR 5AMP 5PIN PLUG AT CONVENTENT PLACE | 222 | [7 empty] | - |  |  |  | - | [17 empty] | ¦ |  | ¦
| --DO--FOR 15AMP OWER PLUG | 100 |  |  |  |  | TOTAL FOR 10 SQM |  |  | 10154.4306 |  |  | sqm | Cost of 4mm window glass | 300.9 | sqm | 0 | [14 empty] | ¦ |  | ¦
| S/F OF BULK HEAD FITTING | 75 | [7 empty] | - | [21 empty] | ¦ |  | ¦
| S/F OF DOUBLE POLE MAIN SWITCH | 218 |  |  |  |  | RATE PER SQM |  |  | 1015.4431 |  |  | nos. | Carpenter I class | 1052.8 | nos. | 0 | [14 empty] | ¦ |  | ¦
| S/F OF 6 WAY D.B | 1854 |  |  |  |  | 15mm dia half turn CP tap |  |  | = | [21 empty] | ¦ |  | ¦
| LABOUR CHARGE FOR FIXING FAN | 51 | [11 empty] | Cost of binding meterials etc., | L.S |  | 0.64 | [14 empty] | ¦ |  | ¦
| SUPPLY AND DELIVERY OF FAN 48"SWEEP | 915 |  |  | 20. | * | PROVIDING FORMWORK AND | [9 empty] | - | [14 empty] | ¦ |  | ¦
| SUPPLY AND DELIVERY OF FAN 42"SWEEP | 890 |  |  |  |  | CENTERING FOR PLAIN CONCRETE | [6 empty] | total for 0.4sqm |  |  | 0.64 | [14 empty] | ¦ |  | ¦
| S/F OF 8SWG G.I WIRE | 5.15 |  |  |  |  | SURFACES FOR PLINTH BEAM ETC. | [9 empty] | - |  |  | Design Mix M30 Grade Concrete (CER 255/2012-13) | [11 empty] | ¦ |  | ¦
| RUN OFF MAIN WITH 2NO OF 1.50sq.mm WIRE | 43.3 |  |  |  |  | - | [6 empty] | Rate for one sqm |  |  | 1.6 | 0.443 | cum | 20mm HBG | 2288.78 |  | 1013.9295 | [8 empty] | ¦ |  | ¦
| EARTHING STATION AS PER ISI | 920 |  |  |  |  | HALF THE RATE OF F.W USING C.W.PLANKS |  |  | 503.86 | [6 empty] | = | 0.295 | cum | 10mm HBG | 1844.78 |  | 544.2101 | [8 empty] | ¦ |  | ¦
| S/F OF 1 NO OF 30 AMP FUSE UNIT. | 98 |  |  |  |  | FOR LINTEL & BEAMS |  |  | = |  |  | * | Manufactoring and supplying of |  |  |  | 0.43 | cum | Sand | 2116.9 |  | 910.267 | [8 empty] | ¦ |  | ¦
| S/F OF 375mmX300mmX20mmT.W.PLANK FOR S.C. | 181 |  |  | 4.2 | * | R.C.C 1:1.5:3 USING 20mmHBG | [6 empty] | steel window, confirming to |  |  |  | 0.39 | MT | Cement | 5800 |  | 2262 | [8 empty] | ¦ |  | ¦
| S/F OF METRE CUPBOARD | 1148.76 |  |  |  |  | JELLY FOR ALL WATER RETAINING | [6 empty] | IS 1038/1983. |  |  |  | 0.35 | Nos | Mason II | 1005.2 | NO. | 351.82 | [8 empty] | ¦ |  | ¦
| S/F OF STREET LIGHTS. | 967 |  |  |  |  | STRUCTURES AND R.C.C DOOR FRAMES | [6 empty] | - |  |  |  | 2.12 | Nos | Maz I | 702.8 |  | 1489.936 | [8 empty] | ¦ |  | ¦
| PROVIDING ANTI-TERMITE TREATMENT Say 34 | 33.9 |  |  |  |  | - | [5 empty] | a. | Window size 90x120cm |  |  |  | 3.53 | Nos | Maz II | 576.8 |  | 2036.104 | [8 empty] | ¦ |  | ¦
| PROVIDING ELCB WITH MCB IN MS BOX | 2107 |  |  | 9 | CUM | 20mmH.B.JELLY | 2288.78 | CUM | 20599.02 |  |  |  | --------------------- |  |  |  | 1 | cum | Vibrating charges | 98.98 |  | 98.98 | [8 empty] | ¦ |  | ¦
| Flat back urinal WITH ALL ACCESSORIES (white)p-55 it-173 | 922 |  |  | 4.308 | M.T | CEMENT | 5800 | M.T | 24986.4 |  |  | Kg. | Steel window with 10mm square | 41.2 |  | #VALUE! | LS |  | Admixture | LS |  | 270 | [8 empty] | ¦ |  | ¦
| WIRE MAN GR-I p-11 it-13 | 636 |  |  | 4.5 | CUM | SAND | 2116.9 | CUM | 9526.05 |  |  |  | horizontal with one coat of |  |  |  | LS |  | Batching plant | LS |  | 150 | [8 empty] | ¦ |  | ¦
| Electrical HELPERp-15 it-100 | 497 |  |  | 3.5 | NO. | MASON II | 1005.2 | NO. | 3518.2 |  |  |  | red oxide primer paint. |  |  |  | LS |  | Sundries | LS |  | 0.06 | [8 empty] | ¦ |  | ¦
[5 empty] | 21.2 | NO. | MAZDOOR I | 702.8 | NO. | 14899.36 |  |  | SQM | Frosted glass 4mmthick it-106 p-44 | 300.9 |  | #VALUE! | [5 empty] | 9127.3066 |  | 59.4 | 117 | [5 empty] | ¦ |  | ¦
| STACKING GHARGES HW DATA 16-17 | 3.15 |  |  | 35.3 | NO. | MAZDOOR II | 576.8 | NO. | 20361.04 |  |  | NO. | Iron hinge special type | 5 |  | #VALUE! | [14 empty] | ¦ |  | ¦
[5 empty] | L.S |  | SUNDRIES |  | L.S | 0 |  |  | NO. | Stays and pegs | 10 |  | #VALUE! | [14 empty] | ¦ |  | ¦
| CUTTING CHARGE OF PVC pipe32mm p-32 it-129 | 10.2 | [7 empty] | - |  |  | NO. | Locking arrangements | 8 |  | #VALUE! |  |  | Design Mix M25 Grade Concrete (CER 255/2012-13) | [11 empty] | ¦ |  | ¦
| THREADING CHARGES FOR PVC 32mm | 28.5 |  |  |  |  | TOTAL FOR 10 CUM |  |  | 93890.07 |  |  | Rmt | 12x12mm thick alu.beedings | 13.66 |  | #VALUE! | 0.453 | cum | 20mm HBG | 2288.78 |  | 1036.8173 |  |  | 9127.7869 | [5 empty] | ¦ |  | ¦
|  | by pasting | [7 empty] | = |  |  | SQM | Labour Charges for fixing | 25.46 |  | #VALUE! | 0.302 | cum | 10mm HBG | 1844.78 |  | 557.1236 |  |  | 9244.7869 | [5 empty] | ¦ |  | ¦
[7 empty] | RATE PER CUM |  |  | 9389.007 |  |  | NO. | Alu. bolt and nuts | 0.5 |  | #VALUE! | 0.44 | cum | Sand | 2116.9 |  | 931.436 |  |  | 9361.7869 | [5 empty] | ¦ |  | ¦
[17 empty] | 0.54 | 0.37 | MT | Cement | 5800 |  | 2146 |  |  | 9478.7869 | [5 empty] | ¦ |  | ¦
[5 empty] | 1 | CUM | VIBRATING CHARGES | 98.98 |  | 98.98 | [6 empty] | - | 0.35 | Nos | Mason II | 1005.2 | 0 | 351.82 |  |  | 9595.7869 | [5 empty] | ¦ |  | ¦
[10 empty] | - |  |  |  | Total for 1No |  |  | #VALUE! | 2.12 | Nos | Maz I | 702.8 |  | 1489.936 |  |  | 9712.7869 | [5 empty] | ¦ |  | ¦
[10 empty] | 9487.987 | [7 empty] | 3.53 | Nos | Maz II | 576.8 |  | 2036.104 |  |  | 9829.7869 | [5 empty] | ¦ |  | ¦
[10 empty] | - | [6 empty] | - | 1 | cum | Vibrating charges | 98.98 |  | 98.98 |  |  | 9946.7869 | [5 empty] | ¦ |  | ¦
[7 empty] | G.F |  |  | 9613.847 | [7 empty] | LS |  | Admixture | LS |  | 270 |  |  | 10063.7869 | [5 empty] | ¦ |  | ¦
[7 empty] | F.F |  |  | 9861.647 |  |  | b. | Window size 90x105cm |  |  |  | LS |  | Batching plant | LS |  | 150 |  |  | 10180.7869 | [5 empty] | ¦ |  | ¦
[7 empty] | S.F |  |  | 10109.447 |  |  |  | --------------------- |  |  |  | LS |  | Sundries | LS |  | 0.17 | [8 empty] | ¦ |  | ¦
[7 empty] | T.F |  |  | 10357.247 |  |  | Kg. | Steel window with 10mm square | 41.2 |  | #VALUE! | [5 empty] | 9068.3869 | [8 empty] | ¦ |  | ¦
[7 empty] | Fourth Floor |  |  | 10605.047 |  |  |  | horizontal with one coat of | [17 empty] | ¦ |  | ¦
[7 empty] | 5 |  |  | 10852.847 | [21 empty] | 8206.1
[7 empty] | 6 |  |  | 11100.647
[7 empty] | 7 |  |  | 11348.447
[7 empty] | 8 |  |  | 11596.247
[7 empty] | 9 |  |  | 11844.047
[7 empty] | 10 |  |  | 12091.847
[7 empty] | 11 |  |  | 12339.647
[7 empty] | 12 |  |  | 12587.447
[14 empty] | red oxide primer paint. | [17 empty] | ¦ |  | ¦
[6 empty] | * | R.C.C DOOR FRAME | [5 empty] | SQM | Frosted glass 3mmthick | 300.9 |  | #VALUE! | [14 empty] | ¦ |  | ¦
[7 empty] | = | [5 empty] | NO. | Iron hinge special type | 5 |  | #VALUE! | [14 empty] | ¦ |  | ¦
[13 empty] | NO. | Stays and pegs | 10 |  | #VALUE! | [14 empty] | ¦ |  | ¦
[5 empty] | 21.1 | * | SUPPLYING AND FIXING MONOLITHIC RCC DOOR | [5 empty] | NO. | Locking arrangements | 8 |  | #VALUE! | [14 empty] | ¦ |  | ¦
[7 empty] | FRAME OF SIZEM 100MMX75MM WITH ONE EDGE | [5 empty] | Rmt | 12x12mm thick alu.beedings | 13.66 |  | #VALUE! | [14 empty] | ¦ |  | ¦
[7 empty] | GROOVE OF SIZE 30MMX20MM IN RCC(1:1.5:3)USING | [5 empty] | SQM | Labour Charges for fixing | 25.46 |  | #VALUE! | [14 empty] | ¦:: |  | ¦::
[7 empty] | 20MM HBS JELLY INCLUDING COST OF STEEL AND | [5 empty] | NO. | Alu. bolt and nuts | 0.5 |  | #VALUE! | [14 empty] | 0
[7 empty] | FABRICATION OF REINFORCEMENT WITH -6MM M.S | [9 empty] | 0.7 | [14 empty] | 0
[7 empty] | ROD AROUND AND 3MM STEEL STIRRUP AT 30CM C/C | [9 empty] | - | [14 empty] | 0
[7 empty] | INCLUDING FIXING OF 3NOS OF IRON BRACKET OF | [6 empty] | Total for 1No |  |  | #VALUE! | [14 empty] | ¦ |  | ¦
[7 empty] | SIZE 100MMX100MMX5MM, 6NOS OF HOLDFAST | [9 empty] | - | [14 empty] | ¦ |  | ¦
[7 empty] | CHECKNUTS AND ALUMINIUM SLEEVES AND 2 NOS OF | [6 empty] | RCC door | [17 empty] | ¦ |  | ¦
[7 empty] | I.O.TOWER BOLT RECEIVER ALL AS PER DRAWING | [6 empty] | 1200MMX2100MM SIZE OF DOOR FRAME | [17 empty] | ¦ |  | ¦
[7 empty] | INCLUDING MOULDING INSTEEL MOULD PRECASTING | [24 empty] | ¦ |  | ¦
[7 empty] | WITH SMOOTH SURFACE AND FINE EDGES, CURING, |  |  |  |  | 0.065 | CUM | R.C.C.IN C.C 1:1.5:3 | 8712.644 | CUM | 566.3219 | [14 empty] | ¦ |  | ¦
[7 empty] | TRANSPORTING ETC., ALL COMPLETE, AS DIRECTED |  |  |  |  | 8.45 | Kg | FAB OF M.S STEEL | 78120.5 | M.T | 660.1182 | [14 empty] | ¦ |  | ¦
[7 empty] | BY DEPT.OFFICERS. |  |  |  |  | 3 | NO. | HANGER BRACKET | 14.8 | NO. | 44.4 | [14 empty] | ¦ |  | ¦
[12 empty] | 12 | NO. | ALU.SLEEVES | 2 | NO. | 24 | [14 empty] | ¦ |  | ¦
[12 empty] | 2 | NO. | TOWER BOLT RECEIVER | 4.9 | NO. | 9.8 | [14 empty] | ¦ |  | ¦
[6 empty] | c. | 1000MMX2100MM SIZE OF DOOR FRAME |  |  |  |  | 6 | NO. | TAILNUT FOR BOLT | 4.45 | NO. | 26.7 |  | c. | 1000MMX2400MM SIZE OF DOOR FRAME | [11 empty] | ¦ |  | ¦
[7 empty] | ------------------------------- |  |  |  |  | 1 | NO. | MASON Ist | 1076.6 | NO. | 1076.6 |  |  | ------------------------------- | [11 empty] | ¦ |  | ¦
[5 empty] | 0.0381 | CUM | R.C.C.IN C.C 1:1.5:3 | 8712.644 | CUM | 331.9517 |  | 1 | NO. | MAZDOOR Ist | 702.8 | NO. | 702.8 | 0.0495 | CUM | R.C.C.IN C.C 1:1.5:3 | 8712.644 | CUM | 431.2759 | [8 empty] | ¦ |  | ¦
[5 empty] | 5.01 | Kg | FAB OF M.S STEEL | 78120.5 | M.T | 391.3837 |  | 1 | NO. | MOULDING CHARGES | 25 | NO. | 25 | 5.66 | Kg | FAB OF M.S STEEL | 78120.5 | M.T | 442.162 | [8 empty] | ¦ |  | ¦
[5 empty] | 3 | NO. | HANGER BRACKET | 14.8 | NO. | 44.4 |  | 0.5 | NO. | HANDLING CHARGES MAZDOOR-II | 576.8 | NO. | 288.4 | 3 | NO. | HANGER BRACKET | 14.8 | NO. | 44.4 | [8 empty] | ¦ |  | ¦
[5 empty] | 12 | NO. | ALU.SLEEVES | 2 | NO. | 24 |  |  | L.S | ADD FOR OIL,CONVEYANCE ETC., | 0 | L.S | 2.1 | 12 | NO. | ALU.SLEEVES | 2 | NO. | 24 | [8 empty] | ¦ |  | ¦
[5 empty] | 2 | NO. | TOWER BOLT RECEIVER | 4.9 | NO. | 9.8 | [6 empty] | - | 2 | NO. | TOWER BOLT RECEIVER | 4.9 | NO. | 9.8 | [8 empty] | ¦ |  | ¦
[5 empty] | 6 | NO. | TAILNUT FOR BOLT | 4.45 | NO. | 26.7 |  |  |  | TOTAL FOR 1 NO |  |  | 3426.2401 | 6 | NO. | TAILNUT FOR BOLT | 4.45 | NO. | 26.7 | [8 empty] | ¦ |  | ¦
[5 empty] | 1 | NO. | MASON Ist | 1076.6 | NO. | 1076.6 | [6 empty] | - | 1 | NO. | MASON Ist | 1076.6 | NO. | 1076.6 | [8 empty] | 0
[5 empty] | 1 | NO. | MAZDOOR Ist | 702.8 | NO. | 702.8 | [7 empty] | 1 | NO. | MAZDOOR Ist | 702.8 | NO. | 702.8 | [8 empty] | 0
[5 empty] | 1 | NO. | MOULDING CHARGES | 25 | NO. | 25 | [7 empty] | 1 | NO. | MOULDING CHARGES | 25 | NO. | 25 | [8 empty] | 0
[5 empty] | 0.5 | NO. | HANDLING CHARGES MAZDOOR-II | 576.8 | NO. | 288.4 | [7 empty] | 0.5 | NO. | HANDLING CHARGES MAZDOOR-II | 576.8 | NO. | 288.4 | [8 empty] | 0
[6 empty] | L.S | ADD FOR OIL,CONVEYANCE ETC., |  | L.S | 1.13 |  |  | c. | Window size 60x120cm |  |  |  |  | L.S | ADD FOR OIL,CONVEYANCE ETC., |  | L.S | 0.06 | [8 empty] | 0
[10 empty] | - |  |  |  | --------------------- | [8 empty] | - | [8 empty] | 0
[7 empty] | TOTAL FOR 1 NO |  |  | 2922.1654 |  |  | Kg. | Steel window with 10mm square | 41.2 |  | #VALUE! |  |  | TOTAL FOR 1 NO |  |  | 3071.1979 | [8 empty] | 0
[10 empty] | - |  |  |  | horizontal with one coat of | [17 empty] | 0
[14 empty] | red oxide primer paint. | [17 empty] | 0
[13 empty] | SQM | Frosted glass 4mmthick | 300.9 |  | #VALUE! | [14 empty] | 0
[6 empty] | a. | 900MMX2100MM SIZE OF DOOR FRAME | [5 empty] | NO. | Iron hinge special type | 5 |  | #VALUE! |  | c. | 1500MMX2100MM SIZE OF DOOR FRAME | [11 empty] | 0
[7 empty] | ------------------------------- | [5 empty] | NO. | Stays and pegs | 10 |  | #VALUE! |  |  | ------------------------------- | [11 empty] | 0
| Satndardised cement Concrtet M30 grade 1:1.5:3 without vibrating charges | 9237.1736 |  |  | 0.0368 | CUM | Satndardised cement Concrtet M30 grade 1:1.5:3 without vibrating charges | 8712.644 | CUM | 320.6253 |  |  | NO. | Locking arrangements | 8 |  | #VALUE! | 0.0547 | CUM | R.C.C.IN C.C 1:1.5:3 | 8712.644 | CUM | 476.5816 | [8 empty] | 0
| FAB OF M.S STEEL | 78397.2857 |  |  | 4.87 | Kg | FAB OF M.S STEEL | 78120.5 | M.T | 380.4468 |  |  | Rmt | 12x12mm thick alu.beedings | 13.66 |  | #VALUE! | 6.16 | Kg | FAB OF M.S STEEL | 78120.5 | M.T | 481.2223 | [8 empty] | 0
[5 empty] | 3 | NO. | HANGER BRACKET | 14.8 | NO. | 44.4 |  |  | SQM | Labour Charges for fixing | 25.46 |  | #VALUE! | 3 | NO. | HANGER BRACKET | 14.8 | NO. | 44.4 | [8 empty] | 0
[5 empty] | 12 | NO. | ALU.SLEEVES | 2 | NO. | 24 |  |  | NO. | Alu. bolt and nuts | 0.5 |  | #VALUE! | 12 | NO. | ALU.SLEEVES | 2 | NO. | 24 | [8 empty] | 0
[5 empty] | 2 | NO. | TOWER BOLT RECEIVER | 4.9 | NO. | 9.8 | [6 empty] | 0.97 | 2 | NO. | TOWER BOLT RECEIVER | 4.9 | NO. | 9.8 | [8 empty] | 0
[5 empty] | 6 | NO. | TAILNUT FOR BOLT | 4.45 | NO. | 26.7 | [6 empty] | - | 6 | NO. | TAILNUT FOR BOLT | 4.45 | NO. | 26.7 | [8 empty] | 0
[5 empty] | 1 | NO. | MASON Ist | 1076.6 | NO. | 1076.6 |  |  |  | Total for 1No |  |  | #VALUE! | 1 | NO. | MASON Ist | 1076.6 | NO. | 1076.6 | [8 empty] | 0
[5 empty] | 1 | NO. | MAZDOOR Ist | 702.8 | NO. | 702.8 | [6 empty] | - | 1 | NO. | MAZDOOR Ist | 702.8 | NO. | 702.8 | [8 empty] | ¦ |  | ¦
[5 empty] | 1 | NO. | MOULDING CHARGES | 25 | NO. | 25 | [7 empty] | 1 | NO. | MOULDING CHARGES | 25 | NO. | 25 | [8 empty] | ¦ |  | ¦
[5 empty] | 0.5 | NO. | HANDLING CHARGES MAZDOOR-II | 576.8 | NO. | 288.4 |  | 21.2 | * | SUPPLING AND FIXING OF BEST T.W.WROUGHT AND |  |  |  | 0.5 | NO. | HANDLING CHARGES MAZDOOR-II | 576.8 | NO. | 288.4 | [8 empty] | ¦ |  | ¦
[6 empty] | L.S | ADD FOR OIL,CONVEYANCE ETC., |  | L.S | 1.98 |  |  |  | PUTUP FOR DOORS, WINDOWS AND VENTILATERS ETC |  |  |  |  | L.S | ADD FOR OIL,CONVEYANCE ETC., |  | L.S | 0.27 | [8 empty] | ¦ |  | ¦
[10 empty] | - |  |  |  | - | - | [7 empty] | - | [8 empty] | ¦ |  | ¦
[7 empty] | TOTAL FOR 1 NO |  |  | 2900.7521 | 1171.7521 |  |  | LABOUR CHARGES:- | [5 empty] | TOTAL FOR 1 NO |  |  | 3155.7739 | [8 empty] | ¦ |  | ¦
[10 empty] | - |  | 0.5 | NO | CARPENTER-I | 1052.8 | EACH | 526.4 | [14 empty] | ¦ |  | ¦
[6 empty] | b. | 700MMX2100MM SIZE OF DOOR FRAME |  |  | 1100.5521 |  | 0.25 | NO | MAZDOOR-I | 702.8 | EACH | 175.7 |  | c. | 1500MMX2400MM SIZE OF DOOR FRAME | [11 empty] | ¦ |  | ¦
[7 empty] | ------------------------------- | [9 empty] | - |  |  | ------------------------------- | [11 empty] | ¦ |  | ¦
[5 empty] | 0.0353 | CUM | R.C.C.IN C.C 1:1.5:3 | 8712.644 | CUM | 307.5563 |  |  |  | TOTAL FOR .0283 CUM |  |  | 702.1 | 0.0591 | CUM | R.C.C.IN C.C 1:1.5:3 | 8712.644 | CUM | 514.9173 | [8 empty] | ¦ |  | ¦
[5 empty] | 4.59 | Kg | FAB OF M.S STEEL | 78120.5 | M.T | 358.5731 | [6 empty] | - | 6.58 | Kg | FAB OF M.S STEEL | 78120.5 | M.T | 514.0329 | [8 empty] | ¦ |  | ¦
[5 empty] | 3 | NO. | HANGER BRACKET | 14.8 | NO. | 44.4 |  |  |  | TOTAL FOR ONE CUM |  |  | 24809.1873 | 3 | NO. | HANGER BRACKET | 14.8 | NO. | 44.4 | [8 empty] | ¦ |  | ¦
[5 empty] | 12 | NO. | ALU.SLEEVES | 2 | NO. | 24 | [6 empty] | - | 12 | NO. | ALU.SLEEVES | 2 | NO. | 24 | [8 empty] | ¦ |  | ¦
[5 empty] | 2 | NO. | TOWER BOLT RECEIVER | 4.9 | NO. | 9.8 | [7 empty] | 2 | NO. | TOWER BOLT RECEIVER | 4.9 | NO. | 9.8 | [8 empty] | ¦ |  | ¦
[5 empty] | 6 | NO. | TAILNUT FOR BOLT | 4.45 | NO. | 26.7 | [7 empty] | 6 | NO. | TAILNUT FOR BOLT | 4.45 | NO. | 26.7 | [8 empty] | ¦ |  | ¦
[5 empty] | 1 | NO. | MASON Ist | 1076.6 | NO. | 1076.6 | [7 empty] | 1 | NO. | MASON Ist | 1076.6 | NO. | 1076.6 | [8 empty] | ¦ |  | ¦
[5 empty] | 1 | NO. | MAZDOOR Ist | 702.8 | NO. | 702.8 | [7 empty] | 1 | NO. | MAZDOOR Ist | 702.8 | NO. | 702.8 | [8 empty] | ¦ |  | ¦
[5 empty] | 1 | NO. | MOULDING CHARGES | 25 | NO. | 25 | [7 empty] | 1 | NO. | MOULDING CHARGES | 25 | NO. | 25 | [8 empty] | 0
[5 empty] | 0.5 | NO. | HANDLING CHARGES MAZDOOR-II | 576.8 | NO. | 288.4 |  | 11.64 | Rmt | 12x12mm thick alu.beedings | 13.66 |  | 159.0024 | 0.5 | NO. | HANDLING CHARGES MAZDOOR-II | 576.8 | NO. | 288.4 | [8 empty] | 0
[6 empty] | L.S | ADD FOR OIL,CONVEYANCE ETC., |  | L.S | 1.39 |  | 1.62 | SQM | Labour Charges for fixing | 25.46 |  | 41.2452 |  | L.S | ADD FOR OIL,CONVEYANCE ETC., |  | L.S | 0.21 | [8 empty] | 0
[10 empty] | - |  | 48 | NO. | Alu. bolt and nuts | 0.5 |  | 24 | [5 empty] | - | [8 empty] | 0
[7 empty] | TOTAL FOR 1 NO |  |  | 2865.2194 | [6 empty] | 0.23 |  |  | TOTAL FOR 1 NO |  |  | 3226.8601 | [8 empty] | 0
[10 empty] | - | [21 empty] | 0
[17 empty] | - | [14 empty] | 0
[5 empty] | 21.3 | * | S&F P.V.C. 20mmTHICK DOOR SHUTTER WITH DOOR FRAME OF SIZE 40mmX57mm FOR OUTER FRAME AND THE SINGLE LEAF SHUTTER MADEOF PLASTIC SHEET 20mmX200mm FOR SHUTTER PANNEL AND SHUTTER FRAME OF PLASTIC 24mmX59mm WITH 8 NOS OF 3 HINGS ALU,2N0S OFAL. HANDLES | [6 empty] | Total for 1No |  |  | 224.4776 | [14 empty] | 0
[7 empty] | FOR DOORS OF ALL SIZE | [24 empty] | 0
[7 empty] | - |  | … | [22 empty] | 0
0
[7 empty] | FOR DOORS OF ALL SIZE (Qtn. For syntex.) Hollow p48 117a |  | SQM | 2014 | [21 empty] | 0
0
[7 empty] | TEAK WOODS |  |  | = | [21 empty] | 0
[7 empty] | ========= | [24 empty] | 0
[5 empty] | 21.2 |  | TEAK WOOD WROUGHT & PUT UP | [24 empty] | 0
[7 empty] | - | [24 empty] | ¦ |  | ¦
[6 empty] | A | T.W.SCANTLING 2M-3M LONG | [24 empty] | ¦ |  | ¦
[7 empty] | - | [24 empty] | ¦ |  | ¦
[5 empty] | 1 | CUM | LABOUR CHARGE FOR WROUGHT & PUTUP | 14385 | CUM | 14385 | [21 empty] | ¦ |  | ¦
[5 empty] | 1 | CUM | T.W.SCANTLING 2M-3M LONG | 111600 | CUM | 111600 | [21 empty] | ¦ |  | ¦
[10 empty] | = | [21 empty] | 0
[7 empty] | RATE FOR T.W.SCANDLING 2M-3M LONG |  |  | 125985 | [21 empty] | ¦ |  | ¦
[10 empty] | = | [21 empty] | ¦ |  | ¦
[6 empty] | B | T.W.SCANTLING UP TO 2M LONG | [24 empty] | ¦ |  | ¦
[7 empty] | - |  |  |  |  | 22.1 (a) | * | COUNTRY WOOD SINGLY LEAF FULLY PANELLED | [17 empty] | 0
[5 empty] | 1 | CUM | LABOUR CHARGE FOR WROUGHT & PUTUP | 14385 | CUM | 14385 |  |  |  | DOOR SHUTTER FOR DOOR OF SIZE | [17 empty] | ¦ |  | ¦
[5 empty] | 1 | CUM | T.W.SCANTLING 2M-3M LONG | 99400 | CUM | 99400 |  |  |  | 1000 X 2100MM | [17 empty] | ¦ |  | ¦
[10 empty] | = |  |  |  | - | [17 empty] | ¦ |  | ¦
[7 empty] | RATE FOR T.W.SCANTLING 2M LONG |  |  | 113785 |  |  |  | SHUTTER SIZE-.9X2.025 =1.823M2 | [17 empty] | ¦ |  | ¦
[10 empty] | = |  |  |  | STYLES(OVER 2M) -1X2X2.025X0.075X0.0375=0.0114 | [17 empty] | ¦ |  | ¦
[16 empty] | - | [15 empty] | ¦ |  | ¦
[5 empty] | 22.1 (a) | * | T.W.SINGLY LEAF FULLY PANELLED | [6 empty] | RAILS(BELOW 2M)- 1X4X0.9X0.15X0.0375= 0.0203 | [17 empty] | ¦ |  | ¦
[7 empty] | DOOR SHUTTER FOR DOOR OF SIZE | [6 empty] | - 1X2X0.70625X0.075X0.0375 =0.0040 |  |  | 0.0243 | [14 empty] | ¦ |  | ¦
[7 empty] | 1000 X 2100MM | [9 empty] | - | [14 empty] | ¦ |  | ¦
[7 empty] | - | [6 empty] | PLANKS -1X4X0.58125X0.3375X0.01875= |  |  | 0.0147 | [14 empty] | ¦ |  | ¦
[7 empty] | SHUTTER SIZE-.9X2.025 =1.823M2 | [6 empty] | -1X1X0.725X0.3375X0.01875= |  |  | 0.0046 | [14 empty] | ¦ |  | ¦
[7 empty] | STYLES(OVER 2M) -1X2X2.025X0.075X0.0375=0.0114 | [9 empty] | - | [14 empty] | ¦ |  | ¦
[9 empty] | - | [7 empty] | 0.0193 | [14 empty] | ¦ |  | ¦
[7 empty] | RAILS(BELOW 2M)- 1X4X0.9X0.15X0.0375= 0.0203 | [9 empty] | - | [14 empty] | ¦ |  | ¦
[7 empty] | - 1X2X0.70625X0.075X0.0375 =0.0040 |  |  | 0.0243 | [21 empty] | ¦ |  | ¦
[10 empty] | - | [21 empty] | ¦ |  | ¦
[7 empty] | PLANKS -1X4X0.58125X0.3375X0.01875= |  |  | 0.0147 |  | 0.0114 | CUM | C.W SCANTLING UPTO 4M LONG | 34300 | CUM | 391.02 | [14 empty] | ¦ |  | ¦
[7 empty] | -1X1X0.725X0.3375X0.01875= |  |  | 0.0046 |  | 0.0243 | CUM | C.W SCANTLING UPTO 4M LONG | 34300 | CUM | 833.49 | [14 empty] | ¦ |  | ¦
[10 empty] | - |  | 0.0193 | CUM | C.W PLANKS 25mm thick, 30cm WIDE | 39400 | CUM | 760.42 | [14 empty] | ¦ |  | ¦
[10 empty] | 0.0193 | [21 empty] | 0
[10 empty] | - |  | 1.823 | SQM | LABOUR FOR WROUGHT&PUTUP | 1617 | SQM | 2947.791 | [14 empty] | 0
[12 empty] | 1 | NO | DOOR HANDLE WITH CP SCREWS | 50.9 | NO. | 50.9 | [14 empty] | 0
[12 empty] | 3 | NO. | 5"BUTT HINGS | 79.1 | NO. | 237.3 | [14 empty] | 0
[5 empty] | 0.0114 | CUM | T.W SCANTLING ABOVE 2M LONG | 111600 | CUM | 1272.24 |  | 2 | NO. | 6"X1/2"TOWER BOLT | 57.2 | NO. | 114.4 | [14 empty] | 0
[5 empty] | 0.0243 | CUM | T.W SCANTLING BELOW 2M LONG | 99400 | CUM | 2415.42 |  | 1 | NO. | 10"X5/8"ALDROP | 159.7 | NO. | 159.7 | [14 empty] | 0
[5 empty] | 0.0193 | CUM | T.W PLANKS OVER 15TO 30cm | 95000 | CUM | 1833.5 |  | 1 | NO. | NYLONBUSH | 7.3 | NO. | 7.3 | [14 empty] | 0
[7 empty] | WIDE&12TO15mm T.K |  |  |  |  | 1 | NO. | DOOR STOPPER | 43.8 | NO. | 43.8 | [14 empty] | 0
[5 empty] | 1.823 | SQM | LABOUR FOR WROUGHT&PUTUP | 1617 | SQM | 2947.791 | [6 empty] | - | [14 empty] | 0
[5 empty] | 1 | NO | DOOR HANDLE WITH CP SCREWS 6" | 50.9 | NO. | 50.9 |  |  |  | TOTAL FOR 1.8230SQM |  |  | 5546.121 | [14 empty] | 0
[5 empty] | 3 | NO. | 5"BUTT HINGS | 79.1 | NO. | 237.3 | [6 empty] | - | [14 empty] | 0
[5 empty] | 2 | NO. | 6"X1/2"TOWER BOLT | 57.2 | NO. | 114.4 |  |  |  | RATE PER SQM |  |  | 3042.3044 | [14 empty] | 0
[5 empty] | 1 | NO. | 10"X5/8"ALDROP | 159.7 | NO. | 159.7 | [21 empty] | 0
[5 empty] | 1 | NO. | NYLONBUSH | 7.3 | NO. | 7.3 | [6 empty] | = | [14 empty] | ¦ |  | ¦
[5 empty] | 1 | NO. | DOOR STOPPER | 43.8 | NO. | 43.8 | [21 empty] | ¦ |  | ¦
[5 empty] | 10 | Nos. | Brass screw p-59 it-210 | 2.37 | No, | 23.7 | [21 empty] | ¦ |  | ¦
[7 empty] | TOTAL FOR 1.8230SQM |  |  | 9106.051 | [21 empty] | ¦ |  | ¦
[10 empty] | - | [21 empty] | ¦ |  | ¦
[7 empty] | RATE PER SQM |  |  | 4995.0911 | [21 empty] | ¦ |  | ¦
[32 empty] | ¦ |  | ¦
[10 empty] | = | [21 empty] | ¦ |  | ¦
[32 empty] | ¦ |  | ¦
[32 empty] | ¦ |  | ¦
[5 empty] | 22.1 (b) | * | T.W.SINGLY LEAF FULLY PANELLED | [24 empty] | ¦ |  | ¦
[7 empty] | DOOR SHUTTER FOR DOOR OF SIZE | [24 empty] | ¦ |  | ¦
[7 empty] | 900 X 2100MM | [24 empty] | ¦ |  | ¦
[7 empty] | - | [24 empty] | ¦ |  | ¦
[32 empty] | ¦ |  | ¦
[7 empty] | SHUTTER SIZE0-.8X2.05 =1.64M2 | [24 empty] | 0
[7 empty] | STYLES(OVER 2M) -1X2X2.05X0.075X0.0375=0.0115 | [24 empty] | ¦ |  | ¦
[9 empty] | - | [22 empty] | 0
[7 empty] | RAILS(BELOW 2M)- 1X4X0.8X0.15X0.0375= 0.018 | [24 empty] | 0
[7 empty] | - 1X2X0.73125X0.075X0.0375 =0.0040 |  |  | 0.022 | [21 empty] | ¦ |  | ¦
[10 empty] | - | [21 empty] | ¦ |  | ¦
[7 empty] | PLANKS -1X4X0.60625X0.2875X0.01875= |  |  | 0.0131 | [21 empty] | ¦ |  | ¦
[7 empty] | -1X1X0.625X0.2875X0.01875= |  |  | 0.0034 | [21 empty] | ¦ |  | ¦
[10 empty] | - | [21 empty] | 0
[10 empty] | 0.0165 | [21 empty] | 0
[10 empty] | - |  |  |  | BWR single leaf | [17 empty] | 0
[5 empty] | 0.0115 | CUM | T.W SCANTLING ABOVE 2M LONG | 111600 | CUM | 1283.4 |  | (a) |  | DOOR OF SIZE 750X2100 MM | [17 empty] | 0
[5 empty] | 0.022 | CUM | T.W SCANTLING BELOW 2M LONG | 99400 | CUM | 2186.8 |  |  |  | - | [17 empty] | 0
[5 empty] | 0.0165 | CUM | T.W PLANKS OVER 15TO 30cm | 95000 | CUM | 1567.5 |  | 0.01153 | CUM | T.W.SCANTLING above 2M length | 111600 | CUM | 1286.748 | [14 empty] | 0
[7 empty] | WIDE&12TO15mm T.K |  |  |  |  | 0.01013 | CUM | T.W.SCANTLING below 2M length | 99400 | CUM | 1006.922 | [14 empty] | 0
[5 empty] | 1.64 | SQM | LABOUR FOR WROUGHT&PUTUP | 1617 | SQM | 2651.88 |  | 0.7778 | SQM | Phenol bonded BWR Plywood 9mm | 387.4 | SQM | 301.3197 | [14 empty] | 0
[5 empty] | 1 | NO | DOOR HANDLE WITH CP SCREWS 6" | 50.9 | NO. | 50.9 |  | 1.23 | SQM | LABOUR CHARGE | 1348.2 | SQM | 1658.286 | [14 empty] | 0
[5 empty] | 3 | NO. | 5"BUTT HINGS | 79.1 | NO. | 237.3 |  | 2 | NO. | 6"X1/2"ALU.TOWER BOLT | 57.2 | NO. | 114.4 | [14 empty] | 0
[5 empty] | 2 | NO. | 6"X1/2"TOWER BOLT | 57.2 | NO. | 114.4 |  | 3 | NO. | 5" ALU BUTT HINGES | 79.1 | NO. | 237.3 | [14 empty] | 0
[5 empty] | 1 | NO. | 10"X5/8"ALDROP | 159.7 | NO. | 159.7 |  | 1 | NO. | 10"X5/8" ALU. ALDROP | 159.7 | NO. | 159.7 | [14 empty] | 0
[5 empty] | 1 | NO. | NYLONBUSH | 7.3 | NO. | 7.3 |  | 1 | NO. | NYLON BUSH | 7.3 | NO. | 7.3 | [14 empty] | ¦ |  | ¦
[5 empty] | 1 | NO. | DOOR STOPPER | 43.8 | NO. | 43.8 |  | 1 | NO. | ALU.HANDLE WITH C.P.SCREWS 6" | 50.9 | NO. | 50.9 | [14 empty] | ¦ |  | ¦
[5 empty] | 10 | Nos. | Brass screw | 2.37 | NO. | 23.7 |  | 1 | NO. | DOOR STOPPER | 43.8 | NO. | 43.8 | [14 empty] | ¦ |  | ¦
[10 empty] | - |  | 58 |  | brass screws | 2.37 |  | 137.46 | [14 empty] | ¦ |  | ¦
[7 empty] | TOTAL FOR 1.6400SQM |  |  | 8326.68 |  |  |  | TOTAL FOR 1.23 SQM |  |  | 5004.1357 | [14 empty] | ¦ |  | ¦
[10 empty] | - | [6 empty] | - | [14 empty] | ¦ |  | ¦
[7 empty] | RATE PER SQM |  |  | 5077.2439 |  |  |  | RATE PER SQM |  |  | 4068.403 | [14 empty] | ¦ |  | ¦
[10 empty] | = | [6 empty] | = | [14 empty] | ¦:: |  | ¦::
[5 empty] | 22.1 (c) | * | T.W.SINGLY LEAF FULLY PANELLED | [24 empty] | 0
[7 empty] | DOOR SHUTTER FOR DOOR OF SIZE | [24 empty] | 0
[7 empty] | 700 X 2100MM | [24 empty] | ¦ |  | ¦
-
[7 empty] | SHUTTER SIZE0-.6X2.025 =1.215M2 | [24 empty] | ¦ |  | ¦
[7 empty] | STYLES(OVER 2M) -1X2X2.025X0.075X0.0375=0.0114 | [24 empty] | ¦ |  | ¦
[9 empty] | - | [22 empty] | ¦ |  | ¦
[7 empty] | RAILS(BELOW 2M)- 1X2X0.6X0.15X0.0375= 0.0068 | [24 empty] | ¦ |  | ¦
[7 empty] | - 1X3X0.6X0.075X0.0375 =0.0051 |  |  | 0.0119 | [21 empty] | ¦ |  | ¦
[10 empty] | - | [21 empty] | 0
[7 empty] | PLANKS -1X5X0.425X0.295X0.01875= |  |  | 0.0118 | [21 empty] | 0
[10 empty] | - | [21 empty] | 0
0
[5 empty] | 0.0114 | CUM | T.W SCANTLING ABOVE 2M LONG | 111600 | CUM | 1272.24 | [21 empty] | 0
[5 empty] | 0.0119 | CUM | T.W SCANTLING BELOW 2M LONG | 99400 | CUM | 1182.86 | [21 empty] | 0
[5 empty] | 0.0118 | CUM | T.W PLANKS OVER 15TO 30cm | 95000 | CUM | 1121 | [21 empty] | 0
[7 empty] | WIDE&12TO15mm T.K | [24 empty] | 0
[5 empty] | 1.215 | SQM | LABOUR FOR WROUGHT&PUTUP | 1617 | SQM | 1964.655 | [21 empty] | 0
[5 empty] | 1 | NO | DOOR HANDLE WITH CP SCREWS 6" | 50.9 | NO. | 50.9 | [21 empty] | 0
[5 empty] | 3 | NO. | 5"BUTT HINGS | 79.1 | NO. | 237.3 | [21 empty] | 0
[5 empty] | 2 | NO. | 6"X1/2"TOWER BOLT | 57.2 | NO. | 114.4 | [21 empty] | 0
[5 empty] | 1 | NO. | 10"X5/8"ALDROP | 159.7 | NO. | 159.7 | [21 empty] | 0
[5 empty] | 1 | NO. | NYLONBUSH | 7.3 | NO. | 7.3 | [21 empty] | 0
[5 empty] | 1 | NO. | DOOR STOPPER | 43.8 | NO. | 43.8 | [21 empty] | 0
[5 empty] | 10 | Nos. | Brass screw | 2.37 | NO. | 23.7 |  | 23.1. | * | S/F OF BWR PLYWOOD DOOR | [17 empty] | 0
[10 empty] | - |  |  |  | SHUTTER WITH VERTICALS AND | [17 empty] | 0
[7 empty] | TOTAL FOR 1.215SQM |  |  | 6177.855 |  |  |  | TOP RAIL AND BOTTOM RAILS | [17 empty] | 0
[10 empty] | - |  |  |  | WITH 9mm THICK MARINE GRADE | [17 empty] | 0
[7 empty] | RATE PER SQM |  |  | 5084.6543 |  |  |  | BWR PLYWOOD WITH | [17 empty] | 0
[10 empty] | = |  |  |  | I.O FITTINGS AS PER SCHEDULE E | [17 empty] | 0
[7 empty] | Hollow type PVC door with frame |  |  | 2211 |  |  |  | - | [17 empty] | 0
[5 empty] | 23.1. | * | S/F OF BWR PLYWOOD DOOR | [6 empty] | SHUTTER SIZE0-.8X2.05 =1.64M2 | [17 empty] | 0
[7 empty] | SHUTTER WITH VERTICALS AND | [6 empty] | STYLES(OVER 2M) -1X2X2.05X0.075X0.0375=0.01153 | [17 empty] | 0
[7 empty] | TOP RAIL AND BOTTOM RAILS | [8 empty] | -
[7 empty] | WITH 9mm THICK MARINE GRADE | [6 empty] | RAILS(BELOW 2M)- 1X3X0.8X0.15X0.0375= 0.0135 | [17 empty] | 0
[7 empty] | BWR PLYWOOD WITH | [24 empty] | 0
[7 empty] | I.O FITTINGS AS PER SCHEDULE E | [24 empty] | 0
[7 empty] | - | [6 empty] | PLANKS -1X1X0.625X0.64=0.40 | [17 empty] | 0
[7 empty] | SHUTTER SIZE0-.8X2.05 =1.64M2 | [6 empty] | PLANKS -1X1X0.985X0.625=0.616 |  |  | 1.016M2 | [14 empty] | 0
[7 empty] | STYLES(OVER 2M) -1X2X2.05X0.075X0.0375=0.01153 | [24 empty] | 0
[9 empty] | - | [19 empty] | 23.1. | * | S/F OF BWR PLYWOOD DOOR
[7 empty] | RAILS(BELOW 2M)- 1X3X0.8X0.15X0.0375= 0.0135 | [23 empty] | SHUTTER WITH VERTICALS AND
[12 empty] | (a) |  | DOOR OF SIZE 900 X2100 MM | [16 empty] | TOP RAIL AND BOTTOM RAILS
[14 empty] | - | [16 empty] | WITH 9mm THICK MARINE GRADE
[7 empty] | PLANKS -1X1X0.625X0.64=0.40 |  |  |  |  | 0.01153 | CUM | C.W.SCANTLING UPTO 4M length (PADAK) | 34300 | CUM | 395.479 | [13 empty] | BWR PLYWOOD WITH
[7 empty] | PLANKS -1X1X0.985X0.625=0.616 |  |  | 1.016M2 |  | 0.0135 | CUM | C.W.SCANTLING UPTO 4M length (PADAK) | 34300 | CUM | 463.05 | [13 empty] | I.O FITTINGS AS PER SCHEDULE E 1200 x 2100mm size
[12 empty] | 1.016 | SQM | Phenol bonded BWR Plywood 9mm | 387.4 | SQM | 393.5984 | [13 empty] | -
[12 empty] | 1.64 | SQM | LABOUR CHARGE | 1348.2 | SQM | 2211.048 | [13 empty] | SHUTTER SIZE0-1.1X2.05 =2.255M2
[12 empty] | 2 | NO. | 6"X1/2"ALU.TOWER BOLT | 57.2 | NO. | 114.4 | [13 empty] | STYLES(OVER 2M) -2X2X2.05X0.075X0.0375=0.02306
[5 empty] | (a) |  | DOOR OF SIZE 900 X2100 MM |  |  |  |  | 3 | NO. | 5" ALU BUTT HINGES | 79.1 | NO. | 237.3 | [15 empty] | -
[7 empty] | - |  |  |  |  | 1 | NO. | 10"X5/8" ALU. ALDROP | 159.7 | NO. | 159.7 | [13 empty] | RAILS(BELOW 2M)- 2X3X0.55X0.15X0.0375= 0.01856
[5 empty] | 0.01153 | CUM | T.W.SCANTLING above 2M length | 111600 | CUM | 1286.748 |  | 1 | NO. | NYLON BUSH | 7.3 | NO. | 7.3
[5 empty] | 0.0135 | CUM | T.W.SCANTLING below 2M length | 99400 | CUM | 1341.9 |  | 1 | NO. | ALU.HANDLE WITH C.P.SCREWS | 50.9 | NO. | 50.9
[5 empty] | 1.016 | SQM | Phenol bonded BWR Plywood 9mm | 387.4 | SQM | 393.5984 |  | 1 | NO. | DOOR STOPPER | 43.8 | NO. | 43.8 | [13 empty] | PLANKS -1X2X0.625X0.425=0.53
[5 empty] | 1.64 | SQM | LABOUR CHARGE | 1348.2 | SQM | 2211.048 | [6 empty] | - | [13 empty] | PLANKS -1X2X1.025X0.425=0.87 |  |  | 1.40M2
[5 empty] | 2 | NO. | 6"X1/2"ALU.TOWER BOLT | 57.2 | NO. | 114.4 |  |  |  | TOTAL FOR 1.64 SQM |  |  | 4076.5754
[5 empty] | 3 | NO. | 5" ALU BUTT HINGES | 79.1 | NO. | 237.3 | [6 empty] | -
[5 empty] | 1 | NO. | 10"X5/8" ALU. ALDROP | 159.7 | NO. | 159.7 |  |  |  | RATE PER SQM |  |  | 2485.7167
[5 empty] | 1 | NO. | NYLON BUSH | 7.3 | NO. | 7.3 | [6 empty] | = | = | [10 empty] | (a) |  | DOOR OF SIZE 1200 X2100 MM
[5 empty] | 1 | NO. | ALU.HANDLE WITH C.P.SCREWS 6" | 50.9 | NO. | 50.9 | [20 empty] | -
[5 empty] | 1 | NO. | DOOR STOPPER | 43.8 | NO. | 43.8 |  | (a) |  | DOOR OF SIZE 1000 X2100 MM | [14 empty] | 0.02306 | CUM | T.W.SCANTLING above 2M length | 111600 | CUM | 2573.496
[5 empty] | 58 | Nos. | Brass screw | 2.37 | NO. | 137.46 |  |  |  | - | [14 empty] | 0.01856 | CUM | T.W.SCANTLING below 2M length | 99400 | CUM | 1844.864
[7 empty] | TOTAL FOR 1.64 SQM |  |  | 5984.1544 |  | 0.01153 | CUM | T.W.SCANTLING above 2M length | 111600 | CUM | 1286.748 | [11 empty] | 1.4 | SQM | Phenol bonded BWR Plywood 9mm | 387.4 | SQM | 542.36
[10 empty] | - |  | 0.0152 | CUM | T.W.SCANTLING below 2M length | 99400 | CUM | 1510.88 | [11 empty] | 2.255 | SQM | LABOUR CHARGE | 1348.2 | SQM | 3040.191
[7 empty] | RATE PER SQM |  |  | 3648.8746 |  | 1.26 | SQM | Phenol bonded BWR Plywood 9mm | 387.4 | SQM | 488.124 | [11 empty] | 4 | NO. | 6"X1/2"ALU.TOWER BOLT | 57.2 | NO. | 228.8
[10 empty] | = |  | 1.845 | SQM | LABOUR CHARGE | 1348.2 | SQM | 2487.429 | [11 empty] | 6 | NO. | 5" ALU BUTT HINGES | 79.1 | NO. | 474.6
[5 empty] | 22.2(a) |  | TW single leaf glazed window |  |  |  |  | 2 | NO. | 6"X1/2"ALU.TOWER BOLT | 57.2 | NO. | 114.4 | [11 empty] | 1 | NO. | 10"X5/8" ALU. ALDROP | 159.7 | NO. | 159.7
[7 empty] | shutter for frame of overall height 135cm |  |  |  |  | 3 | NO. | 5" ALU BUTT HINGES | 79.1 | NO. | 237.3 | [11 empty] | 2 | NO. | NYLON BUSH | 7.3 | NO. | 14.6
[7 empty] | - |  |  |  |  | 1 | NO. | 10"X5/8" ALU. ALDROP | 159.7 | NO. | 159.7 | [11 empty] | 2 | NO. | ALU.HANDLE WITH C.P.SCREWS 6" | 50.9 | NO. | 101.8
[5 empty] | 0.00665 | cum | TW scantling below 2m length | 99400 | CUM | 661.01 |  | 1 | NO. | NYLON BUSH | 7.3 | NO. | 7.3 | [11 empty] | 2 | NO. | DOOR STOPPER | 43.8 | NO. | 87.6
[5 empty] | 0.32346 | SQM | frosted glass 4mmthick | 208.8 | CUM | 67.5384 |  | 1 | NO. | ALU.HANDLE WITH C.P.SCREWS 6" | 50.9 | NO. | 50.9 | [11 empty] | 118 | NO. | Brass screw | 2.37 |  | 279.66
[5 empty] | 0.4766 | SQM | LABOUR CHARGE | 1509.2 | SQM | 719.2847 |  | 1 | NO. | DOOR STOPPER | 43.8 | NO. | 43.8 | [13 empty] | TOTAL FOR 2.255 SQM |  |  | 9347.671
[5 empty] | 3 | NO. | 3" ALU BUTT HINGES | 43.6 | NO. | 130.8 |  | 58 |  | brass screws | 2.37 |  | 137.46 | [16 empty] | -
[5 empty] | 2 | NO. | 2"X5/16" ALU. TOWERBOLT | 35.1 | NO. | 70.2 |  |  |  | TOTAL FOR 1.845SQM |  |  | 6524.041 | [13 empty] | RATE PER SQM |  |  | 4145.3086
[5 empty] | 1 | NO. | NYLON BUSH with screws | 7.3 | NO. | 7.3 | [6 empty] | - | [16 empty] | =
[5 empty] | 1 | NO. | 6" hooks and eyes | 8.9 | NO. | 8.9 |  |  |  | RATE PER SQM |  |  | 3536.0656 | [14 empty] | 0
[5 empty] | 24 |  | Brass screw | 2.37 | NO. | 56.88 | [6 empty] | = | [14 empty] | 0
[7 empty] | TOTAL FOR .4766 SQM |  |  | 1721.9132 | [21 empty] | 0
[10 empty] | - | [21 empty] | 0
[7 empty] | RATE PER SQM |  |  | 3612.9105 | [21 empty] | 0
[10 empty] | = | [21 empty] | 0
[5 empty] | 22.2(c) | * | TW single leaf glazed window | [24 empty] | 0
[7 empty] | shutter for frame of overall height 105cm | [5 empty] | T.W.SINGLY LEAF FULLY PANELLED | [18 empty] | 0
[7 empty] | - | [5 empty] | DOOR SHUTTER FOR DOOR OF SIZE | [18 empty] | 0
[5 empty] | 0.0054 | cum | TW scantling below 2m length | 99400 | CUM | 536.76 |  |  | 1800 X 2100MM (Double leaves) | [18 empty] | 0
[5 empty] | 0.23871 | SQM | frosted glass 4mmthick | 208.8 | CUM | 49.8426 | [21 empty] | 0
[5 empty] | 0.362 | SQM | LABOUR CHARGE | 1509.2 | SQM | 546.3304 | [21 empty] | 0
[5 empty] | 3 | NO. | 3" ALU BUTT HINGES | 43.6 | NO. | 130.8 |  | 0.0228 | CUM | T.W SCANTLING ABOVE 2M LONG | 111600 | CUM | 2544.48 | [14 empty] | 0
[5 empty] | 2 | NO. | 2"X5/16" ALU. TOWERBOLT | 35.1 | NO. | 70.2 |  | 0.043 | CUM | T.W SCANTLING BELOW 2M LONG | 99400 | CUM | 4274.2 | [14 empty] | 0
[5 empty] | 1 | NO. | NYLON BUSH with screws | 7.3 | NO. | 7.3 |  | 0.0408 | CUM | T.W PLANKS OVER 15TO 30cm | 95000 | CUM | 3876 | [14 empty] | 0
[5 empty] | 1 | NO. | 6" hooks and eyes | 8.9 | NO. | 8.9 |  |  |  | WIDE&12TO25mm T.K |  |  | 0 | [14 empty] | 0
[5 empty] | 10 |  | Brass screw | 2.37 | NO. | 23.7 |  | 3.4425 | SQM | LABOUR FOR WROUGHT&PUTUP | 1617 | SQM | 5566.5225 | [14 empty] | 0
[10 empty] | - |  | 2 | NO | DOOR HANDLE WITH CP SCREWS 6" | 50.9 | NO. | 101.8 | [14 empty] | 0
[7 empty] | TOTAL FOR .362 SQM |  |  | 1373.833 |  | 6 | NO. | 5"BUTT HINGS | 79.1 | NO. | 474.6 | [14 empty] | 0
[10 empty] | - |  | 4 | NO. | 6"X1/2"TOWER BOLT | 57.2 | NO. | 228.8 | [14 empty] | 0
[7 empty] | RATE PER SQM |  |  | 3795.1189 |  | 1 | NO. | 10"X5/8"ALDROP | 159.7 | NO. | 159.7 | [14 empty] | 0
[10 empty] | = |  | 2 | NO. | NYLONBUSH | 7.3 | NO. | 14.6 | [14 empty] | 0
[5 empty] | 22.2(d) | * | TW Swing type ventilater |  |  |  |  | 2 | NO. | DOOR STOPPER | 43.8 | NO. | 87.6 | [14 empty] | 0
[7 empty] | of size 90x 60cm |  |  |  |  | 10 |  | brass screws | 2.37 |  | 23.7 | [14 empty] | 0
[7 empty] | - | [6 empty] | TOTAL FOR 1.6400SQM |  |  | 17352.3125 | [14 empty] | 0
[5 empty] | 0.0053 | cum | TW scantling below 2m length | 99400 | CUM | 526.82 | [6 empty] | -
[5 empty] | 0.2745 | SQM | frosted glass 4mmthick | 208.8 | CUM | 57.3156 |  |  |  | RATE PER SQM |  |  | 5040.6137 | [14 empty] | 0
[5 empty] | 0.4 | SQM | LABOUR CHARGE | 1261.4 | SQM | 504.56 | [6 empty] | = | [14 empty] | 0
[5 empty] | 2 | pair | pivoted hinges with screw | 8.5 | pair | 17 | [21 empty] | 0
[5 empty] | 1 | NO. | 3" hooks and eyes | 6.1 | NO. | 6.1 | [21 empty] | 0
[5 empty] | 1 | NO. | 8" hooks and eyes | 11.8 | NO. | 11.8 |  |  |  | TW Panelled Door 1500 X 2100MM (Double leaves) | [17 empty] | 0
[5 empty] | 10 |  | Brass screw | 2.37 | NO. | 23.7 | [21 empty] | 0
[10 empty] | - | [21 empty] | 0
[7 empty] | TOTAL FOR .40 SQM |  |  | 1147.2956 | [21 empty] | 0
[10 empty] | - |  | 0.0228 | CUM | T.W SCANTLING above 2m | 111600 | CUM | 2544.48 | [14 empty] | 0
[7 empty] | RATE PER SQM |  |  | 2868.239 |  | 0.0354 | CUM | T.W SCANTLING below 2m | 99400 | CUM | 3518.76 | [14 empty] | 0
[12 empty] | 0.0323 | CUM | T.W PLANKS (15.30 CM) (12 TO 25CM THICK) | 95000 | CUM | 3068.5 | [14 empty] | 0
[10 empty] | = |  | 2.835 | SQM | LABOUR CHARGES FOR WROUGHT AND PUT UP | 1617 | SQM | 4584.195 | [14 empty] | 0
[5 empty] | 22.3 |  | TW double leaf shutter for ward robe / cup board |  |  |  |  | 2 | NOS | DOOR HANDLE 6" | 50.9 | Each | 101.8 | [14 empty] | 0
[7 empty] | - | - | - |  |  | 6 | NOS | 5" BUTT HINGES | 79.1 | Each | 474.6 | [14 empty] | 0
[12 empty] | 4 | NOS | 6" X .6" TOWER BOLTS | 57.2 | Each | 228.8
[7 empty] | SHUTTER SIZE 1.2X2.1 =2.52M2 |  |  |  |  | 1 | NOS | 10" X 5/8" ALDROPS | 159.7 | Each | 159.7 | [14 empty] | 0
[7 empty] | TW scantling(OVER 2M) -1X2X2.1X0.075X0.0375=0.0118 |  |  |  |  | 2 | NOS | NYLON BUSH | 7.3 | Each | 14.6 | [14 empty] | 0
[7 empty] | TW scantling(below 2M) -1X2X1.2X0.075X0.0375=0.00675 |  |  |  |  | 2 | NOS | DOOR STOPPER | 43.8 | Each | 87.6 | [14 empty] | 0
[7 empty] | Shutter styles(vertical) -1X4X1.95X0.075X0.0375=0.02194 |  |  |  |  | 118 |  | brass screws | 2.37 |  | 279.66 | [14 empty] | 0
[7 empty] | Shutter styles(Horizantal) -2X2X0.4X0.075X0.0375=0.0045 | [6 empty] | RATE PER SQM |  |  | 15062.695 | [14 empty] | 0
[10 empty] | 0.0332 | [6 empty] | ============ | [14 empty] | 0 | [17 empty] | 000000011111111111111111111111111111111111111111111111111111111111111111111111111111111111111111111111111111111111111111111111111111111111111111111111111111111111111111111111111111111111111111111111111111111111111111111111111111111111111111111111111111111111111111111111111111111111111111111111111111111111111111111111111111111111111111111111111111
[7 empty] | Shutter(OSL Board) -1X2X1.825X0.4=1.46m2 | [6 empty] | RATE FOR 2.835 SQM |  |  | 5313.1199 | [14 empty] | 0
[7 empty] | Shutter area -1X1X1.05X1.95=2.05 m2 | [9 empty] | ============ | [14 empty] | 0
0
[5 empty] | 0.0118 | CUM | T.W.SCANTLING above 2M length | 111600 | CUM | 1316.88 | [21 empty] | 0
[5 empty] | 0.0332 | CUM | T.W.SCANTLING below 2M length | 99400 | CUM | 3300.08 | [21 empty] | 0
[5 empty] | 0.01855 | CUM | LABOUR FOR WROUGHT &PUTUP | 14385 | CUM | 266.8417 | [21 empty] | 0
[5 empty] | 1.46 | SQM | BISON PANEL 8MMTK. OSL | 269.1 | SQM | 392.886 | [21 empty] | 0
[5 empty] | 2.05 | SQM | LABOUR CHARGE FOR SHUTTER | 1348.2 | SQM | 2763.81 | [21 empty] | 0
[5 empty] | 2 | NO. | 3"X5/8"ALU.TOWER BOLT | 35.1 | NO. | 70.2 | [21 empty] | 0
[5 empty] | 6 | NO. | 3" ALU BUTT HINGES | 43.6 | NO. | 261.6 | [21 empty] | 0
[5 empty] | 2 | NO. | ORNAMENTAL; HANDLE WITH SCREWS(100mm)p46 it-98c | 53.8 | NO. | 107.6 | [21 empty] | 0
[5 empty] | 1 | NO. | LOCKS &KEY Qtn | 63.2 | NO. | 63.2 | [21 empty] | 0
[5 empty] | 2.52 | SQM | VARNISH TWO COATS | 206.338 | SQM | 519.9718 | [21 empty] | 0
[7 empty] | SUNDRIES FOR NAILS,PLUGS ETC. | L.S |  | 0.21 | [21 empty] | 0
[10 empty] | - | [21 empty] | 0
[7 empty] | TOTAL FOR 2.52 SQM |  |  | 9063.2795 |  | Cement Concrete using design mix of grade M25 concrete for all RCC works | [19 empty] | 0
[10 empty] | - |  |  |  | - | [17 empty] | 0
[7 empty] | RATE PER SQM |  |  | 3596.5395 |  |  | 0.453 | 20mmH.B.JELLY | 2288.78 | CUM | 1036.8173 | [14 empty] | 0
[10 empty] | = |  |  | 0.302 | 10mmH.B.JELLY | 1844.78 | CUM | 557.1236 | [14 empty] | 0
[6 empty] | * | BEST VARNISHING ONE COAT OVER WOOD WORK | [5 empty] | 0.44 | SAND | 2116.9 | CUM | 931.436 | [14 empty] | 0
[7 empty] | - | - |  |  |  |  | 0.37 | Cement | 5800 | MT | 2146 | [14 empty] | 0
[5 empty] | 0.77 | Lit. | BEST VARNISH | 266 | Lit. | 204.82 |  |  | 0.35 | Mason II | 1005.2 | NO. | 351.82 | [14 empty] | 0
[5 empty] | 0.61 | Lit. | LINSEED OIL BOILED | 25 | Lit. | 15.25 |  |  | 2.12 | Mazdoor I | 702.8 | NO. | 1489.936 | [14 empty] | 0
[5 empty] | 0.7 | No. | PAINTER-I | 861 | EACH | 602.7 |  |  | 3.53 | Mazdoor II | 576.8 | NO. | 2036.104 | [14 empty] | 0
[14 empty] | VIBRATING CHARGES |  |  | 98.98
[5 empty] | 0.7 | No. | MAZDOOR-I | 702.8 | EACH | 491.96 |  | LS |  | Admixture | 0 |  | 270 | [14 empty] | 0
[6 empty] | L.S | SUNDRIES FOR BRUSHES,ETC |  | L.S | 1.5 |  | LS |  | Batching plant | 0 |  | 150 | [14 empty] | 0
[10 empty] | - |  | LS |  | Sundries | 0 |  | 0.35 | [14 empty] | 0
[7 empty] | TOTAL FOR TEN SQM |  |  | 1316.23 | [6 empty] | 9068.5669 | [14 empty] | 0
[10 empty] | - | [12 empty] | 0 | [8 empty] | 0
[7 empty] | RATE PER SQM |  |  | 131.623 | [21 empty] | 0
[10 empty] | = | [21 empty] | 0
[14 empty] | In Foundation and Basement |  |  | 9068.5669 | [14 empty] | 0
[6 empty] | * | BEST VARNISHING TWO COAT OVER WOOD WORK | [9 empty] | - | [14 empty] | 0
[7 empty] | - | - | [5 empty] | G.F |  |  | 9194.4269 | 125.86 | 247.8 | [12 empty] | 0
[5 empty] | 1.2 | Lit. | BEST VARNISH p38/31 | 266 | Lit. | 319.2 |  |  |  | F.F |  |  | 9442.2269 | 3704.6669 | [13 empty] | 0
[5 empty] | 0.9 | Lit. | LINSEED OIL BOILED | 25 | Lit. | 22.5 |  |  |  | S.F |  |  | 9690.0269 | [14 empty] | 0
[5 empty] | 1.1 | No. | PAINTER-I | 861 | EACH | 947.1 |  |  |  | T.F |  |  | 9937.8269 | [14 empty] | 0
[5 empty] | 1.1 | No. | MAZDOOR-I | 702.8 | EACH | 773.08 |  |  |  | Fourth Floor |  |  | 10185.6269 | [14 empty] | 0
[6 empty] | L.S | SUNDRIES FOR BRUSHES,ETC |  | L.S | 1.5 |  |  |  | 5th |  |  | 10433.4269 | [14 empty] | 0
[10 empty] | - |  |  |  | 6th |  |  | 10681.2269 | [14 empty] | 0
[7 empty] | TOTAL FOR TEN SQM |  |  | 2063.38 |  |  |  | 7th |  |  | 10929.0269 | [14 empty] | 0
[10 empty] | - |  |  |  | 8th |  |  | 11176.8269 | [14 empty] | 0
[7 empty] | RATE PER SQM |  |  | 206.338 |  |  |  | 9th |  |  | 11424.6269 | [14 empty] | 0
[10 empty] | = |  |  |  | 10th |  |  | 11672.4269 | [14 empty] | 0
[17 empty] | 11920.2269 | [14 empty] | 0
[5 empty] | 23.3 |  | Supplying and fixing of Magnetic Door Catches | Qtn |  | 52 | [6 empty] | 12168.0269 | [14 empty] | 0
[14 empty] | Design Mix M30 Grade Concrete (CER 255/2012-13) |  |  | 12415.8269 | [14 empty] | 0
[12 empty] | 0.443 | cum | 20mm HBG | 2288.78 |  | 1013.9295 | [14 empty] | 0
[5 empty] | 23.2 | * | Supplying and fixing 4mm thick pin |  |  |  |  | 0.295 | cum | 10mm HBG | 1844.78 |  | 544.2101 | [14 empty] | 0
[7 empty] | headed glass panels 450x1350 |  |  |  |  | 0.43 | cum | Sand | 2116.9 |  | 910.267 | [14 empty] | 0
[7 empty] | - | - |  |  |  | 0.39 | MT | Cement | 5800 |  | 2262 | [14 empty] | 0
[5 empty] | 0.5334 | Sqm | 4mm glass frosted | 208.8 | Sqm | 111.3739 |  | 0.35 | Nos | Mason II | 1005.2 | 0 | 351.82 | [14 empty] | 0
[5 empty] | 4.24 | Rmt | 12x12mm Alu.Beedings ( Qtn) | 35.61 | Rmt | 150.9864 |  | 2.12 | Nos | Maz I | 702.8 |  | 1489.936 | [14 empty] | 0
[5 empty] | 16 | No. | Alu. bolts and nuts( Qtn) | 1 | Each | 16 |  | 3.53 | Nos | Maz II | 576.8 |  | 2036.104 | [14 empty] | 0
[5 empty] | 0.5334 | Sqm | Labour for fixing glass paneles | 232.6852 | Sqm | 124.1143 |  | 1 | cum | Vibrating charges | 98.98 |  | 98.98 | [14 empty] | 0
[6 empty] | L.S | Sundries |  | L.S |  |  | LS |  | Admixture | LS |  | 270 | [14 empty] | 0
[7 empty] | (1.08SQM LABOUR =.25CARPENTER-II) |  |  |  |  | LS |  | Batching plant | LS |  | 150 | [14 empty] | 0
[10 empty] | - |  | LS |  | Sundries | LS |  | 0.45 | 125.86 | 247.8 | [12 empty] | ¦ |  | ¦
[7 empty] | Total for 0.5334 Sqm |  |  | 402.4746 |  |  |  | Foundation & Basement |  |  | 9127.6966 | [14 empty] | ¦ |  | ¦
[10 empty] | - |  |  |  | G.F |  |  | 9253.5566 | [14 empty] | ¦ |  | ¦
[7 empty] | Rate for one Sqm. |  |  | 754.6 | [6 empty] | 9501.3566 | [14 empty] | ¦ |  | ¦
[10 empty] | = | [14 empty] | 15.1 | C. |  | S & F of Granite slab of size 4'x2', 18 to 20mm Thick For kitchen arrangements (jet black) for SP and ADSP |  |  |  | C. | 15.1 | C. | S & F of Granite tile of size 2'x 1', 10mm Thick For kitchen arrangements (jet black for SFO)
[28 empty] | ================== |  |  |  | 0 |  |  | ==================
[5 empty] | 24. | * | STEEL GRILLS FOR WINDOWS & VENTILATER | [17 empty] | 10 | Sqm |  | Granite slab ( Jet Black) p-42 it-27a | 1706 | Sqm | 17060 | Sqm | 10 | Sqm | Granite slab ( Jet Black) p-38 it-13 a | 804 | Sqm | 8040
[7 empty] | WITH SUITABLE LEDGES including piming coat | [17 empty] | 0.12 | CUM |  | C.M 1:3 | 5022.7 | CUM | 602.724 | CUM | 0.12 | CUM | C.M 1:3 | 5022.7 | CUM | 602.724
[7 empty] | - | [17 empty] | 1 | No. |  | Mason Ist | 1076.6 | Each | 1076.6 | No. | 1 | No. | Mason Ist | 1076.6 | Each | 1076.6
[5 empty] | 1 | Kg | RATE AS PER PWD LR For Window p 44/ it 76 | 60.9 | Kg | 60.9 | [14 empty] | 1 | No. |  | Mason IIst | 702.8 | Each | 702.8 | No. | 1 | No. | Mason IIst | 1005.2 | Each | 1005.2
[10 empty] | = | [15 empty] | L.S |  | Packing with C.M., Scaffolding |  | L.S | 0.33 |  |  | L.S | Packing with C.M., Scaffolding |  | L.S | 0.33
[5 empty] | 39 |  | Steel grill for Verandah Enclousure PWD SR p23/ Item 168/131 | 54.5 | Kg | 54.5 | [17 empty] | and Polishing etc., |  |  |  | - |  |  | and Polishing etc.,
[5 empty] | 25. | * | Supplying and fixing M.S.Hold Qtn |  | EACH | 9.6 | [17 empty] | Total for TEN sqm |  |  | 19442.454 | 0 |  |  | Total for TEN sqm |  |  | 10724.854
[7 empty] | fast with screws |  |  | = | [20 empty] | - | - | [5 empty] | -
[28 empty] | RATE for one sqm |  |  | 1944.2454 |  |  |  | RATE for one sqm |  |  | 1072.4854
[5 empty] | 28. | * | FINISHING THE TOP OF FLOORING | [20 empty] | G.F |  | 1.2586 | 1945.504 |  |  |  | G.F |  | 1.2586 | 1073.744
[7 empty] | WITH C.M(1:4)20mm THICK | [20 empty] | F.F |  | 2.478 | 1947.982 |  |  |  | F.F |  | 2.478 | 1076.222
[7 empty] | - | [20 empty] | S.F |  | 2.478 | 1950.46 |  |  |  | S.F |  | 2.478 | 1078.7
[5 empty] | 0.22 | CUM | CEMENT MORTAR(1:4) | 4326.7 | CUM | 951.874 | [17 empty] | T.F |  | 2.478 | 1952.938 |  |  |  | T.F |  | 2.478 | 1081.178
[5 empty] | 2.2 | NO | MASON I | 1076.6 | NO | 2368.52 | [17 empty] | FOURTH FLOOR |  | 2.478 | 1955.416 |  |  |  | FOURTH FLOOR |  | 2.478 | 1083.656
[5 empty] | 0.5 | NO | MAZDOOR I | 702.8 | NO | 351.4 | [17 empty] | 5 |  | 2.478 | 1957.894 | 0 |  |  | 5 |  | 2.478 | 1086.134
[5 empty] | 3.2 | NO | MAZDOOR II | 576.8 | NO | 1845.76 | [17 empty] | 6 |  | 2.478 | 1960.372 | 0 |  |  | 6 |  | 2.478 | 1088.612
[28 empty] | 7 |  | 2.478 | 1962.85 |  |  |  | 7 |  | 2.478 | 1091.09
[28 empty] | 8 |  | 2.478 | 1965.328 |  |  |  | 8 |  | 2.478 | 1093.568
[28 empty] | 9 |  | 2.478 | 1967.806 |  |  |  | 9 |  | 2.478 | 1096.046
[28 empty] | 10 |  | 2.478 | 1970.284
[28 empty] | 11 |  | 2.478 | 1972.762
[6 empty] | L.S | SUNDRIES |  | L.S | 5 | [14 empty] | 29.5 | * |  | Granite Tiles flooring in cm1:3,20mm thk |  |  |  | ¦ |  | ¦
[10 empty] | - | [17 empty] | Satheleri Grey |  |  |  | ¦ |  | ¦
[7 empty] | TOTAL FOR 10 SQM |  |  | 5522.554 | [21 empty] | ¦ |  | ¦
[10 empty] | - |  |  |  | Eurocon tile/ Designer tile flooring (as per CER-112/2007-08) | [13 empty] | - | - | 591.5894 |  | ¦ |  | ¦
[7 empty] | RATE PER SQM |  |  | 552.2554 | [14 empty] | 10 | SQM |  | COST OF granite FLOOR TILES, gray | 591.59 | SQM | 5915.9 | ¦ |  | ¦
[10 empty] | = | [7 empty] | Old rate | [6 empty] | 0.21 | CUM |  | C.M(1:3) | 5022.7 | CUM | 1054.767 | ¦ |  | ¦
[5 empty] | 29.2 | * | MOSAIC FLOORING IN C.M(1:3) |  |  |  |  | 10 | SQM | COST OF Eurocon TILES (pwd -p 41/17 | 599 | SQM | 5990 | 694.02 | 6940.2 | [8 empty] | LABOUR FOR LAYING & POINTING |  |  |  | ¦ |  | ¦
[7 empty] | USING GREY COLOUR TILES |  |  |  |  | 0.21 | CUM | C.M(1:3) | 5022.7 | CUM | 1054.767 |  | 1054.767 | [5 empty] | 1.1 | NO |  | MASON I | 1076.6 | NO | 1184.26 | ¦ |  | ¦
[7 empty] | - |  |  |  |  | 1.1 | NO | MASON I | 1076.6 | NO | 1184.26 |  | 1184.26 | [5 empty] | 1.1 | NO |  | MASON II | 1005.2 | NO | 1105.72 | ¦ |  | ¦
[5 empty] | 160 | NOS | COST OF GRAY COLOUR TILES | 11559 | 1000 Nos | 1849.44 |  | 1.1 | NO | MASON II | 1005.2 | NO | 1105.72 |  | 1105.72 | [5 empty] | 2.2 | NO |  | MAZDOOR I | 702.8 | NO | 1546.16 | ¦ |  | ¦
[7 empty] | 25X25X2cm |  |  |  |  | 2.2 | NO | MAZDOOR I | 702.8 | NO | 1546.16 |  | 1546.16 | [5 empty] | 2.2 | NO |  | MAZDOOR II | 576.8 | NO | 1268.96 | ¦ |  | ¦
[5 empty] | 0.21 | CUM | C.M(1:3) | 5022.7 | CUM | 1054.767 |  | 2.2 | NO | MAZDOOR II | 576.8 | NO | 1268.96 |  | 1268.96 | [5 empty] | 20 | Kg |  | CEMENT | 5800 | M.T | 116 | ¦ |  | ¦
[7 empty] | LABOUR FOR LAYING & POINTING |  |  |  |  | 20 | Kg | CEMENT | 5800 | M.T | 116 |  | 116 | [5 empty] | 2 | Kg |  | Grout | 36.1 | Kg | 72.2 | ¦ |  | ¦
[5 empty] | 1.1 | NO | MASON I | 1076.6 | NO | 1184.26 |  | 2 | Kg | white/colour cement | 24.5 | Kg | 49 |  | 49 | [5 empty] | 1.6 | NO |  | MASON II | 1005.2 | NO | 1608.32 | ¦ |  | ¦
[5 empty] | 1.1 | NO | MASON II | 1005.2 | NO | 1105.72 |  | 1.6 | NO | MASON II | 1005.2 | NO | 1608.32 |  | 1608.32 | [5 empty] | 0.5 | NO |  | MAZDOOR I | 702.8 | NO | 351.4 | ¦ |  | ¦
[5 empty] | 2.2 | NO | MAZDOOR I | 702.8 | NO | 1546.16 |  | 0.5 | NO | MAZDOOR I | 702.8 | NO | 351.4 |  | 351.4 | [5 empty] | 1.1 | NO |  | MAZDOOR II | 576.8 | NO | 634.48 | ¦ |  | ¦
[5 empty] | 2.2 | NO | MAZDOOR II | 576.8 | NO | 1268.96 |  | 1.1 | NO | MAZDOOR II | 576.8 | NO | 634.48 |  | 634.48 | [6 empty] | L.S |  | SUNDRIES | 0 | L.S | 0 | ¦ |  | ¦
[5 empty] | 22 | Kg | CEMENT | 5800 | M.T | 127.6 |  |  | L.S | SUNDRIES |  | L.S | 4.6 | 2.75 | 2.74 | [9 empty] | 0 |  | - | ¦ |  | ¦
[5 empty] | 1.6 | NO | MASON II | 1005.2 | NO | 1608.32 | [6 empty] | - | [10 empty] | TOTAL FOR 10 SQM |  |  | 14858.167 | ¦:: |  | ¦::
[5 empty] | 0.5 | NO | MAZDOOR I | 702.8 | NO | 351.4 |  |  |  | TOTAL FOR 10 SQM |  |  | 14913.667 |  | 15862.007 | [11 empty] | - | 0
[5 empty] | 1.1 | NO | MAZDOOR II | 576.8 | NO | 634.48 | [6 empty] | - | [10 empty] | RATE PER SQM |  |  | 1485.8167 | 0
[7 empty] | POLISHING | [6 empty] | RATE PER SQM |  |  | 1491.3667 | 515.7467 | 1586.2007 | [11 empty] | = | ¦ |  | ¦
[5 empty] | 1 | L.S | HIRE CHARGES FOR POWER POLISH | 35 | L.S | 35 |  |  |  | Vertified tile flooring (Colour) | SR 2018-2019 | [16 empty] | ¦ |  | ¦
[5 empty] | 1 | L.S | ELCT.CHARGES | 15 | L.S | 15 | [21 empty] | ¦ |  | ¦
[5 empty] | 1 | L.S | COST OF POLISHING STONE | 84.8 | L.S | 84.8 | [21 empty] | ¦ |  | ¦
[5 empty] | 1.1 | NO | MOSAIC POLISHER FOR POLISHING | 828.8 | NO | 911.68 |  | 10 | SQM | COST OF Vitified TILES (LSR New It-1) p-53 it-156 | 597 | SQM | 5970 |  |  | Vertified tile flooring ( Ivory) | [11 empty] | ¦ |  | ¦
[5 empty] | 2.2 | NO | MAZDOORII FOR WATER,WASHING ETC | 576.8 | NO | 1268.96 |  | 0.21 | CUM | C.M(1:3) | 5022.7 | CUM | 1054.767 | [14 empty] | ¦ |  | ¦
[6 empty] | L.S | SUNDRIES |  | L.S | 0 |  | 1.1 | NO | MASON I | 1076.6 | NO | 1184.26 | [14 empty] | ¦ |  | ¦
[10 empty] | - |  | 1.1 | NO | MASON II | 1005.2 | NO | 1105.72 | 10 | SQM | COST OF Vertified TILES (p51, it-156) | 700 | SQM | 7000 |  | 29.5 | * |  | S & F of Granite tile of size 2'x1', 10mm Thick For kitchen arrangements (Ruby red) |  |  |  | ¦ |  | ¦
[7 empty] | TOTAL FOR 10 SQM |  |  | 13046.547 |  | 2.2 | NO | MAZDOOR I | 702.8 | NO | 1546.16 | 0.21 | CUM | C.M(1:3) | 5022.7 | CUM | 1054.767 | [8 empty] | ¦ |  | ¦
[10 empty] | - |  | 2.2 | NO | MAZDOOR II | 576.8 | NO | 1268.96 | 1.1 | NO | MASON I | 1076.6 | NO | 1184.26 | [8 empty] | ¦ |  | ¦
[12 empty] | 20 | Kg | CEMENT | 5800 | M.T | 116 | 1.1 | NO | MASON II | 1005.2 | NO | 1105.72 |  |  |  |  | - | - |  |  | ¦ |  | ¦
[7 empty] | RATE PER SQM |  |  | 1304.6547 |  | 2 | Kg | Grout joint filler | 36.1 | Kg | 72.2 | 2.2 | NO | MAZDOOR I | 702.8 | NO | 1546.16 |  | 10 | SQM |  | COST OF granite FLOOR TILES, Ruby Red p-42 26b | 756 | SQM | 7560 | ¦ |  | ¦
[12 empty] | 1.6 | NO | MASON II | 1005.2 | NO | 1608.32 | 2.2 | NO | MAZDOOR II | 576.8 | NO | 1268.96 |  | 0.21 | CUM |  | C.M(1:3) | 5022.7 | CUM | 1054.767 | ¦ |  | ¦
[10 empty] | = |  | 0.5 | NO | MAZDOOR I | 702.8 | NO | 351.4 | 20 | Kg | CEMENT | 5800 | M.T | 116 |  |  |  |  | LABOUR FOR LAYING & POINTING |  |  |  | ¦ |  | ¦
[5 empty] | 29.5 | * | Providing White/Color ceramic floor tiles (Anti-skid)of |  |  |  |  | 1.1 | NO | MAZDOOR II | 576.8 | NO | 634.48 | 2 | Kg | Grout joint filler | 36.1 | Kg | 72.2 |  | 1.1 | NO |  | MASON I | 1076.6 | NO | 1184.26 | ¦ |  | ¦
[7 empty] | any size 0f 6mm T.K including pointing etc., | [5 empty] | L.S | SUNDRIES |  | L.S | 0 | 1.6 | NO | MASON II | 1005.2 | NO | 1608.32 |  | 1.1 | NO |  | MASON II | 1005.2 | NO | 1105.72 | ¦ |  | ¦
[7 empty] | as directed by the Dept.Officers. | [10 empty] | 0.5 | NO | MAZDOOR I | 702.8 | NO | 351.4 |  | 2.2 | NO |  | MAZDOOR I | 702.8 | NO | 1546.16 | ¦ |  | ¦
[7 empty] | - | - | [5 empty] | TOTAL FOR 10 SQM |  |  | 14912.267 | 1.1 | NO | MAZDOOR II | 576.8 | NO | 634.48 |  | 2.2 | NO |  | MAZDOOR II | 576.8 | NO | 1268.96 | ¦ |  | ¦
[5 empty] | 10 | SQM | COST OF CERAMIC FLOOR TILES | 346.14 | SQM | 3461.4 | [6 empty] | - |  | L.S | SUNDRIES |  | L.S | 0.18 |  | 20 | Kg |  | CEMENT | 5800 | M.T | 116 | ¦ |  | ¦
[5 empty] | 0.21 | CUM | C.M(1:3) | 5022.7 | CUM | 1054.767 |  |  |  | RATE PER SQM |  |  | 1491.2267 | [5 empty] | - |  | 2 | Kg |  | Grout | 36.1 | Kg | 72.2 | 0
[7 empty] | LABOUR FOR LAYING & POINTING | [12 empty] | TOTAL FOR 10 SQM |  |  | 15942.447 |  | 1.6 | NO |  | MASON II | 1005.2 | NO | 1608.32 | ¦ |  | ¦
[5 empty] | 1.1 | NO | MASON I | 1076.6 | NO | 1184.26 | [12 empty] | - |  | 0.5 | NO |  | MAZDOOR I | 702.8 | NO | 351.4 | 0
[5 empty] | 1.1 | NO | MASON II | 1005.2 | NO | 1105.72 | [9 empty] | RATE PER SQM |  |  | 1594.2447 |  | 1.1 | NO |  | MAZDOOR II | 576.8 | NO | 634.48 | ¦ |  | ¦
[5 empty] | 2.2 | NO | MAZDOOR I | 702.8 | NO | 1546.16 | [15 empty] | L.S |  | SUNDRIES | 0 | L.S | 0 | ¦ |  | ¦
[5 empty] | 2.2 | NO | MAZDOOR II | 576.8 | NO | 1268.96 |  |  |  | Vertified tile flooring IVORY |  | d448 | [14 empty] | - | ¦ |  | ¦
[5 empty] | 20 | Kg | CEMENT | 5800 | M.T | 116 | [17 empty] | TOTAL FOR 10 SQM |  |  | 16502.267 | ¦ |  | ¦
[5 empty] | 2 | Kg | Grout ( qtn) | 36.1 | Kg | 72.2 | [20 empty] | - | ¦ |  | ¦
[5 empty] | 1.6 | NO | MASON II | 1005.2 | NO | 1608.32 |  | 10 | SQM | COST OF Vertified TILES qtn | 421.3 | SQM | 4213 | [10 empty] | RATE PER SQM |  |  | 1650.2267 | 710 ruby red |  | ¦
[5 empty] | 0.5 | NO | MAZDOOR I | 702.8 | NO | 351.4 |  | 0.21 | CUM | C.M(1:3) | 5022.7 | CUM | 1054.767 | [13 empty] | = | ¦ |  | ¦
[5 empty] | 1.1 | NO | MAZDOOR II | 576.8 | NO | 634.48 |  | 1.1 | NO | MASON I | 1076.6 | NO | 1184.26 | [7 empty] | 29.4 | * |  | Suppling and laying granite wall cladding |  |  |  | ¦ |  | ¦
[6 empty] | L.S | SUNDRIES |  | L.S | 0 |  | 1.1 | NO | MASON II | 1005.2 | NO | 1105.72 | [10 empty] | in C.M(1:2) |  |  |  | ¦ |  | ¦
[10 empty] | - |  | 2.2 | NO | MAZDOOR I | 702.8 | NO | 1546.16 | [10 empty] | - |  |  |  | ¦ |  | ¦
[7 empty] | TOTAL FOR 10 SQM |  |  | 12403.667 |  | 2.2 | NO | MAZDOOR II | 576.8 | NO | 1268.96 | [7 empty] | 1.86 | SQM |  | COST OF granite TILES | 756 | SQM | 1406.16 | ¦ |  | ¦
[10 empty] | - |  | 20 | Kg | CEMENT | 5800 | M.T | 116 | [7 empty] | 0.4 | Kg |  | Grout | 36.1 | Kg | 14.44 | 0
[7 empty] | RATE PER SQM |  |  | 1240.3667 |  | 2 | Kg | Grout joint filler | 36.1 | Kg | 72.2 | [7 empty] | 0.02 | CUM |  | C.M(1:2) | 6414.7 | CUM | 128.294 | 0
[10 empty] | = |  | 1.6 | NO | MASON II | 1005.2 | NO | 1608.32 | [7 empty] | 1 | NO |  | MASON I | 1076.6 | NO | 1076.6
[5 empty] | 29.4 | * | Suppling and laying White/Plain colour |  |  |  |  | 0.5 | NO | MAZDOOR I | 702.8 | NO | 351.4 | [7 empty] | 1 | NO |  | Mazdoor-I | 702.8 | NO | 702.8 | 0
[7 empty] | Glazed tiles in C.M(1:2) |  |  |  |  | 1.1 | NO | MAZDOOR II | 576.8 | NO | 634.48 | [8 empty] | L.S |  | SUNDRIES |  | L.S | 0 | 0
[7 empty] | - | [5 empty] | L.S | SUNDRIES |  | L.S | 0 | [13 empty] | - | 0
[5 empty] | 1.86 | SQM | COST OF GLAZED TILES | 385 | SQM | 716.1 | [17 empty] | TOTAL FOR 1.860 SQM |  |  | 3328.294 | 0
[5 empty] | 0.4 | Kg | Grout | 36.1 | Kg | 14.44 |  |  |  | TOTAL FOR 10 SQM |  |  | 13155.267 | [13 empty] | - | 0
[5 empty] | 0.02 | CUM | C.M(1:2) | 6414.7 | CUM | 128.294 | [6 empty] | - | [10 empty] | RATE PER SQM |  |  | 1789.4054 | 0
[5 empty] | 1 | NO | MASON I | 1076.6 | NO | 1076.6 |  |  |  | RATE PER SQM |  |  | 1315.5267 | [13 empty] | = | 0
[5 empty] | 1 | NO | Mazdoor-I | 702.8 | NO | 702.8 | [7 empty] | 29.5 | * | Suppling and laying colour matt finish floor tiles | [11 empty] | 0
[6 empty] | L.S | SUNDRIES |  | L.S | [22 empty] | 0
[10 empty] | - | [21 empty] | 0
[7 empty] | TOTAL FOR 1.860 SQM |  |  | 2638.234 | [9 empty] | - | - | [10 empty] | 0
[10 empty] | - | [7 empty] | 10 | SQM | COST OF matt finish wall of 12x12 (Quotation rate) | 538.21 | SQM | 5382.1 | [8 empty] | 0
[7 empty] | RATE PER SQM |  |  | 1418.4054 | [7 empty] | 0.21 | CUM | C.M(1:3) | 5022.7 | CUM | 1054.767 | [8 empty] | 0
[10 empty] | = | [9 empty] | LABOUR FOR LAYING & POINTING | [11 empty] | 0
[6 empty] | * | Suppling and laying colour matt finish wall tiles | [10 empty] | 1.1 | NO | MASON I | 1076.6 | NO | 1184.26 | [8 empty] | 0
[18 empty] | 1.1 | NO | MASON II | 1005.2 | NO | 1105.72 | [8 empty] | 0
[7 empty] | - | [10 empty] | 2.2 | NO | MAZDOOR I | 702.8 | NO | 1546.16 | [8 empty] | 0
[5 empty] | 1.86 | SQM | COST OF TILES (Quotation rate) | 699.4 | SQM | 1300.884 | [7 empty] | 2.2 | NO | MAZDOOR II | 576.8 | NO | 1268.96 | [8 empty] | 0
[5 empty] | 0.4 | Kg | Cement | 5800 | Kg | 2320 | [7 empty] | 20 | Kg | CEMENT | 5800 | M.T | 116 | [8 empty] | 0
[5 empty] | 0.02 | CUM | C.M(1:2) | 6414.7 | CUM | 128.294 | [7 empty] | 2 | Kg | Grout | 36.1 | Kg | 72.2 | [8 empty] | 0
[5 empty] | 1 | NO | MASON I | 1076.6 | NO | 1076.6 | [7 empty] | 1.6 | NO | MASON II | 1005.2 | NO | 1608.32 | [8 empty] | 0
[5 empty] | 1 | NO | Mazdoor-I | 702.8 | NO | 702.8 | [7 empty] | 0.5 | NO | MAZDOOR I | 702.8 | NO | 351.4 | [8 empty] | 0
[6 empty] | L.S | SUNDRIES |  | L.S | [8 empty] | 1.1 | NO | MAZDOOR II | 576.8 | NO | 634.48 | [8 empty] | 0
[10 empty] | - | [8 empty] | L.S | SUNDRIES |  | L.S | 0 | [8 empty] | 0
[7 empty] | TOTAL FOR 1.860 SQM |  |  | 5528.578 | [12 empty] | - | [8 empty] | 0
[10 empty] | - | [9 empty] | TOTAL FOR 10 SQM |  |  | 14324.367 | [8 empty] | 0
[7 empty] | RATE PER SQM |  |  | 2972.3538 | [12 empty] | - | [8 empty] | 0
[10 empty] | = | [9 empty] | RATE PER SQM |  |  | 1432.4367 | [8 empty] | 0
[23 empty] | = | [8 empty] | 0
0
[13 empty] | * | PAINTING TWO COATS OVER NEW (as per CER-112/2007-08) |  |  |  | 15.1 | C. | S & F of Granite slab 18mm to 12mm Thick For kitchen arrangements | [11 empty] | 0
[14 empty] | PLASTERED SURFACE WITH | [5 empty] | ================== | [11 empty] | 0
[5 empty] | 30. | * | FINISHING THE TOP OF FLOORING | [6 empty] | WATER REPELLANT PAINT OVER ONE PRIMER COAT |  |  |  | 10 | Sqm | Granite slab (Ruby red) P-38 it-14 b | 1506.6 | Sqm | 15066 | [8 empty] | 0
[7 empty] | WITH C.M(1:3)20mm THICK | [6 empty] | - |  |  |  | 0.21 | CUM | C.M 1:3 | 5022.7 | CUM | 1054.767 | [8 empty] | 0
[7 empty] | (NO SAND)USING GRANITECHIPS |  |  |  |  | 3.2 | Kg | COST OF PAINT | 225 | Kg | 720 | 1.1 | No. | Mason Ist | 1076.6 | Each | 1184.26 | [8 empty] | 0
[7 empty] | OF 10mm&BELOW (ELLISPATTERN) |  |  |  |  | 0.98 | LIT | PRIMER (LMR item 112) p44 | 144.7 | LIT | 141.806 | 1.1 | No. | Mason IIst | 1005.2 | Each | 1105.72 | [8 empty] | 0
[7 empty] | - |  |  |  |  | 0.5 | NO | PAINTER I | 861 | NO | 430.5 | 2.2 | No. | Mazdoor Ist | 702.8 | Each | 1546.16 | [8 empty] | 0
[5 empty] | 0.24 | CUM | STONE JELLY 3mm to 10mm | 1617.45 | CUM | 388.188 |  | 0.7 | NO | PAINTER II | 833 | NO | 583.1 | 2.2 | No. | Mazdoor IIst | 576.8 | Each | 1268.96 | [8 empty] | 0
[5 empty] | 0.117 | M.T | CEMENT | 5800 | M.T | 678.6 |  | 0.5 | NO | MAZDOOR I | 702.8 | NO | 351.4 | 10 | L.S | Pointing the joint | 153.47 | L.S | 1534.7 | [8 empty] | 0
[5 empty] | 0.5 | NO | MASON I | 1076.6 | NO | 538.3 |  | 0.8 | NO | MAZDOOR II | 576.8 | NO | 461.44 |  |  |  | 0 |  | - | [8 empty] | 0
[5 empty] | 1.1 | NO | MAZDOOR I | 702.8 | NO | 773.08 |  | 10 | Sqm | Thorough scrapping p28 /108 | 3.2 | Sqm | 32 |  |  | Total for TEN sqm |  |  | 22760.567 | [8 empty] | 0
[5 empty] | 4.3 | NO | MAZDOOR II | 576.8 | NO | 2480.24 |  |  | L.S | SUNDRIES FOR BRUSHES,ETC |  | L.S | 0 | [5 empty] | - | [8 empty] | 0
[6 empty] | L.S | SUNDRIES |  | L.S | 0 | [6 empty] | - |  |  | RATE for one sqm |  |  | 2276.0567 | [8 empty] | 0
[10 empty] | - |  |  |  | TOTAL FOR 10 SQM |  |  | 2720.246 |  |  | G.F |  | 2278.2767 | 2276.0567 | [8 empty] | 0
[7 empty] | TOTAL FOR 10 SQM |  |  | 4858.408 | [6 empty] | - |  |  | F.F |  | 2278.2767 | 2277.1667 | [8 empty] | 0
[10 empty] | - |  |  |  | RATE PER SQM |  |  | 272.0246 |  |  | S.F |  |  | 2278.2767 | [8 empty] | 0
[7 empty] | RATE PER SQM |  |  | 485.8408 | [9 empty] | T.F |  |  | 2278.2767 | [8 empty] | 0
[17 empty] | = |  |  | FOURTH FLOOR |  |  | 2278.2767 | [8 empty] | 0
[10 empty] | = | [21 empty] | 0
[5 empty] | 31. | * | WEATHERING COURSE WITH BRICK |  |  |  |  | 40. | * | PAINTING TWO COATS OVER NEW (as per CER-112/2007-08) | [17 empty] | 0
[7 empty] | JELLY LIME IN RATIO 32:121/2 | [6 empty] | PLASTERED SURFACE WITH |  |  |  | 15.1 | C. | S & F of Granite slab 18mm to 20mm Thick For kitchen arrangements | [11 empty] | 0
[7 empty] | BY VOLUMN WELL WATERING | [6 empty] | Plastic Emulsion PAINT | [5 empty] | ================== | [11 empty] | 0
[7 empty] | CONSOLIDATED WITH WOODEN | [6 empty] | - |  |  |  | 10 | Sqm | Granite slab ( Jet Black) P-38 it-14 a | 1706 | Sqm | 17060 | [8 empty] | 0
[7 empty] | BEATERS TO REQUIRED SLOP |  |  |  |  | 1.4 | LIT | Plastic Emulsion PAINT (LMR item 113) p-50 132( First qty | 289.8 | LIT | 405.72 | 0.21 | CUM | C.M 1:3 | 5022.7 | CUM | 1054.767 | [8 empty] | 0
[7 empty] | - |  |  |  |  | 0.98 | LIT | Primer (LMR item 112) p44 | 144.7 | LIT | 141.806 | 1.1 | No. | Mason Ist | 1076.6 | Each | 1184.26 | [8 empty] | 0
[5 empty] | 12.8 | CUM | BROKEN BRICKJELLY2OmmGAUGE | 1431.95 | CUM | 18328.96 |  | 2.2 | NO | PAINTER I | 861 | NO | 1894.2 | 1.1 | No. | Mason IIst | 1005.2 | Each | 1105.72 | [8 empty] | 0
[5 empty] | 5 | CUM | COST OF LIME STONE | 1637.95 | CUM | 8189.75 |  |  | L.S | SUNDRIES FOR BRUSHES,ETC |  | L.S | 2.55 | 2.2 | No. | Mazdoor Ist | 702.8 | Each | 1546.16 | [8 empty] | 0
[5 empty] | 1.8 | NO | MASON I | 1076.6 | NO | 1937.88 | [7 empty] | 2.2 | No. | Mazdoor IIst | 576.8 | Each | 1268.96 | [8 empty] | 0
[5 empty] | 17.7 | NO | MAZDOOR I | 702.8 | NO | 12439.56 |  |  |  | TOTAL FOR 10 SQM |  |  | 2444.276 | 10 | L.S | Pointing the joint | 153.47 | L.S | 1534.7 | [8 empty] | 0
[5 empty] | 14.1 | NO | MAZDOOR II | 576.8 | NO | 8132.88 | [6 empty] | - |  |  |  | 0 |  | - | [8 empty] | 0
[6 empty] | L.S | SUNDRIES |  | L.S | 0 |  |  |  | RATE PER SQM |  |  | 244.4276 | 87.4276 |  | Total for TEN sqm |  |  | 24754.567 | [8 empty] | 0
[10 empty] | - | [12 empty] | - | [8 empty] | 0
[7 empty] | TOTAL FOR 10 CUM |  |  | 49029.03 | [6 empty] | = |  |  | RATE for one sqm |  |  | 2475.4567 | [8 empty] | 0
[10 empty] | - | [21 empty] | 0
[7 empty] | RATE PER CUM |  |  | 4902.903 |  | 15.1 | C. | S & F of Granite slab 18mm to 20mm Thick For kitchen arrangements |  |  |  |  | Providing cooling tiles over terrace floor | [12 empty] | 0
[10 empty] | = |  |  |  | ================== |  |  |  | 10 | SQM | COST OF CERAMIC FLOOR TILES p-58 it-197 a | 464 | SQM | 4640 |  |  | 9 |  | 6-10mm thick metal | 903.5 | 8131.5 |  | 0
[12 empty] | 10 | Sqm | Granite slab (Ruby red) P-42 it-27b | 1595 | Sqm | 15950 | 0.21 | CUM | C.M(1:3) | 5022.7 | CUM | 1054.767 |  |  | 4.5 |  | C.M(1:2) | 6414.7 | 28866.15 |  | 0
[6 empty] | ** | POINTING WITH C.M.(1:3)FOR |  |  |  |  | 0.12 | CUM | C.M 1:3 | 5022.7 | CUM | 602.724 | 10 |  | Pointing with CM 1:3 | 339.8228 |  | 3398.228 |  |  | 1.8 |  | MASON II | 1005.2 | 1809.36 |  | 0
[7 empty] | PRESSED TILES |  |  |  |  | 1 | No. | Mason Ist | 1076.6 | Each | 1076.6 | 1.1 | NO | MASON I | 1076.6 | NO | 1184.26 |  |  | 17.7 |  | MAZDOOR I | 702.8 | 12439.56 |  | 0
[7 empty] | - |  |  |  | 8938.574 | 1 | No. | Mazdoor Ist | 702.8 | Each | 702.8 | 2.1 | NO | MASON II | 1005.2 | NO | 2110.92 |  |  | 14.1 |  | MAZDOOR II | 576.8 | 8132.88 |  | 0
[5 empty] | 0.04 | CUM | CEMENT MORTER(1:3) | 5022.7 | CUM | 200.908 |  |  | L.S | Packing with C.M., Scaffolding |  | L.S | 0.33 | 2.2 | NO | MAZDOOR I | 702.8 | NO | 1546.16 | [6 empty] | 59379.45 |  | 0
[5 empty] | 2.2 | NO | MASON II | 1005.2 | NO | 2211.44 | 8938.574 |  |  | and Polishing etc., |  |  | - | 1.1 | NO | MAZDOOR II | 576.8 | NO | 634.48 | [6 empty] | 5937.945 |  | 0
[5 empty] | 0.5 | NO | MAZDOOR I | 702.8 | NO | 351.4 |  |  |  | Total for TEN sqm |  |  | 18332.454 | 6.5 | Kg | ABC plus powder | 17.18 | M.T | 111.67 | [8 empty] | 0
[5 empty] | 1.1 | NO | MAZDOOR II | 576.8 | NO | 634.48 | [6 empty] | - | 3 | Kg | Colour cement p-36 | 26.8 | Kg | 80.4 | [8 empty] | 0
[6 empty] | L.S | SUNDRIES |  | L.S | 0 |  |  |  | RATE for one sqm |  |  | 1833.2454 | 2.15 | NO | ABC Grout | 45.8 | NO | 98.47 | [8 empty] | 0
[10 empty] | - |  |  |  | G.F |  | 1842.2754 | 1833.4554 | 0.4 | NO | Base concrete 1:2:4 (6-10mm thick metal) |  | NO | 0 | [8 empty] | 0
[7 empty] | TOTAL FOR 10 SQM |  |  | 3398.228 |  |  |  | F.F |  | 1844.4754 | 1834.5654 |  |  |  |  | NO | 0 | [8 empty] | 0
[10 empty] | - |  |  |  | S.F |  |  | 1835.6754 |  | L.S | SUNDRIES |  | L.S | 0.8 | [8 empty] | 0
[7 empty] | RATE PER SQM |  |  | 339.8228 |  |  |  | T.F |  |  | 1837.8754 | [5 empty] | - | [8 empty] | 0
[10 empty] | = |  |  |  | FOURTH FLOOR |  |  | 1840.0754 |  |  | TOTAL FOR 10 SQM |  |  | 14860.155 | [8 empty] | 0
[23 empty] | - | [8 empty] | 0
[5 empty] | 32.1 | * | FINISHING TOP OF ROOF WITH | [12 empty] | RATE PER SQM |  |  | 1486.0155 |  | 0.03 | [6 empty] | 0
[7 empty] | ONE COURSE OF PRESSED TILES | [15 empty] | = | [8 empty] | 0
[7 empty] | OVER A BED OF C.M(1:3), | [24 empty] | 0
[7 empty] | 12mmTHICK MIXED WITH WATER PROOF COMPOUND | [17 empty] | 3.02 | kg |  | Aluminium section | 287 | kg | 866.74 | 0
[7 empty] | AT 2% BY WEIGHT OF CEMENT | [6 empty] | Two legged scaffolding | [5 empty] | Aluminium window openable 1.35x1.05m (Six leaves) |  |  |  |  | 2.19 | kg |  | Aluminium section | 287 | kg | 628.53 | 0
[7 empty] | - | [10 empty] | 3.72 | kg | Aluminium section | 287 | kg | 1067.64 |  | 4.96 | kg |  | Aluminium section | 287 | kg | 1423.52 | 0
[5 empty] | 190 | NOS | PRESSED TILES 23X23X2cm P-15 | 16106 | 1000 Nos | 3060.14 |  | 70 | Rmt | 15cm dia casurina poles p -22 /145a. | 33 | Rmt | 2310 | 3.87 | kg | Aluminium section | 287 | kg | 1110.69 |  | 0.85 | kg |  | Aluminium section | 287 | kg | 243.95 | 0
[5 empty] | 0.12 | CUM | C.M(1:3) | 5022.7 | CUM | 602.724 | [7 empty] | 7.46 | kg | Aluminium section | 287 | kg | 2141.02 |  | 0.732 | sqm |  | glass 4mm pin headed | 208.8 | sqm | 152.8416 | 0
[5 empty] | 10 | SQM | POINTING WITH C.M(1:3) | 339.8228 | SQM | 3398.228 |  | 0.3 | Cum | Country wood planks p -22 137 | 17600 | Cum | 5280 | 1.28 | kg | Aluminium section | 287 | kg | 367.36 |  | 6.872 | Rmt |  | rubber beeding | 28.6 | Rmt | 196.5392 | 0
[5 empty] | 1.54 | Kg | WPC | 41.9 | Kg | 64.526 | [7 empty] | 1.107 | sqm | glass 4mm pin headed | 208.8 | sqm | 231.1416 |  | 8 | NO |  | hinges | 63.5 | NO | 508 | 0
[5 empty] | 1.1 | NO | MASON I | 1076.6 | NO | 1184.26 |  |  |  | Total for 10 times |  |  | 7590 | 10.344 | Rmt | rubber beeding | 28.6 | Rmt | 295.8384 |  | 4 | NO |  | handle | 50.9 | NO | 203.6 | 0
[5 empty] | 2.1 | NO | MASON II | 1005.2 | NO | 2110.92 |  |  |  | For one operation |  |  | 759 | 12 | NO | hinges it-77 a p-40 | 63.5 | NO | 762 |  | 4 | NO |  | stay | 30 | NO | 120 | 0
[5 empty] | 2.2 | NO | MAZDOOR I | 702.8 | NO | 1546.16 | [7 empty] | 6 | NO | handle | 50.9 | NO | 305.4 |  | 4 | NO |  | stiffner | 20 | NO | 80 | 0
[5 empty] | 1.1 | NO | MAZDOOR II | 576.8 | NO | 634.48 |  | 2 | Nos | Mazdoor I | 702.8 | each | 1405.6 | 6 | NO | stay | 30 | NO | 180 |  | 4 | NO |  | holdfast | 15 | NO | 60 | 0
[6 empty] | L.S | SUNDRIES |  | L.S | 0 | [7 empty] | 6 | NO | stiffner | 20 | NO | 120 |  | 0.945 | Sqm |  | labbour charges | 2156 | Sqm | 2037.42 | 0
[10 empty] | - |  |  |  | Coir, nails etc. | LS |  | 11.5 | 4 | NO | holdfast | 15 | NO | 60 |  |  |  |  | sundries |  |  | 0.81 | 0
[7 empty] | TOTAL FOR 10 SQM |  |  | 12601.438 |  |  |  | Total for 6 Rmt. |  |  | 2176.1 | 1.418 | Sqm | labbour charges | 2156 | Sqm | 3057.208 |  |  |  |  | Rate per each |  |  | 6521.9508 | 0
[10 empty] | - | [9 empty] | sundries | [11 empty] | 0
[7 empty] | RATE PER SQM |  |  | 1260.1438 |  |  |  | Total for1 Rmt. |  |  | 362.6833 |  |  | Rate per each |  |  | 9698.298 | [8 empty] | 0
[10 empty] | = | [17 empty] | Aluminium window openable 1.05x1.35m (Four leaves) |  |  |  | 0
[25 empty] | 3.72 | kg |  | Aluminium section | 287 | kg | 1067.64 | 0
[12 empty] | 29.5 | * | Providing Granite slab flooring of | [5 empty] | Aluminium window openable 0.90x1.35m (Four leaves) |  |  |  |  | 2.69 | kg |  | Aluminium section | 287 | kg | 772.03 | 0
[5 empty] | 32.2 | * | FINISHING TOP OF ROOF WITH | [6 empty] | any size 0f 6mm T.K including pointing etc., |  |  |  | 3.49 | kg | Aluminium section | 287 | kg | 1001.63 |  | 6.15 | kg |  | Aluminium section | 287 | kg | 1765.05 | 0
[7 empty] | ONE COURSE OF PRESSED TILES | [6 empty] | as directed by the Dept.Officers. |  |  |  | 2.53 | kg | Aluminium section | 287 | kg | 726.11 |  | 1.07 | kg |  | Aluminium section | 287 | kg | 307.09 | 0
[7 empty] | OVER A BED OF C.M(1:3), | [6 empty] | - | - |  |  | 5.75 | kg | Aluminium section | 287 | kg | 1650.25 |  | 1.153 | sqm |  | glass 4mm pin headed | 208.8 | sqm | 240.7464 | 0
[7 empty] | 12mmTHICK MIXED WITH WATER PROOF COMPOUND |  |  |  |  | 10 | SQM | COST OF Granite tile 20mm tk(Ruby red/raw silk) polished | 1595 | SQM | 15950 | 1 | kg | Aluminium section | 287 | kg | 287 |  | 8.672 | Rmt |  | rubber beeding | 28.6 | Rmt | 248.0192 | 0
[7 empty] | AT 2% BY WEIGHT OF CEMENT |  |  |  |  | 0.21 | CUM | C.M(1:3) | 5022.7 | CUM | 1054.767 | 0.967 | sqm | glass 4mm pin headed | 208.8 | sqm | 201.9096 |  | 8 | NO |  | hinges | 63.5 | NO | 508 | 0
[7 empty] | - | [6 empty] | LABOUR FOR LAYING & POINTING |  |  |  | 8.072 | Rmt | rubber beeding | 28.6 | Rmt | 230.8592 |  | 4 | NO |  | handle | 50.9 | NO | 203.6 | 0
[5 empty] | 190 | NOS | PRESSED TILES 23X23X18MM | 8710 | 1000 Nos | 1654.9 |  | 1.1 | NO | MASON I | 1076.6 | NO | 1184.26 | 8 | NO | hinges | 63.5 | NO | 508 |  | 4 | NO |  | stay | 30 | NO | 120 | 0
[5 empty] | 0.12 | CUM | C.M(1:3) | 5022.7 | CUM | 602.724 |  | 1.1 | NO | MASON II | 1005.2 | NO | 1105.72 | 4 | NO | handle | 50.9 | NO | 203.6 |  | 4 | NO |  | stiffner | 20 | NO | 80 | 0
[5 empty] | 10 | SQM | POINTING WITH C.M(1:3) | 339.8228 | SQM | 3398.228 |  | 2.2 | NO | MAZDOOR I | 702.8 | NO | 1546.16 | 4 | NO | stay | 30 | NO | 120 |  | 4 | NO |  | holdfast | 15 | NO | 60 | 0
[5 empty] | 5.8 | Kg | WPC | 41.9 | Kg | 243.02 |  | 2.2 | NO | MAZDOOR II | 576.8 | NO | 1268.96 | 4 | NO | stiffner | 20 | NO | 80 |  | 1.42 | Sqm |  | labbour charges | 2156 | Sqm | 3061.52 | 0
[5 empty] | 1.1 | NO | MASON I | 1076.6 | NO | 1184.26 |  | 20 | Kg | CEMENT | 5800 | M.T | 116 | 4 | NO | holdfast | 15 | NO | 60 |  |  |  |  | sundries |  |  | 0.85 | 0
[5 empty] | 2.1 | NO | MASON II | 1005.2 | NO | 2110.92 |  | 2 | Kg | Grout | 36.1 | Kg | 72.2 | 1.215 | Sqm | labbour charges | 2156 | Sqm | 2619.54 |  |  |  |  | Rate per each |  |  | 8434.5456 | 0
[5 empty] | 2.2 | NO | MAZDOOR I | 702.8 | NO | 1546.16 |  | 1.6 | NO | MASON II | 1005.2 | NO | 1608.32 |  |  | sundries |  |  | 0.23 | [8 empty] | 0
[5 empty] | 1.1 | NO | MAZDOOR II | 576.8 | NO | 634.48 |  | 0.5 | NO | MAZDOOR I | 702.8 | NO | 351.4 |  |  | Rate per each |  |  | 7689.1288 | [8 empty] | 0
[6 empty] | L.S | SUNDRIES |  | L.S | 0 |  | 1.1 | NO | MAZDOOR II | 576.8 | NO | 634.48 | [10 empty] | Aluminium window openable 0.50x1.35m (Two leaves) |  |  |  | 0
[10 empty] | - |  |  | L.S | SUNDRIES |  | L.S | 0.28 | [7 empty] | 2.87 | kg |  | Aluminium section | 287 | kg | 823.69 | 0
[7 empty] | TOTAL FOR 10 SQM |  |  | 11374.692 | [6 empty] | - |  |  | Aluminium window openable 1.80x1.35m (Eight leaves) |  |  |  |  | 0.56 | kg |  | Aluminium section | 287 | kg | 160.72 | 0
[10 empty] | - |  |  |  | TOTAL FOR 10 SQM |  |  | 24892.547 | 4.88 | kg | Aluminium section | 287 | kg | 1400.56 |  | 2.98 | kg |  | Aluminium section | 287 | kg | 855.26 | 0
[7 empty] | RATE PER SQM |  |  | 1137.4692 | [6 empty] | - | 6.57 | kg | Aluminium section | 287 | kg | 1885.59 |  | 0.52 | kg |  | Aluminium section | 287 | kg | 149.24 | 0
[10 empty] | = |  |  |  | RATE PER SQM |  |  | 2489.2547 | 11.56 | kg | Aluminium section | 287 | kg | 3317.72 |  | 0.533 | sqm |  | glass 4mm pin headed | 208.8 | sqm | 111.2904 | 0
[17 empty] | = | 2.01 | kg | Aluminium section | 287 | kg | 576.87 |  | 4.196 | Rmt |  | rubber beeding | 28.6 | Rmt | 120.0056 | 0
[5 empty] | 33. | * | PLASTERING C.M(1:5) 12mmTHICK | [6 empty] | Aluminium window openable 1.35x1.35m (Six leaves) |  |  |  | 1.96 | sqm | glass 4mm pin headed | 208.8 | sqm | 409.248 |  | 4 | NO |  | hinges | 63.5 | NO | 254 | 0
[7 empty] | - |  |  |  |  | 4.185 | kg | Aluminium section (p-44/78a) | 287 | kg | 1201.095 | 16.224 | Rmt | rubber beeding | 28.6 | Rmt | 464.0064 |  | 2 | NO |  | handle | 50.9 | NO | 101.8 | 0
[5 empty] | 0.14 | CUM | CEMENT MORTAR(1:5) | 3909.1 | CUM | 547.274 |  | 4.55 | kg | Aluminium section | 287 | kg | 1305.85 | 16 | NO | hinges | 63.5 | NO | 1016 |  | 2 | NO |  | stay | 30 | NO | 60 | 0
[5 empty] | 1.1 | NO. | MASON I | 1076.6 | NO. | 1184.26 |  | 8.66 | kg | Aluminium section | 287 | kg | 2485.42 | 8 | NO | handle | 50.9 | NO | 407.2 |  | 2 | NO |  | stiffner | 20 | NO | 40 | 0
[5 empty] | 0.5 | NO. | MAZDOOR I | 702.8 | NO. | 351.4 |  | 1.51 | kg | Aluminium section | 287 | kg | 433.37 | 8 | NO | stay | 30 | NO | 240 |  | 4 | NO |  | holdfast | 15 | NO | 60 | 0
[5 empty] | 1.1 | NO. | MAZDOOR II | 576.8 | NO. | 634.48 |  | 1.462 | sqm | glass 4mm pin headed | 208.8 | sqm | 305.2656 | 8 | NO | stiffner | 20 | NO | 160 |  | 0.675 | Sqm |  | labbour charges | 2156 | Sqm | 1455.3 | 0
[6 empty] | L.S | SUNDRIES |  | L.S | 5 |  | 12.144 | Rmt | rubber beeding P-45/81 | 28.6 | Rmt | 347.3184 | 4 | NO | holdfast | 15 | NO | 60 |  |  |  |  | sundries |  |  | 0.39 | 0
[10 empty] | - |  | 12 | NO | hinges 75mm x 30 mm P-45/94 b | 63.5 | NO | 762 | 2.43 | Sqm | labbour charges | 2156 | Sqm | 5239.08 |  |  |  |  | Rate per each |  |  | 4191.696 | 0
[7 empty] | TOTAL FOR 10 SQM |  |  | 2722.414 |  | 6 | NO | handle 150 mm long p-42 /80b | 50.9 | NO | 305.4 |  |  | sundries | [11 empty] | 0
[10 empty] | - |  | 6 | NO | stay 10" | 30 | NO | 180 |  |  | Rate per each |  |  | 15176.2744 |  |  |  |  | Aluminium window openable 0.90x0.60m (Two leaves) |  |  |  | 0
[7 empty] | RATE PER SQM |  |  | 272.2414 |  | 6 | NO | stiffner | 20 | NO | 120 | [7 empty] | 2.33 | kg |  | Aluminium section | 287 | kg | 668.71 | 0
[12 empty] | 4 | NO | holdfast | 15 | NO | 60 |  |  | Aluminium window openable 1.80x2.20m (Eight leaves) |  |  |  |  | 0.67 | kg |  | Aluminium section | 287 | kg | 192.29 | 0
[10 empty] | = |  | 1.823 | Sqm | labbour charges | 2156 | Sqm | 3930.388 | 6.2 | kg | Aluminium section | 287 | kg | 1779.4 |  | 2.65 | kg |  | Aluminium section | 287 | kg | 760.55 | 0
[5 empty] | 34. | * | PLASTERING C.M(1:4) 12mmTHICK | [6 empty] | sundries |  |  | 0.51 | 9.4332 | kg | Aluminium section | 287 | kg | 2707.3284 |  | 0.46 | kg |  | Aluminium section | 287 | kg | 132.02 | 0
[7 empty] | - |  |  |  | 6.5695 | [5 empty] | 11436.617 | 16.0711 | kg | Aluminium section | 287 | kg | 4612.4114 |  | 0.417 | sqm |  | glass 4mm pin headed | 208.8 | sqm | 87.0696 | 0
[5 empty] | 0.14 | CUM | CEMENT MORTAR(1:4) | 4326.7 | CUM | 605.738 | [7 empty] | 2.8545 | kg | Aluminium section | 287 | kg | 819.2358 |  | 3.696 | Rmt |  | rubber beeding | 28.6 | Rmt | 105.7056 | 0
[5 empty] | 1.1 | NO. | MASON I | 1076.6 | NO. | 1184.26 | [7 empty] | 3.31 | sqm | glass 4mm pin headed | 208.8 | sqm | 691.128 |  | 4 | NO |  | hinges | 63.5 | NO | 254 | 0
[5 empty] | 0.5 | NO. | MAZDOOR I | 702.8 | NO. | 351.4 |  |  |  | Aluminium window openable 1.20x1.35m (Four leaves) |  |  |  | 23.02 | Rmt | rubber beeding | 28.6 | Rmt | 658.372 |  | 2 | NO |  | handle | 50.9 | NO | 101.8 | 0
[5 empty] | 1.1 | NO. | MAZDOOR II | 576.8 | NO. | 634.48 |  | 3.95 | kg | Aluminium section (p-40/61a) | 287 | kg | 1133.65 | 16 | NO | hinges | 63.5 | NO | 1016 |  | 2 | NO |  | stay | 30 | NO | 60 | 0
[6 empty] | L.S | SUNDRIES |  | L.S | 5 |  | 2.86 | kg | Aluminium section | 287 | kg | 820.82 | 8 | NO | handle | 50.9 | NO | 407.2 |  | 2 | NO |  | stiffner | 20 | NO | 40 | 0
[12 empty] | 6.55 | kg | Aluminium section | 287 | kg | 1879.85 | 8 | NO | stay | 30 | NO | 240 |  | 2 | NO |  | holdfast | 15 | NO | 30 | 0
[10 empty] | - |  | 1.15 | kg | Aluminium section | 287 | kg | 330.05 | 8 | NO | stiffner | 20 | NO | 160 |  | 0.54 | Sqm |  | labbour charges | 2156 | Sqm | 1164.24 | 0
[7 empty] | TOTAL FOR 10 SQM |  |  | 2780.878 | 2873.318 | 1.338 | sqm | glass 4mm pin headed | 208.8 | sqm | 279.3744 | 4 | NO | holdfast | 15 | NO | 60 |  |  |  |  | sundries |  |  | 0.7 | 0
[10 empty] | - |  | 9.272 | Rmt | rubber beeding P-41/64 | 28.6 | Rmt | 265.1792 | 3.96 | Sqm | labbour charges | 2156 | Sqm | 8537.76 |  |  |  |  | Rate per each |  |  | 3597.0852 | 0
[7 empty] | RATE PER SQM |  |  | 278.0878 |  | 8 | NO | hinges 75mm x 30 mm P-41/77 b | 63.5 | NO | 508 |  |  | sundries |  |  | 0.09 | [8 empty] | 0
[10 empty] | = |  | 4 | NO | handle 150 mm long p-42 /80b | 50.9 | NO | 203.6 |  |  | Rate per each |  |  | 21688.9256 | [8 empty] | 0
[5 empty] | 35. | * | PLASTERING C.M(1:3) 10mmTHICK |  |  |  |  | 4 | NO | stay | 30 | NO | 120 | [10 empty] | Aluminium window openable 0.90x1.20m (Four leaves) |  |  |  | 0
[7 empty] | - |  |  |  |  | 4 | NO | stiffner | 20 | NO | 80 | [7 empty] | 3.255 | kg |  | Aluminium section | 287 | kg | 934.185 | 0
[5 empty] | 0.1 | CUM | CEMENT MORTAR(1:3) | 5022.7 | CUM | 502.27 |  | 4 | NO | holdfast | 15 | NO | 60 |  |  | 2014-15 RATE |  |  |  |  | 2.358 | kg |  | Aluminium section | 287 | kg | 676.746 | 0
[5 empty] | 1.1 | NO. | MASON I | 1076.6 | NO. | 1184.26 | 11.742 | 1.62 | Sqm | labbour charges | 2156 | Sqm | 3492.72 | 4.42 | kg | Aluminium section | 287 | kg | 1268.54 |  | 5.357 | kg |  | Aluminium section | 287 | kg | 1537.4705 | 0
[5 empty] | 1.1 | NO. | MAZDOOR I | 702.8 | NO. | 773.08 |  |  |  | sundries |  |  | 0.25 | 4.72 | kg | Aluminium section | 287 | kg | 1354.64 |  | 0.926 | kg |  | Aluminium section | 287 | kg | 265.762 | 0
[5 empty] | 1.1 | NO. | MAZDOOR II | 576.8 | NO. | 634.48 | [6 empty] | 9173.4936 | 9.06 | kg | Aluminium section | 287 | kg | 2600.22 |  | 0.85 | sqm |  | glass 4mm pin headed | 208.8 | sqm | 177.48 | 0
[6 empty] | L.S | SUNDRIES |  | L.S | 5 | [7 empty] | 1.58 | kg | Aluminium section | 287 | kg | 453.46 |  | 7.472 | Rmt |  | rubber beeding | 28.6 | Rmt | 213.6992 | 0
[10 empty] | - | [7 empty] | 1.65 | sqm | glass 4mm pin headed | 208.8 | sqm | 344.52 |  | 8 | NO |  | hinges | 63.5 | NO | 508 | 0
[7 empty] | TOTAL FOR 10 SQM |  |  | 3099.09 |  |  |  | Aluminium window openable 0.45x1.35m (Two leaves) |  |  |  | 12.74 | Rmt | rubber beeding | 28.6 | Rmt | 364.364 |  | 4 | NO |  | handle | 50.9 | NO | 203.6 | 0
[10 empty] | - |  | 2.79 | kg | Aluminium section (p-40/61a) | 287 | kg | 800.73 | 12 | NO | hinges | 63.5 | NO | 762 |  | 4 | NO |  | stay | 30 | NO | 120 | 0
[7 empty] | RATE PER SQM |  |  | 309.909 |  | 0.5 | kg | Aluminium section | 287 | kg | 143.5 | 6 | NO | handle | 50.9 | NO | 305.4 |  | 4 | NO |  | stiffner | 20 | NO | 80 | 0
[10 empty] | = |  | 2.85 | kg | Aluminium section | 287 | kg | 817.95 | 6 | NO | stay | 30 | NO | 180 |  | 4 | NO |  | holdfast | 15 | NO | 60 | 0
[12 empty] | 0.5 | kg | Aluminium section | 287 | kg | 143.5 | 6 | NO | stiffner | 20 | NO | 120 |  | 1.08 | Sqm |  | labbour charges | 2156 | Sqm | 2328.48 | 0
[6 empty] | * | PLASTERING C.M(1:3)12mmTHICK |  |  |  |  | 0.471 | sqm | glass 4mm pin headed | 208.8 | sqm | 98.3448 | 4 | NO | holdfast | 15 | NO | 60 |  |  |  |  | sundries |  |  | 0.96 | 0
[7 empty] | MIXEDWITH WATER PROOF COMPOUND |  |  |  |  | 3.996 | Rmt | rubber beeding P-41/64 | 28.6 | Rmt | 114.2856 | 2.025 | Sqm | labbour charges | 2156 | Sqm | 4365.9 |  |  |  |  | Rate per each |  |  | 7106.3827 | 0
[7 empty] | 2Kg/10 SQM |  |  |  |  | 4 | NO | hinges 75mm x 30 mm P-41/77 b | 63.5 | NO | 254 |  |  | sundries |  |  | 0.31 | [8 empty] | 0
[7 empty] | - |  |  |  |  | 2 | NO | handle 150 mm long p-42 /80b | 50.9 | NO | 101.8 |  |  | Rate per each |  |  | 12179.354 | [8 empty] | 0
[5 empty] | 0.14 | CUM | CEMENT MORTAR(1:3) | 5022.7 | CUM | 703.178 |  | 2 | NO | stay | 30 | NO | 60 |  |  | 2.025 | [7 empty] | Alum Vent 0.90x0.45m | Data based on Police Acadamy |  |  | 0
[5 empty] | 1.1 | NO. | MASON I | 1076.6 | NO. | 1184.26 |  | 2 | NO | stiffner | 20 | NO | 40 | [7 empty] | 4.21 | kg |  | Aluminium section | 287 | kg | 1208.27 | 0
[5 empty] | 0.5 | NO. | MAZDOOR I | 702.8 | NO. | 351.4 |  | 4 | NO | holdfast | 15 | NO | 60 |  |  | Aluminium luvered Ventilator 0.60x0.60m | Data based on Police Acadamy |  |  |  | 0.405 | sqm |  | glass 4mm pin headed | 208.8 | kg | 84.564 | 0
[5 empty] | 1.1 | NO. | MAZDOOR II | 576.8 | NO. | 634.48 |  | 0.608 | Sqm | labbour charges | 2156 | Sqm | 1310.848 | 3.739 | kg | Aluminium section | 287 | kg | 1073.093 |  | 0.405 | sqm |  | labbour charges | 2156 | kg | 873.18 | 0
[5 empty] | 2 | Kg | WATER PROOF COMPOUNDS | 41.9 | Kg | 83.8 |  |  |  | sundries |  |  | 0.58 | 0.36 | sqm | glass 4mm pin headed | 208.8 | kg | 75.168 | [7 empty] | 2166.014 | 0
[6 empty] | L.S | SUNDRIES |  | L.S | 5 | [6 empty] | 3945.5384 | 0.36 | sqm | labbour charges | 2156 | kg | 776.16 |  |  |  |  | Rate / Sqm |  |  | 5348.1827 | 0
[10 empty] | - | [12 empty] | 1924.421 | [8 empty] | 0
[7 empty] | TOTAL FOR 10 SQM |  |  | 2962.118 |  |  |  | Aluminium window openable 1.80x1.65m (Eight leaves) | [5 empty] | Rate / Sqm |  |  | 5345.6139 | [8 empty] | 0
[10 empty] | - |  | 5.35 | kg | Aluminium section (p-40/61a) | 287 | kg | 1535.45 | [14 empty] | 0
[7 empty] | RATE PER SQM |  |  | 296.2118 |  | 7.58 | kg | Aluminium section | 287 | kg | 2175.46 |  |  | Aluminium luvered Ventilator 0.75x0.60m | Data based on Police Acadamy | [10 empty] | 0
[10 empty] | = |  | 13.15 | kg | Aluminium section | 287 | kg | 3774.05 | 4.21 | kg | Aluminium section | 287 | kg | 1208.27 | [8 empty] | 0
[12 empty] | 2.31 | kg | Aluminium section | 287 | kg | 662.97 | 0.45 | sqm | glass 4mm pin headed | 208.8 | kg | 93.96 | [8 empty] | 0
[12 empty] | 2.44 | sqm | glass 4mm pin headed | 208.8 | sqm | 509.472 | 0.45 | sqm | labbour charges | 2156 | kg | 970.2 | [8 empty] | 0
[5 empty] | 36. | * | Providing Band with C.M 1:5, 12mm thick |  |  |  |  | 18.62 | Rmt | rubber beeding P-41/64 | 28.6 | Rmt | 532.532 | 961.038 |  |  |  |  | 2272.43 | [8 empty] | 0
[7 empty] | and 75mmwide in all floors including |  |  |  |  | 16 | NO | hinges 75mm x 30 mm P-41/77 b | 63.5 | NO | 1016 |  |  | Rate / Sqm |  |  | 5049.8444 |  |  |  |  | Aluminium window openable 0.75x1.35m (Two leaves) |  |  |  | 0
[7 empty] | finishing with neat cement scaffolding |  |  |  |  | 8 | NO | handle 150 mm long p-42 /80b | 50.9 | NO | 407.2 | [7 empty] | 3.26 | kg |  | Aluminium section | 287 | kg | 935.62 | 0
[7 empty] | curing etc complete. |  |  |  |  | 8 | NO | stay | 30 | NO | 240 |  |  | Aluminium window openable 1.20x1.05m (Four leaves) |  |  |  |  | 0.84 | kg |  | Aluminium section | 287 | kg | 241.08 | 0
[7 empty] | - | - |  |  |  | 8 | NO | stiffner | 20 | NO | 160 | 3.49 | kg | Aluminium section | 287 | kg | 1001.63 |  | 3.65 | kg |  | Aluminium section | 287 | kg | 1047.55 | 0
[6 empty] | a. | 150mm Thick Band |  |  |  |  | 4 | NO | holdfast | 15 | NO | 60 | 2.53 | kg | Aluminium section | 287 | kg | 726.11 |  | 0.64 | kg |  | Aluminium section | 287 | kg | 183.68 | 0
[6 empty] | - | - |  |  |  |  | 2.97 | Sqm | labbour charges | 2156 | Sqm | 6403.32 | 5.755 | kg | Aluminium section | 287 | kg | 1651.685 |  | 0.841 | sqm |  | glass 4mm pin headed | 208.8 | sqm | 175.6008 | 0
[5 empty] | 0.014 | Cum | Cement mortar1:5 | 3909.1 | Cum | 54.7274 |  |  |  | sundries |  |  | 0.78 | 1.001 | kg | Aluminium section | 287 | kg | 287.287 |  | 5.196 | Rmt |  | rubber beeding | 28.6 | Rmt | 148.6056 | 0
[5 empty] | 0.3 | No. | Masn Ist | 1076.6 | No. | 322.98 | [6 empty] | 17477.234 | 1.012 | sqm | glass 4mm pin headed | 208.8 | sqm | 211.3056 |  | 4 | NO |  | hinges | 63.5 | NO | 254 | 0
[5 empty] | 0.3 | No. | Mazdoor Ist | 702.8 | No. | 210.84 | [6 empty] | 5884.5906 | Sqm | Rmt | rubber beeding | 28.6 | Rmt | #VALUE! |  | 2 | NO |  | handle | 50.9 | NO | 101.8 | 0
[6 empty] | L.S | Sundries |  | L.S | 5 | [7 empty] | 8 | NO | hinges | 63.5 | NO | 508 |  | 2 | NO |  | stay | 30 | NO | 60 | 0
[10 empty] | - |  |  |  | Aluminium window Fixed 0.90x2.10m |  |  |  | 4 | NO | handle | 50.9 | NO | 203.6 |  | 2 | NO |  | stiffner | 20 | NO | 40 | 0
[7 empty] | Total for 6.77Rmt |  |  | 593.5474 |  | 10.75 | kg | Aluminium section (p-40/61a) | 287 | kg | 3085.25 | 4 | NO | stay | 30 | NO | 120 |  | 4 | NO |  | holdfast | 15 | NO | 60 | 0
[10 empty] | - |  | 0.992 | kg | Aluminium section | 287 | kg | 284.704 | 4 | NO | stiffner | 20 | NO | 80 |  | 1.01 | Sqm |  | labbour charges | 2156 | Sqm | 2177.56 | 0
[7 empty] | Rate per Rmt. |  |  | 87.6732 |  | 0 | kg | Aluminium section | 287 | kg | 0 | 4 | NO | holdfast | 15 | NO | 60 |  |  |  |  | sundries |  |  | 0.84 | 0
[12 empty] | 0 | kg | Aluminium section | 287 | kg | 0 | 1.26 | Sqm | labbour charges | 2156 | Sqm | 2716.56 |  |  |  |  | Rate per each |  |  | 5426.3364 | 0
[10 empty] | = |  | 1.89 | sqm | glass 4mm pin headed | 208.8 | sqm | 394.632 |  |  | sundries |  |  | 0.14 | [8 empty] | 0
[6 empty] | b. | 75mm Thick Band |  |  |  |  | 8 | Rmt | rubber beeding P-41/64 | 28.6 | Rmt | 228.8 |  |  | Rate per each |  |  | #VALUE! | [8 empty] | 0
[6 empty] | - | - |  |  |  |  | 0 | NO | hinges 75mm x 30 mm P-41/77 b | 63.5 | NO | 0 | [14 empty] | 0
[5 empty] | 0.007 | Cum | Cement mortar1:5 | 3909.1 | Cum | 27.3637 |  | 0 | NO | handle 150 mm long p-42 /80b | 50.9 | NO | 0 | [14 empty] | 0
[5 empty] | 0.2 | No. | Masn Ist | 1076.6 | No. | 215.32 |  | 0 | NO | stay | 30 | NO | 0 |  |  | Aluminium Ventilator 1.285x0.60m | Data based on Police Acadamy | [10 empty] | 0
[5 empty] | 0.2 | No. | Mazdoor Ist | 702.8 | No. | 140.56 |  | 0 | NO | stiffner | 20 | NO | 0 | 6.81 | kg | Aluminium section | 287 | kg | 1954.47 | [8 empty] | 0
[7 empty] | Sundries |  |  | 5 |  | 0 | NO | holdfast | 15 | NO | 0 | 0.771 | sqm | glass 4mm pin headed | 208.8 | kg | 160.9848 | [8 empty] | 0
[10 empty] | - |  | 1.89 | Sqm | labbour charges | 2156 | Sqm | 4074.84 | 0.771 | sqm | labbour charges | 2156 | kg | 1662.276 | [8 empty] | 0
[7 empty] | Total for 6.77Rmt |  |  | 388.2437 |  |  |  | sundries |  |  | 0.28 | [5 empty] | 3777.7308 | [8 empty] | 0
[10 empty] | - | [6 empty] | 8068.506 |  |  | Rate / Sqm |  |  | 4899.7805 | [8 empty] | 0
[7 empty] | Rate per Rmt. |  |  | 57.3477 | [21 empty] | 0
[10 empty] | = | [21 empty] | 0
[14 empty] | Aluminium Ventilator 0.90x0.60m | Data based on Police Acadamy | [16 empty] | 0
[12 empty] | 4.67 | kg | Aluminium section (p-40/61a) | 287 | kg | 1340.29 | [14 empty] | 0
[6 empty] | c. | 50mm Thick Band |  |  |  |  | 0.54 | sqm | glass 4mm pin headed | 208.8 | kg | 112.752 | [14 empty] | 0
[6 empty] | - | - |  |  |  |  | 0.54 | sqm | labbour charges | 2156 | kg | 1164.24 | [14 empty] | 0
[5 empty] | 0.0047 | Cum | Cement mortar1:5 | 3909.1 | Cum | 18.3728 | [6 empty] | 2617.282 | [14 empty] | 0
[5 empty] | 0.15 | No. | Masn Ist | 1076.6 | No. | 161.49 |  |  |  | Rate / Sqm |  |  | 4846.8185 | [14 empty] | 0
[5 empty] | 0.15 | No. | Mazdoor Ist | 702.8 | No. | 105.42 | [21 empty] | 0
[7 empty] | Sundries |  |  | 5 |  |  |  | Aluminium Ventilator 1.35x0.60m | Data based on Police Acadamy | [16 empty] | 0
[10 empty] | - |  | 7.01 | kg | Aluminium section (p-40/61a) | 287 | kg | 2011.87 | 0.091688 | 5.5013 | 0.458 | [11 empty] | 0
[7 empty] | Total for 6.77Rmt |  |  | 290.2828 |  | 0.81 | sqm | glass 4mm pin headed | 208.8 | kg | 169.128 | [14 empty] | 0
[10 empty] | - |  | 0.81 | sqm | labbour charges | 2156 | kg | 1746.36 | [14 empty] | 0
[7 empty] | Rate per Rmt. |  |  | 42.8778 | [6 empty] | 3928.038 | [14 empty] | 0
[10 empty] | = |  |  |  | Rate / Sqm |  |  | 4849.4296 | [14 empty] | 0
0
[5 empty] | 37.1 | * | WHITE WASHING THREE COAT | [6 empty] | Aluminium window openable 1.50x1.35m (Six leaves) | [17 empty] | 0
[7 empty] | - |  |  |  |  | 4.42 | kg | Aluminium section (p-40/61a) | 287 | kg | 1268.54 | [14 empty] | 0
[5 empty] | 0.09 | CUM | SLACKED SHELL LIME | 1297 | CUM | 116.73 |  | 4.72 | kg | Aluminium section (p-40/61a) | 287 | kg | 1354.64 | [14 empty] | 0
[5 empty] | 2.2 | NO. | MASON II | 1005.2 | NO. | 2211.44 |  | 9.06 | kg | Aluminium section | 287 | kg | 2600.22 | [14 empty] | 0
[5 empty] | 0.5 | NO. | MAZDOOR I | 702.8 | NO. | 351.4 |  | 1.58 | kg | Aluminium section | 287 | kg | 453.46 | [14 empty] | 0
[5 empty] | 3.8 | NO. | MAZDOOR II | 576.8 | NO. | 2191.84 |  | 1.65 | sqm | glass 4mm pin headed | 208.8 | sqm | 344.52 | [14 empty] | 0
[6 empty] | L.S | SUNDRIES FOR BRUSH,BLUE,GUM ETC |  | L.S | 1.5 |  | 12.74 | Rmt | rubber beeding P-41/64 | 28.6 | Rmt | 364.364 | [14 empty] | 0
[10 empty] | - |  | 12 | NO | hinges 75mm x 30 mm P-41/77 b | 63.5 | NO | 762 | [14 empty] | 0
[7 empty] | TOTAL FOR 100 SQM |  |  | 4872.91 |  | 6 | NO | handle 150 mm long p-42 /80b | 50.9 | NO | 305.4 | [14 empty] | 0
[10 empty] | - |  | 6 | NO | stay | 30 | NO | 180 | [14 empty] | 0
[7 empty] | RATE PER SQM |  |  | 48.7291 |  | 6 | NO | stiffner | 20 | NO | 120 | [14 empty] | 0
[10 empty] | = |  | 4 | NO | holdfast | 15 | NO | 60 | [14 empty] | 0
[5 empty] | 38.1. | * | CEMENT PAINTING TWO COATS |  |  |  |  | 2.025 | Sqm | labbour charges | 2156 | Sqm | 4365.9 | [14 empty] | 0
[7 empty] | OVER THE PRIMER COAT OF | [6 empty] | sundries |  |  | 0.31 | [14 empty] | 0
[7 empty] | APPROVED CEMENT PAINT FOR NEW | [9 empty] | 12179.354 | [14 empty] | 0
[7 empty] | PLASTERED SURFACES | [24 empty] | 0
[7 empty] | - | [24 empty] | 0
[5 empty] | 4.8 | Kg | CEMENT PAINT | 48.95 | Kg | 234.96 | [21 empty] | 0
[5 empty] | 0.75 | NO. | PAINTER I | 861 | NO. | 645.75 | [21 empty] | 0
[5 empty] | 0.75 | NO. | MAZDOOR I | 702.8 | NO. | 527.1 | [21 empty] | 0
[5 empty] | 1.2 | NO. | MAZDOOR II | 576.8 | NO. | 692.16 | [21 empty] | 0
[6 empty] | L.S | SUNDRIES FOR BRUSH ETC |  | L.S | 1.5 | [21 empty] | 0
[10 empty] | - | [21 empty] | 0
[7 empty] | TOTAL FOR 10 SQM |  |  | 2101.47 | [21 empty] | 0
[10 empty] | - | [21 empty] | 0
[7 empty] | RATE PER SQM |  |  | 210.147 | [21 empty] | 0
[10 empty] | = | [21 empty] | 0
[5 empty] | 38.2 | * | Matt paint Two coats | [24 empty] | 0
[7 empty] | =========== | [5 empty] | * | SUPERCEM PAINTING TWO COATS | [17 empty] | 0
[5 empty] | 3.08 | Lts | Matt paint | 155 | Lts | 477.4 |  |  |  | OVER THE PRIMER COAT OF | [17 empty] | 0
[5 empty] | 0.5 | No. | Painter Ist | 861 | No. | 430.5 |  |  |  | APPROVED CEMENT PAINT FOR NEW | [17 empty] | 0
[5 empty] | 0.5 | No. | Mazdoor Ist | 702.8 | No. | 351.4 |  |  |  | PLASTERED SURFACES | [17 empty] | 0
[5 empty] | 0.8 | No. | Mazdoor IInd | 576.8 | No. | 461.44 |  |  |  | - | [17 empty] | 0
[6 empty] | L.S | SUNDRIES FOR BRUSH ETC |  | L.S | 1.5 |  | 2.18 | Kg | SUPERCEM | 70 | Kg | 152.6 | [14 empty] | 0
[12 empty] | 0.75 | NO. | PAINTER I | 861 | NO. | 645.75 | [14 empty] | 0
[10 empty] | - |  | 0.75 | NO. | MAZDOOR I | 702.8 | NO. | 527.1 | [14 empty] | 0
[7 empty] | Total for 10 Sqm |  |  | 1722.24 |  | 1.2 | NO. | MAZDOOR II | 576.8 | NO. | 692.16 | [14 empty] | 0
[10 empty] | - |  |  | L.S | SUNDRIES FOR BRUSH ETC |  | L.S | 1.5 | [14 empty] | 0
[7 empty] | Rate for one Sqm. |  |  | 172.224 | [6 empty] | - | [14 empty] | 0
[10 empty] | = |  |  |  | TOTAL FOR 10 SQM |  |  | 2019.11 | [14 empty] | 0
[5 empty] | 40. | * | PAINTING TWO COATS OVER new | [9 empty] | - | [14 empty] | 0
[7 empty] | WOOD WORKS WITH IIND CLASS | [6 empty] | RATE PER SQM |  |  | 201.911 | [14 empty] | 0
[7 empty] | SYNTHETIC ENAMEL PAINT INCL.PRIMER COAT. | [9 empty] | = | [14 empty] | 0
[7 empty] | - | [5 empty] | Aluminium window openable 1.80 x 1.65 m =2.97m2 | [18 empty] | 0
[5 empty] | 1.44 | LIT | READY MIXED PRIMER PAINT | 144.7 | LIT | 208.368 |  |  |  | FRENCH WINDOW Reference Data Nagapattinam Ar Ph-XIX CER 224-2012-2013 | [17 empty] | 0
[5 empty] | 0.7 | NO | PAINTER I | 861 | NO | 602.7 | [21 empty] | 0
[5 empty] | 2.55 | LIT | READY MIXED IIND CLASS PAINT | 234.3 | LIT | 597.465 | [21 empty] | 0
[5 empty] | 1.2 | NO | PAINTER I | 861 | NO | 1033.2 |  | 19.13 | kg | Clip Beading | 287 | kg | 5490.31 | [14 empty] | 0
[6 empty] | L.S | SUNDRIES FOR BRUSHES,ETC |  | L.S | 1.5 |  | 2.97 | sqm | Glass 4mm pin headed | 208.8 | sqm | 620.136 | [14 empty] | 0
[10 empty] | - |  | 15.3 | Rmt | Rubber beeding | 28.6 | Rmt | 437.58 | [14 empty] | 0
[7 empty] | TOTAL FOR 10 SQM |  |  | 2443.233 |  | 3 | sets | Max hinges (10") | 350 | NO | 1050 | [14 empty] | 0
[10 empty] | - |  | 3 | NO | Handle | 50.9 | NO | 152.7 | [14 empty] | 0
[7 empty] | RATE PER SQM |  |  | 244.3233 |  | 6 | NO | Holdfast | 15 | NO | 90 | [14 empty] | 0
[12 empty] | 2.97 | Sqm | Labbour charges | 2156 | Sqm | 6403.32 | [14 empty] | 0
[10 empty] | = |  |  |  | Sundries |  |  | 3.5 | [14 empty] | 0
[5 empty] | 41 | * | PAINTING TWO COATS OVER NEW | [6 empty] | RATE FOR EACH |  |  | 14247.546 | [14 empty] | 0
[7 empty] | IRON WORKS WITH IIND CLASS | [24 empty] | 0
[7 empty] | SYNTHETIC ENAMEL PAINT | [6 empty] | RATE PER SQM |  |  | 4797.1535 | 1057.1535 | [13 empty] | 0
[7 empty] | - | [24 empty] | 0
[5 empty] | 2.22 | LIT | READY MIXED IIND CLASS PAINT | 223.2 | LIT | 495.504 |  | 1 | NO. | FITTER Ist CLASS | 950.6 | NO. | 950.6 | [14 empty] | 0
[5 empty] | 1.1 | NO | PAINTER I | 861 | NO | 947.1 |  | 1 | NO. | MAZDOOR Ist CLASS | 702.8 | NO. | 702.8 | [14 empty] | 0
[6 empty] | L.S | SUNDRIES FOR BRUSHES,ETC |  | L.S | 1.5 |  | 0.5 | NO. | CARPENTER II CLASS | 1005.2 | NO. | 502.6 | [14 empty] | 0
[10 empty] | - | [21 empty] | 0
[7 empty] | TOTAL FOR 10 SQM |  |  | 1444.104 |  |  |  | LABOUR RATE |  |  | - | [14 empty] | 0
[10 empty] | - | [6 empty] | 2156 | [14 empty] | 0
[7 empty] | RATE PER SQM |  |  | 144.4104 | [21 empty] | 0
0
0
[5 empty] | 238 | * | ANTI-CORROSIVE TREATMENT FOR STEEL | [24 empty] | 0
[7 empty] | FABRICATION (RCC WORKS) | [24 empty] | 0
[7 empty] | - | [24 empty] | 0
[5 empty] | 20 | LIT | ANTI-CORROSIVE(COROLOK-CP ( qtn) | 116.2 | LIT | 2324 | [21 empty] | 0
[7 empty] | /PROTEKLOL) CHEMICALS | [24 empty] | 0
[5 empty] | 50 | Kg | CEMENT | 5.8 | Kg | 290 | [21 empty] | 0
[5 empty] | 1 | L.S | BRUSHES GLOVES ETC | 75 | L.S | 75 | [21 empty] | 0
[5 empty] | 1 | L.S | TRANSPORTING AND HANDLING | 40 | L.S | 40 | [21 empty] | 0
[5 empty] | 2.5 | L.S | PAINTERII | 833 | L.S | 2082.5 | [21 empty] | 0
[6 empty] | L.S | SUNDRIES FOR BRUSHES,CLOTH ETC |  | L.S | 1.5 | [21 empty] | 0
[10 empty] | - | [21 empty] | 0
[7 empty] | TOTTAL FOR 1 MT |  |  | 4813 | [21 empty] | 0
[10 empty] | - | [21 empty] | 0
0
[5 empty] | 42. | * | SUPPLYING AND FABRICATING AND | [24 empty] | 0
[7 empty] | PLACING M.S RODS/RTS ROD (upto 16mm dia) | [24 empty] | 0
[7 empty] | - | [24 empty] | 0
[5 empty] | 1 | QUTL | R.T.S RODS/M.S.RODS UPTO 16MM DIA | 45000 | MT | 4500 | [21 empty] | 0
[5 empty] | 0.01 | QUTL | BINDING WIRE | 43750 | MT | 43.75 | [21 empty] | 0
[5 empty] | 3.5 | NO | FITTER I | 933.8 | Each | 3268.3 | [21 empty] | 0
[5 empty] | 1.3 | Kg | Cement for slurry | 5.8 | Kg | 7.54 | [21 empty] | 0
[5 empty] | 0.25 | NO | Painter-II | 833 | Each | 208.25 | [21 empty] | 0
[6 empty] | L.S | SUNDRIES |  | L.S | 0 | [21 empty] | 0
[10 empty] | - | [21 empty] | 0
[7 empty] | TOTTAL FOR 1 QTL |  |  | 8027.84 | [21 empty] | 0
[10 empty] | - | [21 empty] | 0
[7 empty] | RATE PER M.T |  |  | 80278.4 | [21 empty] | 0
0
0
[7 empty] | b. above 16mm dia | [24 empty] | 0
[5 empty] | 1 | QUTL | R.T.S RODS/M.S.RODS ABOVE 16MM DIA | 45000 | MT | 4500 | [21 empty] | 0
[5 empty] | 0.01 | QUTL | BINDING WIRE | 43750 | MT | 43.75 | [21 empty] | 0
[5 empty] | 3.5 | NO | FITTER I | 933.8 | Each | 3268.3 | [21 empty] | 0
[5 empty] | 1.3 | Kg | Cement for slurry | 5.8 | Kg | 7.54 | [21 empty] | 0
[5 empty] | 0.25 | NO | Painter-II | 833 | Each | 208.25 | [21 empty] | 0
[6 empty] | L.S | SUNDRIES |  | L.S | 0 | [21 empty] | 0
[10 empty] | - | [21 empty] | 0
[7 empty] | TOTTAL FOR 1 QTL |  |  | 8027.84 | [21 empty] | 0
[10 empty] | - | [21 empty] | 0
[7 empty] | RATE PER M.T |  |  | 80278.4 | [21 empty] | 0
[10 empty] | = | [21 empty] | 0
0
[5 empty] | 43. | a. | SUPPLYING AND FABRICATING AND | [6 empty] | COASTAL AREA | [17 empty] | 0
[7 empty] | PLACING R.T.S RODS/MS RODS upto 16mm dia(without cement slurry) |  |  |  |  | 43. | a. | SUPPLYING AND FABRICATING AND | [17 empty] | 0
[7 empty] | - | [6 empty] | PLACING R.T.S RODS/MS RODS upto 16mm dia(without cement slurry) | [17 empty] | 0
[5 empty] | 1 | QUTL | R.T.S RODS/M.S.RODS UPTO 16MM DIA | 45000 | MT | 4500 | 393.12 |  |  | - | [17 empty] | 0
[5 empty] | 0.01 | QUTL | BINDING WIRE | 43750 | MT | 43.75 | 131.04 | 1 | QUTL | R.T.S RODS/M.S.RODS UPTO 16MM DIA | 45000 | MT | 4500 | [14 empty] | 0
[5 empty] | 3.5 | NO | FITTER I | 933.8 | NO | 3268.3 |  | 0.01 | QUTL | BINDING WIRE insulated with PVC as per circular | 71428.5714 | MT | 71.4286 | [14 empty] | 0
[6 empty] | L.S | SUNDRIES |  | L.S | 0 |  | 3.5 | NO | FITTER I | 933.8 | NO | 3268.3 | [14 empty] | 0
[10 empty] | - |  |  | L.S | SUNDRIES |  | L.S | 0 | [14 empty] | 0
[7 empty] | TOTTAL FOR 1 QTL |  |  | 7812.05 | [6 empty] | - | [14 empty] | 0
[10 empty] | - |  |  |  | TOTTAL FOR 1 QTL |  |  | 7839.7286 | [14 empty] | 0
[7 empty] | RATE PER M.T |  |  | 78120.5 | [6 empty] | - | [14 empty] | 0
[14 empty] | RATE PER M.T |  |  | 78397.2857 | [14 empty] | 0
[6 empty] | b. | SUPPLYING AND FABRICATING AND | [24 empty] | 0
[7 empty] | PLACING R.T.S RODS/MS RODS above 16mm dia(without cement slurry) | [5 empty] | b. | SUPPLYING AND FABRICATING AND | [17 empty] | 0
[7 empty] | - | [6 empty] | PLACING R.T.S RODS/MS RODS above 16mm dia(without cement slurry) | [17 empty] | 0
[5 empty] | 1 | QUTL | R.T.S RODS/M.S.RODS ABOVE 16MM DIA | 45000 | MT | 4500 |  |  |  | - | [17 empty] | 0
[5 empty] | 0.01 | QUTL | BINDING WIRE | 43750 | MT | 43.75 |  | 1 | QUTL | R.T.S RODS/M.S.RODS ABOVE 16MM DIA | 45000 | MT | 4500 | [14 empty] | 0
[5 empty] | 3.5 | NO | FITTER I | 933.8 | NO | 3268.3 |  | 0.01 | QUTL | BINDING WIRE insulated with PVC as per circular | 71428.5714 | MT | 71.4286 | [14 empty] | 0
[6 empty] | L.S | SUNDRIES |  | L.S | 0 |  | 3.5 | QUTL | FITTER I | 933.8 | NO | 3268.3 | [14 empty] | 0
[10 empty] | - |  |  | QUTL | SUNDRIES |  | L.S | 0 | [14 empty] | 0
[7 empty] | TOTTAL FOR 1 QTL |  |  | 7812.05 | [6 empty] | - | [14 empty] | 0
[10 empty] | - |  |  |  | TOTTAL FOR 1 QTL |  |  | 7839.7286 | [14 empty] | 0
[7 empty] | RATE PER M.T |  |  | 78120.5 | [6 empty] | - | [14 empty] | 0
[14 empty] | RATE PER M.T |  |  | 78397.2857 | [14 empty] | 0
[5 empty] | 44.1 | * | SUPPLY AND FIXING OF | [24 empty] | 0
[7 empty] | 110mmDIA P.V.C RAIN WATER | [24 empty] | 0
[7 empty] | DOWN FALL PIPE Type- A SWR pipe |  |  |  |  | 44.1 | * | SUPPLY AND FIXING OF | [17 empty] | 0
[7 empty] | - | [6 empty] | 110mmDIA P.V.C RAIN WATER | [17 empty] | 0
[5 empty] | 3 | RMT | 110mmDIA P.V.C PIPE | 120.54 | RMT | 361.62 |  |  |  | DOWN FALL PIPE Type- A SWR pipe | [17 empty] | 0
[5 empty] | 1 | NO. | 110mmDIA P.V.C PLAIN BEND | 76 | NO. | 76 |  |  |  | - | [17 empty] | 0
[5 empty] | 1 | NO. | 110mmDIA P.V.C SHOE | 71 | NO. | 71 |  | 3 | RMT | 110mmDIA P.V.C PIPE | 120.54 | NO. | 361.62 | [14 empty] | 0
[5 empty] | 2 | NO. | SPECIAL CLAMP | 21.2 | NO. | 42.4 |  | 1 | NO. | 110mmDIA P.V.C PLAIN BEND | 76.78 | NO. | 76.78 | [14 empty] | 0
[5 empty] | 1 | NO. | C.I. GRATING 100mm DIA | 31.5 | NO. | 31.5 |  | 1 | NO. | 110mmDIA P.V.C SHOE | 71 | NO. | 71 | [14 empty] | 0
[5 empty] | 0.5 | NO. | PLUMBER I | 933.8 | NO. | 466.9 |  | 2 | Nos. | UPVC SPECIAL CLAMP as per qtn | 12 | NO. | 24 | [14 empty] | 0
[6 empty] | L.S | COST OF PLUG SCREWS , RUBBER |  | L.S |  |  | 1 | Nos. | C.I. GRATING 100mm DIA | 31.5 | L.S | 31.5 | [14 empty] | 0
[7 empty] | LUBRICANT ETC |  |  |  |  | 0.5 | Nos. | PLUMBER I | 933.8 |  | 466.9 | [14 empty] | 0
[10 empty] | - |  |  | Nos. | COST OF PLUG SCREWS , RUBBER | 0 | [16 empty] | 0
[7 empty] | TOTAL FOR 3 RMT |  |  | 1049.42 |  |  |  | LUBRICANT ETC |  |  | 31.68 | [14 empty] | 0
0
[10 empty] | - |  |  |  | TOTAL FOR 3 RMT |  |  | 1063.48 | [14 empty] | 0
[7 empty] | RATE PER RMT |  |  | 349.8067 | [21 empty] | 0
[10 empty] | = | [6 empty] | - | [14 empty] | 0
[5 empty] | 45. |  | STUCCO PLASTERING 12mm tk. | [6 empty] | RATE PER RMT |  |  | 354.4933 | 930 | -133.48 | [12 empty] | 0
[7 empty] | CHIPSUSING 86.5KgCEMENT AND | [9 empty] | = | [14 empty] | 0
[7 empty] | .15CUM FOR 10 SQM | [24 empty] | 0
[7 empty] | - | [24 empty] | 0
[5 empty] | 0.15 | CUM | BLUE METEL 3-10mm HBG | 1617.45 | CUM | 242.6175 | [21 empty] | 0
[5 empty] | 0.0865 | M.T | CEMENT | 5800 | M.T | 501.7 | [21 empty] | 0
[5 empty] | 1.6 | NO | MASON I | 1076.6 | NO | 1722.56 | [21 empty] | 0
[5 empty] | 0.5 | NO | MAZDOOR I | 702.8 | NO | 351.4 | [21 empty] | 0
[5 empty] | 1.1 | NO | MAZDOOR II | 576.8 | NO | 634.48 | [21 empty] | 0
[6 empty] | L.S | SUNDRIES |  | L.S | 0 | [21 empty] | 0
[10 empty] | - | [21 empty] | 0
[7 empty] | TOTAL FOR 10 SQM |  |  | 3452.7575 | [21 empty] | 0
[10 empty] | - | [21 empty] | 0
[7 empty] | RATE PER SQM |  |  | 345.2757 | [21 empty] | 0
[10 empty] | = | [21 empty] | 0
[5 empty] | 46. | * | SUPPLYING AND FIXING OF 20MM | [24 empty] | 0
[7 empty] | DIA ALUMINIUM HANGER ROD TO | [24 empty] | 0
[7 empty] | THE REQUIRED LENGTH WITH | [24 empty] | 0
[7 empty] | ALUMINUM END BRACKETS INCLUDING | [24 empty] | 0
[7 empty] | COST OF SCREWS TW PLUGS AND | [24 empty] | 0
[7 empty] | LABOUR CHARGES FOR FIXING IN | [24 empty] | 0
[7 empty] | POSTION COMPLETE IN ALL RESPECT | [24 empty] | 0
[7 empty] | AND AS DIRECTED BY THE DEPT, | [24 empty] | 0
[7 empty] | OFFICERS | [24 empty] | 0
[7 empty] | = | [24 empty] | 0
0
[5 empty] | 1 | Rmt | 2omm alu. hanger rod | 45.72 | Rmt | 45.72 | [21 empty] | 0
[5 empty] | 1 | Set | Alu.Bracket with screws | 5 | Set | 5 | [21 empty] | 0
[6 empty] | L.S | Sundries FOR PLUGS ,NAILS AND LABOUR ETC., |  | L.S | 7.28 | [21 empty] | 0
[10 empty] | - | [21 empty] | 0
[7 empty] | Total for 1 Rmt |  |  | 58 | [21 empty] | 0
[10 empty] | = | [21 empty] | 0
[5 empty] | 47. | * | SUPPLY AND FIXING ALUMINUM TOWEL RAIL OF | [24 empty] | 0
[7 empty] | 70CM LONG INCLUDING COST OF SCREW TW | [24 empty] | 0
[7 empty] | PLUGS AND LABOURS CHARGES FOR FIXING IN | [24 empty] | 0
[7 empty] | POSITION ETC COMPLETE IN ALL RESPECT AND | [24 empty] | 0
[7 empty] | AS DIRECTED BY THE DEPT OFFICERS. | [24 empty] | 0
[7 empty] | - | - | [23 empty] | 0
[5 empty] | 1 | no | Alu.Towel rail 75Cm long | 85 | Each | 85 | [21 empty] | 0
[6 empty] | L.S | Alu. Bolt With screws |  | L.S | 7.5 | [21 empty] | 0
[6 empty] | L.S | Labour for fixing and cost of |  | L.S | 2.5 | [21 empty] | 0
[7 empty] | T.W.Pluges |  |  | - | [21 empty] | 0
[7 empty] | Total for 1 Rmt |  |  | 95 | [21 empty] | 0
[10 empty] | = | [21 empty] | 0
[5 empty] | 48. | * | SUPPLING AND FIXING COAT STAND | [24 empty] | 0
[7 empty] | WITH FIVE PINS | [24 empty] | 0
[7 empty] | - | [24 empty] | 0
[5 empty] | 1 | no | Cost of Coat stand | 50 | Each | 50 | [21 empty] | 0
[6 empty] | L.S | Labour for fixing |  | L.S | 5 | [21 empty] | 0
[10 empty] | - | [21 empty] | 0
[7 empty] | Total for 1 No. |  |  | 55 | [21 empty] | 0
[10 empty] | = | [21 empty] | 0
[5 empty] | 49. | * | SUPPLING AND FIXING OF PICTURE HOOKS | [24 empty] | 0
[7 empty] | - | - | [23 empty] | 0
[5 empty] | 1 | no | Cost of Picture hooks | 1.2 | Each | 1.2 | [21 empty] | 0
[6 empty] | L.S | Labour for fixing |  | L.S | 0.3 | [21 empty] | 0
-
[7 empty] | Total for 1 No. |  |  | 1.5
-
[5 empty] | 50.1 | * | Supplying and fixing of Precast slab
50mm thick made in C.C 1:3:6 using 20mm
Hbs jelly ,moulding the slab, laying,
curing,transporting and placing in
possition etc complete
[7 empty] | - | -
[5 empty] | 9 | Cum | 20mm HBS Jelly | 2288.78 | Cum | 20599.02
[5 empty] | 4.5 | Cum | C.M. 1:3 | 5022.7 | Cum | 22602.15
[5 empty] | 1.8 | No. | Mason IInd | 1005.2 | Each | 1809.36
[5 empty] | 17.7 | No. | Mazdoor Ist | 702.8 | Each | 12439.56
[5 empty] | 14.1 | No. | Mazdoor IInd | 576.8 | Each | 8132.88
-
[7 empty] | Total for 10 cum |  |  | 65582.97
-
[7 empty] | Rate per cum |  |  | 6558.297
=
[6 empty] | ** | PRECAST Plain cement concrete P.C.C
Slabs of 50mm thick (precast slab 50mm Thick)
[7 empty] | - | -
[5 empty] | 0.314 | Cum | C.C. 1:3:6 using 20mm HBS | 6558.297 | Cum | 2059.3053
[5 empty] | 18 | No. | Precasting Charges ( 6.28*120sqm=753.6/18=41.87each) | 41.87 | Each | 753.66
[5 empty] | 18 | No. | Transporting | 1 | Each | 18
[5 empty] | 18 | No. | Laying and Pointing | 2 | Each | 36
-
[7 empty] | Total for 6.28 Sqm |  |  | 2866.9653
-
[7 empty] | Rate per Sqm |  |  | 456.5231
=
PCC 1:3:6, for petty works
-
[5 empty] | 0.01 | Cum | C.C. 1:3:6 using 20mm HBS | 6558.297 | Cum | 65.58
[5 empty] | 0.01 | cum | moulding charges | LS |  | 1.2
-
[7 empty] | Total for .01 cum |  |  | 66.78
-
[7 empty] | Rate per cum |  |  | 6678
=
[5 empty] | 50.2 | ** | PRECAST Plain cement concrete P.C.C
KERB STONE 450x300x150mm
[7 empty] | - | -
[5 empty] | 0.405 | Cum | C.C. 1:3:6 using 20mm HBS | 6678 | Cum | 2704.59
[7 empty] | 'including Transporting charges | LS
-
[7 empty] | Total for 9 m |  |  | 2704.59
-
[7 empty] | Rate per M |  |  | 300.51
=
[5 empty] | 50.3 |  | PLANTING AVENUE TREES
-
[5 empty] | 4.32 | CUM | Earth work excavation | 117.6 | CUM | 508.032
[5 empty] | 1.44 | CUM | Manure | 69.1 | CUM | 99.504
[5 empty] | 1.44 | CUM | RED EARTH | 210 | CUM | 302.4
[5 empty] | 1.44 | CUM | River sand | 2116.9 | CUM | 3048.336
[5 empty] | 2.88 | CUM | mixing charges | 10 | CUM | 28.8
[5 empty] | 20 | nos | Avenue trees | 46.1 | nos | 922
[5 empty] | 42 | RM | Casurina props 5 to 8cm dia p22 / It- 148 d | 17.5 | RM | 735
[5 empty] | 4.32 | CUM | filling chares | 41.02 | CUM | 177.2064
[5 empty] | l.s |  | Maintenance charges |  |  | 2000
-
[7 empty] | Total for 20 no. |  |  | 7821.2784
-
[7 empty] | Total for 1 no. |  |  | 391.0639
=
[5 empty] | 50.4 |  | AVENUE TREE GUARD
-
[5 empty] | 0.1 | CUM | Earth work excavation | 235.2 | CUM | 23.52
[5 empty] | 6.3 | RM | CW reepers 50x25 cm it-139 p-22 | 34.6 | RM | 217.98
[5 empty] | 6.3 | RM | Casurina props 5 to 8cm dia | 17.5 | RM | 110.25
[5 empty] | 3.15 | sqm | Chicken mesh | 31.65 | sqm | 99.6975 | Lit.
[5 empty] | 0.25 | no | Carpenter II | 1005.2 | no | 251.3
[5 empty] | 0.2 | no | Fitter I | 933.8 | no | 186.76
[7 empty] | sundries |  |  | 0
-
[7 empty] | Total for 1 no. |  |  | 889.5075
-
[5 empty] | 50.5 |  | PROVIDING SCHME NAME BOARD
-
[5 empty] | 0.486 | cum | Earth work excavation | 117.6 | cum | 57.1536
[5 empty] | 0.486 | cum | CC 1:5:10 | 5702.577 | cum | 2771.4524
[5 empty] | 81.75 | KG | MS angle | 41.2 | KG | 3368.1
[5 empty] | 7.2 | KG | MS Stiffner | 41.2 | KG | 296.64
[5 empty] | 43.68 | KG | MS Sheet | 41.2 | KG | 1799.616
[5 empty] | 132.63 | KG | Welding charges | 41.6 | KG | 5517.408
[5 empty] | 2.2 | sqm | Painting / lettering charges qtn | 970 | sqm | 2134
[5 empty] | LS |  | Labour for erection of board | LS |  | 250
[5 empty] | LS |  | Bolts &nuts | LS |  | 20.47
-
16214.84
-
[5 empty] | 86 |  | PROVIDING ANTI-TERMITE TREATMENT |  |  | 33.9
[5 empty] | 51. |  | PVC WATER TANK OF 700 LITRE CAPACITY p64 /207 |  |  | 8.2
[7 empty] | Ex. free board with ISI mark |  |  | 5740
[7 empty] | PVC WATER TANK OF 200 LITRE CAPACITY |  |  | 1640
[6 empty] | * | LABOUR CHARGE FOR LAYING
JOINTING P.V.C PIPE AND SPECIALS
ABOVE G.L
-
[6 empty] | c | ABOVE G.L |  |  | 20mm Dia
[7 empty] | - |  |  | =
[5 empty] | 30 | RMT | LAYING JOINTING INCLUDING | 8.1 | RMT | 243
ALIGNING
[5 empty] | 8 | NO. | CUTTING CHARGES | 7.1 | NO. | 56.8
[5 empty] | 8 | NO. | THREADING CHARGES | 10.2 | NO. | 81.6
[5 empty] | 3 | NO. | STONE CUTTER II | 796.6 | NO. | 2389.8
[5 empty] | 1 | NO. | MASAN I | 1076.6 | NO. | 1076.6
[5 empty] | 2 | NO. | MAZDOOR I | 702.8 | NO. | 1405.6
[5 empty] | 1 | NO. | MAZDOOR II | 576.8 | NO. | 576.8
[5 empty] | 1 | NO. | COST OF CLAMPS PLUGS | 5 | Each | 5
JOINTING MATERIALS ETC
[6 empty] | L.S | SUNDRIES |  | L.S | 0
-
[7 empty] | TOTAL FOR 30 M |  |  | 5835.2
-
[7 empty] | RATE PER RMT |  |  | 194.5067
-
[6 empty] | b. | ABOVE G.L |  |  | 25mm
[7 empty] | - |  |  | =
[5 empty] | 30 | RMT | LAYING JOINTING INCLUDING | 8.1 | RMT | 243
ALIGNING
[5 empty] | 8 | NO. | CUTTING CHARGES | 7.1 | NO. | 56.8
[5 empty] | 8 | NO. | THREADING CHARGES | 21.1 | NO. | 168.8
[5 empty] | 3 | NO. | STONE CUTTER II | 796.6 | NO. | 2389.8
[5 empty] | 1 | NO. | MASAN I | 1076.6 | NO. | 1076.6
[5 empty] | 2 | NO. | MAZDOOR I | 702.8 | NO. | 1405.6
[5 empty] | 1 | NO. | MAZDOOR II | 576.8 | NO. | 576.8
[5 empty] | 1 | NO. | COST OF CLAMPS PLUGS | 3 | NO. | 3
JOINTING MATERIALS ETC
[6 empty] | L.S | SUNDRIES |  | L.S | 0
-
[7 empty] | TOTAL FOR 30 M |  |  | 5920.4
-
[7 empty] | RATE PER RMT |  |  | 197.3467
-
[6 empty] | a. | ABOVE G.L |  |  | 32mm
[7 empty] | - |  |  | =
[5 empty] | 30 | RMT | LAYING JOINTING INCLUDING | 8.1 | RMT | 243
ALIGNING
[5 empty] | 8 | NO. | CUTTING CHARGES | 8.5 | NO. | 68
[5 empty] | 8 | NO. | THREADING CHARGES | 28.5 | NO. | 228
[5 empty] | 3 | NO. | STONE CUTTER II | 796.6 | NO. | 2389.8
[5 empty] | 1 | NO. | MASAN I | 1076.6 | NO. | 1076.6
[5 empty] | 2 | NO. | MAZDOOR I | 702.8 | NO. | 1405.6
[5 empty] | 1 | NO. | MAZDOOR II | 576.8 | NO. | 576.8
[5 empty] | 1 | NO. | COST OF CLAMPS PLUGS | 5.26 | NO. | 5.26
JOINTING MATERIALS ETC
[6 empty] | L.S | SUNDRIES |  | L.S | 0
-
[7 empty] | TOTAL FOR 30 M |  |  | 5993.06
-
[7 empty] | RATE PER RMT |  |  | 199.7687 |  |  | a. | ABOVE G.L |  |  | 40mm
[10 empty] | - |  |  |  | - |  |  | =
[12 empty] | 30 | RMT | LAYING JOINTING INCLUDING | 8.1 | RMT | 243
[5 empty] | 52 | * | SUPPLYING AND LAYING THE FOLLOWING PVC | [6 empty] | ALIGNING
[7 empty] | PIPES WITH NECESSARY SPECIALS ELBOWS, |  |  |  |  | 8 | NO. | CUTTING CHARGES p -31 Itm 131 | 10.2 | NO. | 81.6
[7 empty] | TEE,REDUCE ,PLUG,UNION,BEND,COUPLE, |  |  |  |  | 8 | NO. | THREADING CHARGES p -31 Itm 132 | 28.5 | NO. | 228
[7 empty] | NIPPLE,GATE VLVE,CHECK AND WHEEL VALVE |  |  |  |  | 3 | NO. | STONE CUTTER II | 796.6 | NO. | 2389.8
[7 empty] | WHEREVER NECESSARY INCLUDING LABOUR BELOW |  |  |  |  | 1 | NO. | MASAN I | 1076.6 | NO. | 1076.6
[7 empty] | GROUND LEVEL(OR) FIXING ON WALLS TO THE |  |  |  |  | 2 | NO. | MAZDOOR I | 702.8 | NO. | 1405.6
[7 empty] | PROPER GRADIENT AND ALIGNMENT ETC.ALL |  |  |  |  | 1 | NO. | MAZDOOR II | 576.8 | NO. | 576.8
[7 empty] | COMPLETE AS DIRECTED BY DEPT. OFFICERS. | [5 empty] | L.S | COST OF CLAMPS PLUGS | 5.26 | L.S | 5
[7 empty] | = | = | [5 empty] | JOINTING MATERIALS ETC
[6 empty] | * | ASTM-D SCHEDULE- 40 THREADED PVC PIPE | [5 empty] | L.S | SUNDRIES | 0 | L.S | 0
[7 empty] | WITH NECESSARY PVC-GI SPECIALS | [9 empty] | -
[6 empty] | c. | 20MM DIA PVC PIPE ABOVE G.L:- | [6 empty] | TOTAL FOR 30 M |  |  | 6006.4
[7 empty] | - | [9 empty] | -
[5 empty] | 1 | Rmt | COST OF 20MM DIA PVC PIPE | 26 | Rmt | 26 |  |  |  | RATE PER RMT |  |  | 200.2133
[5 empty] | 1 | L.S | ADD 70% FOR PVC/GI SPECIALS | 18.2 | L.S | 18.2 | [6 empty] | -
[5 empty] | 1 | Rmt | LABOUR FOR LAYING & FIXING | 194.5067 | Rmt | 194.5067
-
[7 empty] | TOTAL FOR 1 RMT |  |  | 238.7067
[10 empty] | = |  |  | a. | 40MM DIA PVC PIPE ABOVE G.L:-
[6 empty] | b. | 25MM DIA PVC PIPE ABOVE G.L:- | [6 empty] | -
[7 empty] | - |  |  |  |  | 1 | Rmt | COST OF40MM DIA PVC PIPE | 65 | Rmt | 65
[5 empty] | 1 | Rmt | COST OF 25MM DIA PVC PIPE | 35 | Rmt | 35 |  | 1 | L.S | ADD 20% FOR PVC/GI SPECIALS | 13 | L.S | 13
[5 empty] | 1 | L.S | ADD 40% FOR PVC/GI SPECIALS | 14 | L.S | 14 |  | 1 | Rmt | LABOUR FOR LAYING & FIXING | 200.2133 | Rmt | 200.2133
[5 empty] | 1 | Rmt | LABOUR FOR LAYING & FIXING | 197.3467 | Rmt | 197.3467 | [6 empty] | -
[10 empty] | - |  |  |  | TOTAL FOR 1 RMT |  |  | 278.2133
[7 empty] | TOTAL FOR 1 RMT |  |  | 246.3467 | [6 empty] | =
=
[6 empty] | a. | 32MM DIA PVC PIPE ABOVE G.L:-
[7 empty] | - | [5 empty] | a. | ABOVE G.L |  |  | 50mm
[5 empty] | 1 | Rmt | COST OF 32MM DIA PVC PIPE | 52 | Rmt | 52 |  |  |  | - |  |  | =
[5 empty] | 1 | L.S | ADD 20% FOR PVC/GI SPECIALS | 10.4 | L.S | 10.4 |  | 30 | RMT | LAYING JOINTING INCLUDING | 9.5 | RMT | 285
[5 empty] | 1 | Rmt | LABOUR FOR LAYING & FIXING | 199.7687 | Rmt | 199.7687 |  |  |  | ALIGNING
[10 empty] | - |  | 8 | NO. | CUTTING CHARGES p -32 Itm 133 | 13.8 | NO. | 110.4
[7 empty] | TOTAL FOR 1 RMT |  |  | 262.1687 |  | 8 | NO. | THREADING CHARGES p- 32 Itm 134 | 32 | NO. | 256
[10 empty] | = |  | 3 | NO. | STONE CUTTER II | 796.6 | NO. | 2389.8
[12 empty] | 1 | NO. | MASAN I | 1076.6 | NO. | 1076.6
[6 empty] | a. | 50MM DIA PVC PIPE ABOVE G.L:- |  |  |  |  | 2 | NO. | MAZDOOR I | 702.8 | NO. | 1405.6
[7 empty] | - |  |  |  |  | 1 | NO. | MAZDOOR II | 576.8 | NO. | 576.8
[5 empty] | 1 | Rmt | COST OF 50MM DIA PVC PIPE | 82 | Rmt | 82 |  |  | L.S | COST OF CLAMPS PLUGS | 5.26 | L.S | 5
[5 empty] | 1 | L.S | ADD 20% FOR PVC/GI SPECIALS | 16.4 | L.S | 16.4 |  |  |  | JOINTING MATERIALS ETC
[5 empty] | 1 | Rmt | LABOUR FOR LAYING & FIXING | 199.7687 | Rmt | 199.7687 |  |  | L.S | SUNDRIES |  | L.S | 0
[10 empty] | - | [6 empty] | -
[7 empty] | TOTAL FOR 1 RMT |  |  | 298.1687 |  |  |  | TOTAL FOR 30 M |  |  | 6105.2
[10 empty] | = | [6 empty] | -
[14 empty] | RATE PER RMT |  |  | 203.5067
[5 empty] | 52.1 |  | S & F of GI Pipe 20mm dia for Hot Water line Pipe Fully Consealed in Wall | [9 empty] | -
LABOUR CHARGE FOR LAYING
GI PIPE 20MM DIA
[7 empty] | - | [5 empty] | a. | 50MM DIA PVC PIPE ABOVE G.L:-
[5 empty] | 30 | RMT | LAYING,FIXING AND CONSELING GI PIPE | 10.92 | RMT | 327.6 |  |  |  | -
[5 empty] | 8 | NO. | CUTTING CHARGES | 7.1 | NO. | 56.8 |  | 1 | Rmt | COST OF50MM DIA PVC PIPE | 82 | Rmt | 82
[5 empty] | 8 | NO. | THREADING CHARGES | 21.1 | NO. | 168.8 |  | 1 | L.S | ADD 20% FOR PVC/GI SPECIALS | 16.4 | L.S | 16.4
[5 empty] | 3 | NO. | STONE CUTTER II | 796.6 | NO. | 2389.8 |  | 1 | Rmt | LABOUR FOR LAYING & FIXING | 203.5067 | Rmt | 203.5067
[5 empty] | 1 | NO. | MASAN I | 1076.6 | NO. | 1076.6 | [6 empty] | -
[5 empty] | 2 | NO. | MAZDOOR I | 702.8 | NO. | 1405.6 |  |  |  | TOTAL FOR 1 RMT |  |  | 301.9067
[5 empty] | 1 | NO. | MAZDOOR II | 576.8 | NO. | 576.8 | [6 empty] | =
-
[7 empty] | TOTAL FOR 30 M |  |  | 6002
-
[7 empty] | RATE PER RMT |  |  | 200.0667
-
20MM DIA GI PIPE FOR HOT WATER LINE
-
[5 empty] | 1 | Rmt | COST OF 20MM DIA GI PIPE | 98.6 | Rmt | 98.6
[5 empty] | 1 | L.S | ADD 20% FOR GI SPECIALS | 19.72 | L.S | 19.72
[5 empty] | 1 | Rmt | LABOUR FOR LAYING & FIXING | 200.0667 | Rmt | 200.0667
[7 empty] | L.S FOR CONSEALING GI PIPE IN WALLS PAKING ETC., |  | L.S | 1.72
-
[7 empty] | TOTAL FOR 1 RMT |  |  | 320.1067
=
[5 empty] | 53.1 | * | SUPPLYING AND FIXING
WASHBASIN 22"X16" INCLUDING
COST OF ALL MATERIALS AND
FIXING CHARGES
-
[5 empty] | 1 | NO. | Wash Hand Basin of size 550 x 400 mm with all accessories such as CI brackets, 32mm dia CP waste coupling, Rubber pug and chain, 32mm dia B class GI waste pipe, 15mm dia brass nipples. 15mm CP pillar tap etc., | 1640 | NO. | 1640
[5 empty] | 1 | NO. | deduct rate for 15mm dia GM wheel valve p -53 /145(v) | -166 | NO. | -166
[5 empty] | 1 | NO. | Angle Valve | 250 | NO. | 250
[5 empty] | 0.5 | NO. | PLUMBER I | 933.8 | NO. | 466.9 |  |  | 7635
[5 empty] | 1 | NO. | MAZDOOR I | 702.8 | NO. | 702.8 |  |  | 305.4
[5 empty] | 0.5 | NO. | MASON I | 1076.6 | NO. | 538.3 |  |  | 7940.4
[6 empty] | L.S | SUNDRIES FOR PLUGSCREW,PAINT |  | L.S | 0.82
-
[7 empty] | TOTAL FOR ONE NUMBER |  |  | 3432.82
-
[5 empty] | 53.2 |  | CI MANHOLE COVER 45CMX45CMX20KG |  | Each | 967.5 | [10 empty] | 20mm Dia
[7 empty] | CI MANHOLE COVER 60CMX60CMX50KG p-59/216 |  | Each | 1828
[5 empty] | 53.3 |  | CI STEPS (5Kg) (59.65+.35) |  | Each | 30
[5 empty] | 54 | * | Brass Tap with ISI Mark p53/146 |  | Each | 202
=
[5 empty] | 54.1 | * | CP TAP (LONG BODY) |  | Each | 300
=
[5 empty] | 54.2 | * | CP TAP (SHORT BODY) |  | Each | 250
=
[5 empty] | 56.1. | * | SUPPLYING AND FIXING OF I.W.C |  |  |  |  | 56.1. | * | SUPPLYING AND FIXING OF I.W.C
[7 empty] | 20"WITH TOP LEFT ROUGH TO RECEIVE | [6 empty] | 20"WITH TOP LEFT ROUGH TO RECEIVE
[7 empty] | FLOOR FINISH | [6 empty] | FLOOR FINISH
[7 empty] | IN G.FLOOR. | [6 empty] | IN G.FLOOR.
[7 empty] | - | [6 empty] | -
[5 empty] | 1 | NO. | I.W.C 20"SIZE(Orissa pan) | 1180 | NO. | 1180 |  | 1 | NO. | I.W.C 20"SIZE(Orissa pan) | 1180 | NO. | 1180
[5 empty] | 0.65 | CUM | E.W EXCAVATION | 235.2 | CUM | 152.88 |  | 0.65 | CUM | E.W EXCAVATION | 235.2 | CUM | 152.88
[5 empty] | 0.57 | CUM | REFILLING | 41.02 | CUM | 23.3814 |  | 0.57 | CUM | REFILLING | 41.02 | CUM | 23.3814
[5 empty] | 0.081 | CUM | BRICK JELLY CONCRETE USING 40mm(1:8:16) | 4934.85 | CUM | 399.7229 |  | 0.081 | CUM | BRICK JELLY CONCRETE USING 40mm(1:8:16) | 4934.85 | CUM | 399.7229
[5 empty] | 1 | NO. | PLUMBER I | 933.8 | NO. | 933.8 |  | 1 | NO. | PLUMBER I | 933.8 | NO. | 933.8
[5 empty] | 0.5 | NO. | MASON II | 1005.2 | NO. | 502.6 |  | 0.5 | NO. | MASON II | 1005.2 | NO. | 502.6
[5 empty] | 0.5 | NO. | MAZDOOR I | 702.8 | NO. | 351.4 |  | 0.5 | NO. | MAZDOOR I | 702.8 | NO. | 351.4
[6 empty] | L.S | SUNDRIES |  | L.S | 1.25 |  |  |  | Deduct rate for "P" & "S" trap |  |  | -164
[10 empty] | - |  |  |  | Add rate for PVC SWR "P" & "S" trap |  |  | 134.1
[7 empty] | TOTAL FOR ONE NUMBER |  |  | 3545.0343 |  |  | LS | Sundries |  |  | 0.32
[10 empty] | = |  |  |  | TOTAL FOR ONE NUMBER |  |  | 3514.2043
[5 empty] | 56.2. | * | SUPPLYING AND FIXING OF I.W.C |  |  |  |  | 56.2. | * | SUPPLYING AND FIXING OF I.W.C
[7 empty] | 20"WITH TOP LEFT ROUGH TO RECEIVE | [6 empty] | 20"WITH TOP LEFT ROUGH TO RECEIVE
[7 empty] | FLOOR FINISH | [6 empty] | FLOOR FINISH
[7 empty] | IN OTHER THAN G.FLOOR. | [6 empty] | IN OTHER THAN G.FLOOR.
[7 empty] | - | [6 empty] | -
[5 empty] | 1 | NO. | I.W.C 20"SIZE(Orissa pan) | 1180 | NO. | 1180 |  | 1 | NO. | I.W.C 20"SIZE(Orissa pan) | 1180 | NO. | 1180
[5 empty] | 0.405 | CUM | WEATHERING COURSE | 4902.903 | CUM | 1985.6757 |  | 0.405 | CUM | WEATHERING COURSE | 4902.903 | CUM | 1985.6757
[7 empty] | USING20mmBRICK JELLY | [6 empty] | USING20mmBRICK JELLY
[5 empty] | 1.89 | SQM | PLASTERING IN C.M(1:3) | 296.2118 | SQM | 559.8403 |  | 1.89 | SQM | PLASTERING IN C.M(1:3) | 296.2118 | SQM | 559.8403
[7 empty] | 12mMT.K MIXED WITH W.P.C. | [6 empty] | 12mMT.K MIXED WITH W.P.C.
[5 empty] | 0.081 | CUM | BRICK JELLY CONCRETE (1:8:16) | 4934.85 | CUM | 399.7229 |  | 0.081 | CUM | BRICK JELLY CONCRETE (1:8:16) | 4934.85 | CUM | 399.7229
[7 empty] | USING 40 mm BRICK JELLY | [6 empty] | USING 40 mm BRICK JELLY
[5 empty] | 1 | NO | PLUMBER I | 933.8 | NO | 933.8 |  | 1 | NO | PLUMBER I | 933.8 | NO | 933.8
[5 empty] | 0.5 | NO. | MASON II | 1005.2 | NO. | 502.6 |  | 0.5 | NO. | MASON II | 1005.2 | NO. | 502.6
[5 empty] | 0.5 | NO. | MAZDOOR I | 702.8 | NO. | 351.4 |  | 0.5 | NO. | MAZDOOR I | 702.8 | NO. | 351.4
[6 empty] | L.S | SUNDRIES |  | L.S | 1.03 |  |  |  | Deduct rate for "P" & "S" trap |  |  | -164
[10 empty] | - |  |  |  | Add rate for PVC SWR "P" & "S" trap |  |  | 134.1
[7 empty] | TOTAL FOR ONE NUMBER |  |  | 5914.0689 |  |  | LS | Sundries |  |  | 0.47
[10 empty] | = |  |  |  | TOTAL FOR ONE NUMBER |  |  | 5883.6089
[5 empty] | 57 | * | SUPPLY AND FIXING OF E.W.C. 18" SIZE (WHITE)
[7 empty] | WITH DOUBLE FLAPPED PLASTIC SEAT COVER |  |  |  |  | 57 | * | SUPPLY AND FIXING OF E.W.C. 18" SIZE (WHITE)
[7 empty] | LOW LEVEL FLUSHING CISTERN 10 LIT. | [6 empty] | WITH DOUBLE FLAPPED PLASTIC SEAT COVER
[7 empty] | - | [6 empty] | LOW LEVEL FLUSHING CISTERN 10 LIT.
[5 empty] | 1 | SET | EUROPEAN WATER CLOSET WITH "P" OR "S" TRAP WITH DOUBLE FLAPPED SEAT AND SEAT COVER WITH BRASS HINGES AND 10LIT CAPACITY PVC L;OW LEVEL FLUSHING TANK WITH ALL INTERNAL FITTINGS p-48 | 3030 | SET | 3030 |  |  |  | -
[7 empty] | LABOUR FOR FIXING OF EWC |  |  |  |  | 1 | SET | EUROPEAN WATER CLOSET WITH "P" OR "S" TRAP WITH DOUBLE FLAPPED SEAT AND SEAT COVER WITH BRASS HINGES AND 10LIT CAPACITY PVC L;OW LEVEL FLUSHING TANK WITH ALL INTERNAL FITTINGS | 3030 | SET | 3030
[5 empty] | 1 | NO. | MASON I | 1076.6 | NO. | 1076.6 |  |  |  | LABOUR FOR FIXING OF EWC
[5 empty] | 2 | NO. | PLUMBER I | 933.8 | NO. | 1867.6 |  | 1 | NO. | MASON I | 1076.6 | NO. | 1076.6
[5 empty] | 1 | NO. | MAZDOOR II | 576.8 | NO. | 576.8 |  | 2 | NO. | PLUMBER I | 933.8 | NO. | 1867.6
[7 empty] | LABOUR FOR FIXING OF FLUSHING TANK |  |  |  |  | 1 | NO. | MAZDOOR II | 576.8 | NO. | 576.8
[5 empty] | 0.5 | NO. | PLUMBER I | 933.8 | NO. | 466.9 |  |  |  | LABOUR FOR FIXING OF FLUSHING TANK
[5 empty] | 0.5 | NO. | MAZDOOR I | 702.8 | NO. | 351.4 |  | 0.5 | NO. | PLUMBER I | 933.8 | NO. | 466.9
[6 empty] | L.S | SUNDRIES |  | L.S | 0.7 |  | 0.5 | NO. | MAZDOOR I | 702.8 | NO. | 351.4
[10 empty] | - |  |  |  | Deduct rate for "P" & "S" trap | 0 |  | -164
[7 empty] | TOTAL FOR ONE NUMBER |  |  | 7370 |  |  |  | Add rate for PVC SWR "P" & "S" trap |  |  | 134.1
[13 empty] | L.S | SUNDRIES |  | L.S | 0.7
[10 empty] | - |  |  |  | TOTAL FOR ONE NUMBER
7340.1
[5 empty] | 57.1 | * | SUPPLY AND FIXING OF E.W.C. 18" SIZE (COLOUR) |  |  |  |  | 57 | * | SUPPLY AND FIXING OF E.W.C. 18" SIZE (COLOUR)
[7 empty] | WITH DOUBLE FLAPPED PLASTIC SEAT COVER | [6 empty] | WITH DOUBLE FLAPPED PLASTIC SEAT COVER
[7 empty] | LOW LEVEL FLUSHING CISTERN 10 LIT. | [6 empty] | LOW LEVEL FLUSHING CISTERN 10 LIT.
[7 empty] | - | [6 empty] | -
[5 empty] | 1 | SET | EUROPEAN WATER CLOSET WITH "P" OR "S" TRAP WITH DOUBLE FLAPPED SEAT AND SEAT COVER WITH BRASS HINGES AND 10LIT CAPACITY PVC L;OW LEVEL FLUSHING TANK WITH ALL INTERNAL FITTINGS | 3420 | SET | 3420 |  | 1 | SET | EUROPEAN WATER CLOSET WITH "P" OR "S" TRAP WITH DOUBLE FLAPPED SEAT AND SEAT COVER WITH BRASS HINGES AND 10LIT CAPACITY PVC L;OW LEVEL FLUSHING TANK WITH ALL INTERNAL FITTINGS | 3420 | SET | 3420
[7 empty] | LABOUR FOR FIXING OF EWC | [6 empty] | LABOUR FOR FIXING OF EWC
[5 empty] | 1 | NO. | MASON I | 1076.6 | NO. | 1076.6 |  | 1 | NO. | MASON I | 1076.6 | NO. | 1076.6
[5 empty] | 2 | NO. | PLUMBER I | 933.8 | NO. | 1867.6 |  | 2 | NO. | PLUMBER I | 933.8 | NO. | 1867.6
[5 empty] | 1 | NO. | MAZDOOR II | 576.8 | NO. | 576.8 |  | 1 | NO. | MAZDOOR II | 576.8 | NO. | 576.8
[7 empty] | LABOUR FOR FIXING OF FLUSHING TANK | [6 empty] | LABOUR FOR FIXING OF FLUSHING TANK
[5 empty] | 0.5 | NO. | PLUMBER I | 933.8 | NO. | 466.9 |  | 0.5 | NO. | PLUMBER I | 933.8 | NO. | 466.9
[5 empty] | 0.5 | NO. | MAZDOOR I | 702.8 | NO. | 351.4 |  | 0.5 | NO. | MAZDOOR I | 702.8 | NO. | 351.4
[6 empty] | L.S | SUNDRIES |  | L.S | 0.7 |  |  |  | Deduct rate for "P" & "S" trap | 0 |  | -164
[10 empty] | - |  |  |  | Add rate for PVC SWR "P" & "S" trap |  |  | 134.1
[7 empty] | TOTAL FOR ONE NUMBER |  |  | 7760 |  |  | L.S | SUNDRIES |  | L.S | 0.7
-
[10 empty] | - |  |  |  | TOTAL FOR ONE NUMBER
7730.1
[5 empty] | 58.1(a) | * | SUPPLY AND FIXING P.V.C.SOIL | [9 empty] | -
PIPESPECIALS OF FOLLOWING DIA:-
-
[6 empty] | A. | SUPPLY AND FIXING OF PVC soil PIPE
110MM DIA OF PVC SWR PIPE INCLUDING
PACKING THE JOINTS WITH RUBBER
LUBRICANT AND FIXING IN TO
WALL WITH WOODEN PLUGS
SCREWSHOLDING CLAMPSETC
COMPLETE type 'B'.
-
[5 empty] | 3 | RMT | P.V.C. PIPE 110mm DIA | 193.05 | RMT | 579.15
[5 empty] | 1 | NO | P.V.C BEND WITH DOOR 110MM | 76 | EACH | 76
[5 empty] | 1 | NO | P.V.C COWL 110MM | 70 | EACH | 70
[5 empty] | 1 | NO | P.V.C DOOR TEE 110MM p-61 D-c | 159.8 | EACH | 159.8
[5 empty] | 0.5 | NO. | PLUMBER I | 933.8 | EACH | 466.9
[5 empty] | 0.5 | NO. | MASON II | 1005.2 | EACH | 502.6
[5 empty] | 0.5 | NO. | MAZDOOR I | 702.8 | EACH | 351.4
[6 empty] | L.S | COST OF RUBBER | 2.79 | L.S | 2.79
LUBRICANTT.W.PLUGS AND
C.I.CLAMPS ETC
[7 empty] | SUNDERS |  | L.S | 0.12
-
[7 empty] | TOTAL FOR 3 RMT |  |  | 2208.76
-
[7 empty] | RATE PER RMT |  |  | 736.2533
-
[5 empty] | 58.1(b) | B. | SUPPLY AND FIXING OF PVC PIPE
75MM DIA OF PVC SWR PIPE INCLUDING
PACKING THE JOINTS WITH RUBBER
LUBERICANT AND FIXING IN TO
WALL WITH WOODEN PLUGES
SCREWSHOLDING CLAMPSETC
COMPLETE type 'B'.
-
[5 empty] | 3 | RMT | P.V.C. PIPE 75mm DIA | 115.85 | RMT | 347.55
[5 empty] | 1 | NO | P.V.C BEND WITH DOOR | 45 | EACH | 45
[5 empty] | 1 | NO | P.V.C COWL | 47.3 | EACH | 47.3
[5 empty] | 1 | NO | P.V.C DOOR TEE | 106.6 | EACH | 106.6
[5 empty] | 0.5 | NO. | PLUMBER I | 933.8 | EACH | 466.9
[5 empty] | 0.5 | NO. | MASON II | 1005.2 | EACH | 502.6
[5 empty] | 0.5 | NO. | MAZDOOR I | 702.8 | EACH | 351.4
[6 empty] | L.S | COST OF RUBBER |  | L.S | 2.73
LUBRICANTT.W.PLUGS AND
C.I.CLAMPS ETC
[7 empty] | SUNDERS |  | L.S | 0.27
-
[7 empty] | TOTAL FOR 3 RMT |  |  | 1870.35
-
[7 empty] | RATE PER RMT |  |  | 623.45
-
[5 empty] | 58.2 |  | Supplying &fixing 110mm dia PVC
SWR pipe for ventilating shaft
of 3M length with cowl
-
[5 empty] | 3 | RM | 110mm dia PVC SWR pipe | 120.54 | RM | 361.62
[5 empty] | 1 | no | 110mm dia cowl | 70 | no | 70
[5 empty] | 1 | no | Labour for fixing | 8 | no | 8
[5 empty] | l.s |  | Sundries for PVC solution etc. | l.s |  | 2.08
-
[7 empty] | Rate for 1 no. |  |  | 441.7
-
[5 empty] | 59. | * | SUPLY ING AND FIXING OF
150X100mm S.W. GULLY TRAPS
-
[5 empty] | 1 | NO. | 150X100mm S.W. GULLY TRAPS | 167.1 | NO. | 167.1
[5 empty] | 0.05 | CUM | BRICK JELLY CONCRETE (1:8:16)40MM | 4934.85 | CUM | 246.7425
[5 empty] | 0.5 | NO. | PLUMBER I | 933.8 | NO. | 466.9
[5 empty] | 1 | NO. | MAZDOOR I | 702.8 | NO. | 702.8
[5 empty] | 1 | NO. | MAZDOOR II | 576.8 | NO. | 576.8
[6 empty] | L.S | SUNDRIES |  | L.S | 0.54
-
[7 empty] | TOTAL FOR ONE NUMBER |  |  | 2160.8825
=
[5 empty] | 60. | * | SUPPLY AND FIXING OF P.V.C.
NAHANI TRAP 75mm DIA
-
[5 empty] | 1 | NO. | PVC NAHANI TRAP (4WAY/2WAY) | 132.7 | NO. | 132.7
[6 empty] | L.S | SUNDRIES FOR B.J.C,PLASTERING ETC |  | L.S | 4
-
[7 empty] | TOTAL FOR ONE NUMBER |  |  | 136.7
-
[5 empty] | 61.1(a) | * | SUPPLY AND FIXING OF 100mm
DIA S.W.PIPE
-
[5 empty] | 50 | NO. | 100mmDIA S.W.PIPE WITH ISI MARK | 62.2 | NO. | 3110
[5 empty] | 21.6 | CUM | E.W. EXCAVATION | 235.2 | CUM | 5080.32
[5 empty] | 21.6 | CUM | REFILLING | 41.02 | CUM | 886.032
[5 empty] | 45 | Kg | CEMENT | 5.8 | Kg | 261
[5 empty] | 0.04 | CUM | SAND | 2116.9 | CUM | 84.676
[5 empty] | 3.63 | Kg | TAARRED HOMP YARN | 11.6 | Kg | 42.108
[5 empty] | 2 | NO. | MASON I | 1076.6 | NO. | 2153.2
[5 empty] | 1 | NO. | FITTER II | 905.8 | NO. | 905.8
[5 empty] | 5 | NO. | MAZDOOR I | 702.8 | NO. | 3514
[5 empty] | 2 | NO. | MAZDOOR II | 576.8 | NO. | 1153.6
[6 empty] | L.S | TESTING CHARGES 10%of LABOUR |  | L.S | 780.16
-
[7 empty] | TOTAL FOR 30RMT |  |  | 17970.896
-
[7 empty] | RATE PER RMT |  |  | 599.0299
=
[5 empty] | 61.2(b) | * | SUPPLY AND FIXING OF 150mm
DIA S.W.PIPE
-
[5 empty] | 50 | NO. | 150mmDIA S.W.PIPE WITH ISI MARK | 100 | NO. | 5000
[5 empty] | 21.6 | CUM | E.W. EXCAVATION | 235.2 | CUM | 5080.32
[5 empty] | 21.6 | CUM | REFILLING | 41.02 | CUM | 886.032
[5 empty] | 68 | Kg | CEMENT | 5.8 | Kg | 394.4
[5 empty] | 0.07 | CUM | SAND | 2116.9 | CUM | 148.183 |  | 61.2(b) | * | SUPPLY AND FIXING OF 250mm
[5 empty] | 5.45 | Kg | TAARRED HOMP YARN | 11.6 | Kg | 63.22 |  |  |  | DIA S.W.PIPE
[5 empty] | 3 | NO. | MASON I | 1076.6 | NO. | 3229.8 |  |  |  | -
[5 empty] | 2 | NO. | FITTER II | 905.8 | NO. | 1811.6 |  | 50 | NO. | 250mmDIA S.W.PIPE WITH ISI MARK ( it-13.0/4 of twad 17-18 spl I CLASS ) | 412 | NO. | 20600
[5 empty] | 6 | NO. | MAZDOOR I | 702.8 | NO. | 4216.8 |  | 21.6 | CUM | E.W. EXCAVATION | 235.2 | CUM | 5080.32
[5 empty] | 3 | NO. | MAZDOOR II | 576.8 | NO. | 1730.4 |  | 21.6 | CUM | REFILLING | 41.02 | CUM | 886.032
[6 empty] | L.S | TESTING CHARGES 10%of LABOUR |  | L.S | 1103.66 |  | 115 | Kg | CEMENT | 5.8 | Kg | 667
[10 empty] | - |  | 0.11 | CUM | SAND | 2116.9 | CUM | 232.859
[7 empty] | TOTAL FOR 30RMT |  |  | 23664.415 |  | 8.35 | Kg | TAARRED HOMP YARN | 11.6 | Kg | 96.86
[10 empty] | - |  | 5 | NO. | MASON I | 1076.6 | NO. | 5383
[7 empty] | RATE PER RMT |  |  | 788.8138 |  | 3 | NO. | FITTER II | 905.8 | NO. | 2717.4
[10 empty] | = |  | 7 | NO. | MAZDOOR I | 702.8 | NO. | 4919.6
[5 empty] | 61.2(a) | * | SUPPLY AND FIXING OF 100mm |  |  |  |  | 5 | NO. | MAZDOOR II | 576.8 | NO. | 2884
[7 empty] | DIA S.W.PIPE(LOOSE JOINTING) | [5 empty] | L.S | TESTING CHARGES 10%of LABOUR |  | L.S | 234
[7 empty] | - | [9 empty] | -
[5 empty] | 50 | NO. | 100mmDIA S.W.PIPE | 62.2 | NO. | 3110 |  |  |  | TOTAL FOR 30RMT |  |  | 43701.071
[5 empty] | 1 | NO. | FITTER II | 905.8 | NO. | 905.8 | [6 empty] | -
[5 empty] | 5 | NO. | MAZDOOR I | 702.8 | NO. | 3514 |  |  |  | RATE PER RMT |  |  | 1456.7024
[7 empty] | Sundries |  |  | 1.8 | [6 empty] | =
[7 empty] | TOTAL FOR 30RMT |  |  | 7531.6
-
[7 empty] | RATE PER RMT |  |  | 251.0533
=
[5 empty] | 61.2(b) | * | SUPPLY AND FIXING OF 150mm
DIA S.W.PIPE(LOOSE JOINTING)
-
[5 empty] | 50 | NO. | 150mmDIA S.W.PIPE | 100 | NO. | 5000
[5 empty] | 2 | NO. | FITTER II | 905.8 | NO. | 1811.6
[5 empty] | 6 | NO. | MAZDOOR I | 702.8 | NO. | 4216.8
[7 empty] | Sundries |  |  | 0.6
[7 empty] | TOTAL FOR 30RMT |  |  | 11029
-
[7 empty] | RATE PER RMT |  |  | 367.6333
=
[7 empty] | Total for One Number |  |  | 367.6333
=
[5 empty] | 62.1(a) | * | SUPPLY AND FIXING OF 100mm
STONEWARE BEND
-
[5 empty] | 1 | NO. | 100mmDIA S.W.BEND | 99.6 | NO. | 99.6
EXCAVATION,REFILLING,JOINTING
[7 empty] | AND CONCRETING | L.S |  | 2.5
-
[7 empty] | TOTAL FOR 30RMT |  |  | 102.1
[5 empty] | 62.1(a) | * | SUPPLY AND FIXING OF 150mm |  |  | -
STONEWARE BEND
[7 empty] | - |  |  | -
[5 empty] | 1 | NO | 150mmDIA S.W.BEND |  | 138 | 138
[7 empty] | AND CONCRETING | L.S |  | 2.5
[5 empty] | 62.2.a. | * | SUPPLY AND FIXING OF 100mm |  |  | -
[7 empty] | STONEWARE TEE |  |  | 140.5
[7 empty] | - |  |  | -
[5 empty] | 1 | NO. | 100mmDIA S.W.TEE | 125.6 | NO. | 125.6
EXCAVATION,REFILLING,JOINTING
[7 empty] | AND CONCRETING | L.S |  | 3
-
[7 empty] | TOTAL FOR 30RMT |  |  | 128.6
-
[5 empty] | 62.2.b. | * | SUPPLY AND FIXING OF 150mm
STONEWARE TEE
-
[5 empty] | 1 | NO. | 150mmDIA S.W.TEE | 162.9 | NO. | 162.9
EXCAVATION,REFILLING,JOINTING
[7 empty] | AND CONCRETING | L.S |  | 3
-
[7 empty] | TOTAL FOR 30RMT |  |  | 165.9
-
[5 empty] | 63 |  | 32mm dia P.V.C Waste Pipe and
C.P.Coupling of best quality.
-
[5 empty] | 2.5 | Rft | 32mm dia P.V.C Waste Pipe and | 30 | 2.5 | 30 | -1846.105
[7 empty] | C.P.Coupling |  | Rft
[6 empty] | L.S | Labour Charge for fixing |  | L.S | 1.87
-
[7 empty] | Total for One Number |  |  | 31.87
=
[5 empty] | 81 | * | Supplying and fixing B.I.C.W.Meter cupboard with
shutter double leaves with 230mmx25mm size CW
plank for alround sides 62.5x31.25mm styles and
rails for shutters and 75x25mm weldmesh of bamd
10 gauge for panels including labour charges for
fixing inposition of shutters and cost of
L-clamps 6nos of size 150x150mm size with
25mmx4mm MS flats 1 no 6"x1/2" alumium aldrop
with bolt and nuts 6 nos of 2" size I.O. hooks
and eyes T.W.plugs screws etc complete and as
directed by the Departmental Officers as per
Drawings
[7 empty] | - | -
[5 empty] | 0.0174 | Cum | C.W.Scantling for Shutter | 34300 | Cum | 596.82
[5 empty] | 0.0293 | Cum | C.W.Planks | 39400 | Cum | 1154.42
[5 empty] | 1.093 | Sqm | Weldmesh | 295 | Sqm | 322.435
[5 empty] | 6 | No. | 3"I.O. ButtHinges | 7 | Each | 42
[5 empty] | 1 | No. | 6"x1/2" Alu. Aldrops | 89.7 | Each | 89.7
[5 empty] | 2 | No. | 2" I.O.Hooks and Eyes | 3 | Each | 6
[5 empty] | 6 | No. | M.S."L" Clamps | 10.5 | Each | 63
[5 empty] | 1.62 | Sqm | Labour Charges | 1127 | Sqm | 1825.74
[6 empty] | L.S | SUNDRIES FOR T.W.Plugs etc |  | L.S | 4.27
-
[7 empty] | Total for 1.62 Sqm |  |  | 4104.385
-
[7 empty] | Total for 1.00 Sqm |  |  | 2533.571 |  | 3112.02
-992.365
[6 empty] | *** | ELECTRICAL ARRANGEMENT:- BOARD APPROVED RATES
[7 empty] | ================================================ |  |  |  | 3.96
[7 empty] | WIRING WITH 1.5SQMM COPPER WIRE CONCEALED |  |  |  | 5.76
[5 empty] | 64.a. |  | TYPE FOR LIGHT POINT WITH CEILING ROSE |  |  | 1340
[5 empty] | 64.b |  | ---DO---FOR LIGHT POINT WITH BATTERN HODER |  |  | 1344
[5 empty] | 64.c |  | ---DO---FOR CALLING BELL POINT |  |  | 1372
[5 empty] | 65 |  | ---DO---FOR FAN POINT |  |  | 1399
[5 empty] | 66 |  | ---DO---FOR STAIR CASE LIGHT POINT |  |  | 2507
[5 empty] | 67 |  | --DO--FOR 5AMP 5PIN PLUG AT SWITCH BOARD |  |  | 688
[5 empty] | 68 |  | --DO--FOR 5AMP 5PIN PLUG AT CONVENTENT PLACE |  |  | 934
[5 empty] | 69 |  | --DO--FOR 15AMP POWER PLUG |  |  | 129
[5 empty] | 70.1 |  | S/F OF BULK HEAD FITTING |  |  | 462
[5 empty] | 70.2 |  | S/F OF SLIM TUBELIGHT FITTING WITH ELECTRONICS BALLAST. |  |  |  | 3393
[5 empty] | 70.3 |  | S/F OF 40W/60W BULB |  |  | 12
[5 empty] | 70.4 |  | S/F OF PLASTIC SHADE |  |  | 10
[5 empty] | 71 |  | S/F OF DOUBLE POLE MAIN SWITCH |  |  | 562
[5 empty] | 72 |  | S/F of Fibre Fan Hook |  |  | 33.9
[5 empty] | 73.1 |  | S/F OF 6 WAY D.B |  |  | 4020
[5 empty] | 73.2 |  | S/F OF 4 WAY D.B |  |  | 3250
[5 empty] | 74 |  | LABOUR CHARGE FOR FIXING FAN |  |  | 467
[5 empty] | 75(a) |  | SUPPLY AND DELIVERY OF FAN 48"SWEEP with ordinary regulator. |  |  | 1185
[5 empty] | 75(b) |  | SUPPLY AND DELIVERY OF FAN 42"SWEEP
[5 empty] | 112 |  | SUPPLY AND FIXING EXSAUST FAN 300MM SWEEP |  |  | 1920
[5 empty] | 76 |  | S/F OF 8SWG G.I WIRE |  |  | #REF!
[5 empty] | 77 |  | RUN OF MAIN WITH 2NO OF 1.50sq.mm WIRE |  |  | 172
[5 empty] | 77.1 |  | RUN OF 2 WIRES OF 4 SQMM WITH CONTINUOUS EARTHING BY MEANS OF 2.5SQMM FOR A/C |  |  | 219
[5 empty] | 77.2 |  | SUPPLYING AND FIXING OF A/C METAL CLAD |  |  | 500
[5 empty] | 77.3 |  | SUPPLYING AND FIXING OF TV/TELEPHONE LINE SOCKET |  |  | 80
[5 empty] | 78 |  | EARTHING STATION AS PER ISI |  |  | 2355
[5 empty] | 80 |  | S/F OF 375mmX300mmX20mmT.W.PLANK FOR S.C. |  |  | 718
[5 empty] | 81 |  | S/F OF METRE CUPBOARD |  |  | 2533.571
[5 empty] | 82 |  | S/F OF STREET LIGHTS. |  |  | 2579
[5 empty] | 87 |  | PROVIDING ELCB WITH MCB IN MS BOX |  |  | 2505
[7 empty] | S & F of Exsaust Fan 225mm dia |  |  | 1770
[7 empty] | M.S. Angle |  |  | 137
[5 empty] | 77.4 |  | SUPPLYING AND FIXING OF 20MM DIA PVC PIPE FOR TV/TELEPHONE LINE
================================================
[5 empty] | 90 | Mtr | PVC RIGID CONDUIT PIPE 19M/20MM HEAVY DUTY WITH ISI P -127/ part I 1b | 17.1 | Mtr | 1539
[5 empty] | 0.15 | MT | CEMENT | 5800 | MT | 870
[5 empty] | 1 | NO | WIREMAN GR-I | 636 | NO | 636
[5 empty] | 2 | NO | MASON II | 1005.2 | NO | 2010.4
[5 empty] | 4 | NO | Electrical HELPERp-15 it-100 | 497 | NO | 1988
[7 empty] | SUNDRIES FOR PVC SPECIALS & FISH WIRE ETC., |  |  | 11.5
-
[7 empty] | TOTAL FOR 90RMT |  |  | 7054.9
-
[7 empty] | RATE PER RMT |  |  | 78.3878 | [23 empty] | 0
[10 empty] | = | [40 empty] | 0
[5 empty] | 78.1 |  | EARTHING STATION (TYPE II) |  |  |  | 116.5
[7 empty] | ================================================ |  |  |  | 11.65
[5 empty] | 2.5 | NO | GI PIPE 40MM DIA | 163 | NO | 407.5
[5 empty] | 20 | KG | Charcoal 17-18 SD 233 (97.15/20.32 = 4.78) | 4.96 | KG | 99.2
[5 empty] | 9 | KG | SALT SD 233 (119.2/20.32 = 5.87) | 3.7 | KG | 33.3
[5 empty] | 0.5 | KG | GI WIRE 8 GAUGE p79/pat E3(b) | 82.6 | KG | 41.3
|  |  |  | 5.04 | 0.5 | NO | WIRE MAN GR-I | 636 | NO | 318
[5 empty] | 1 | NO | HELPER | 497 | NO | 497
[6 empty] | LS | CIVIL WORK SUCH AS EXCAVATION FILLING MASONRY WORK, COVER SLAB ETC., |  | LS | 200
[6 empty] | LS | BOLTS,NUTS & CHOCK NUTS ETC., |  | LS | 8.32
-
[7 empty] | TOTAL FOR 1 NO |  |  | 1604.62 | 34.134
-
Labour Charges for barbed wire fencing for 8.16 kg
[5 empty] | 0.7 | NO | Fitter I class | 950.6 | Each | 665.42 | [7 empty] | 954.1
[5 empty] | 0.5 | NO | Mazdoor I class | 702.8 | Each | 351.4
[7 empty] | TOTAL FOR 8.16 kg |  |  | 1016.82
[7 empty] | Rate for 1 kg |  |  | 124.6103
Barbed wire fencing for 10 m
[5 empty] | 2 | kg | Barbed wire 10 gauge 2 ply and four pronged ( Galvanised) it-122 p-49 | 60.9 | kg | 121.8
[5 empty] | 0.2 | kg | Binding wire | 43.75 | kg | 8.75
[5 empty] | 2 | kg | Labour | 124.6103 | kg | 249.2206
[7 empty] | Rate for 10m |  |  | 379.7706
[7 empty] | Rate for 1m |  |  | 37.9771
[7 empty] | Labour charges for Auger pile foundation for 2.44m | [6 empty] | Chain link fencing data for 15sqm
[5 empty] | 0.25 | No. | Mason II class | 1005.2 | Each | 251.3 |  | 15 | sqm | GALVANISIED IRON WIRE 2" x 2" using 10 gauge (of all sizes) p49/143 | 157.2 | sqm | 2358
[5 empty] | 1 | No. | Mazdoor I class | 702.8 | Each | 702.8 |  | 0.5 | kg | Binding wire | 43.75 | kg | 21.875
[6 empty] | L.S | Hire charges @ 10% of labour charges | 95.41 | L.S | 95.41 |  | 0.5 | No. | Fitter I class | 950.6 | kg | 475.3
[7 empty] | Rate for 2.44m |  |  | 1049.51 |  | 0.5 | No. | Mazdoor I class | 702.8 | kg | 351.4
[7 empty] | Rate for 1.00m |  |  | 430.127 |  |  |  | Rate for 15sqm |  |  | 3206.575
[10 empty] | 0 |  |  |  | Rate for 1 sqm |  |  | 213.7717
Auger pile of size 30cm dia and 3m depth for 1m
[5 empty] | 0.071 | M3 | RCC 1:2:4 | 8764.347 | 1M3 | 622.2686
[5 empty] | 1 | RM | Labour charges | 430.127 | RM | 430.127
[7 empty] | Rate for 1 RM |  |  | 1052.3957 |  |  |  | Providing Rain Water Harvesting Perculation pit a) Providing pit
[12 empty] | 0.47 | Cum | Earth work excavation | 235.2 | Each | 110.544
[7 empty] | Strutting to centering of R.C.C plain surface, 3.00m height wall. |  |  |  |  | 0.24 | Cum | HBSJ 40mm | 1894.78 | Each | 454.7472
|  |  | 4.8 |  | 98.5 | RMT | Casurina Props 10 to 13 m dia @ 75m c/c cost for 1 operation 25.20/5=5.040 p-21 it-146/b | 5.04 | RMT | 496.44 |  | 0.79 | Sqm | Precasted slab Standardised Cement comncrete M 20 grade | 1766.7441 | L.S | 1395.7278
[5 empty] | 0.3 | RMT | Carpenter I class | 1052.8 | Each | 315.84 |  | 0.24 | Cum | Filling sand | 2116.9 |  | 508.056
[5 empty] | 0.3 | RMT | Mazdoor I class | 702.8 | Each | 210.84 |  |  |  | Sundries |  |  | --------------------
[7 empty] | Add sundries |  |  | 0.9 | [6 empty] | 2469.075
[7 empty] | Rate for 10 sqm |  |  | 1024.02 | [6 empty] | .
[7 empty] | Rate for 1 sqm, for 3m ht. |  |  | 102.402 | [6 empty] | 0
[7 empty] | Rate for 1 sqm, for 1m ht. |  |  | 34.134 |  |  |  | Augering 30 cm dia
[6 empty] | 18.1.a. | Form work for Plinth beam, Grade beam, Raft beam | 898.3942 |  |  |  | 1 | Cum | Labour charges | 430.127 | Each | 430.127
[12 empty] | 0.071 | Cum | HBSJ 40mm | 1894.78 | Each | 134.5294
[6 empty] | b. | Form work for Roof and lintels using M.S sheet | 1000.7962 | [8 empty] | --------------------
564.6564
[6 empty] | c. | Form work for Small quantity and column using M.S. sheet | 1200.9555 | [8 empty] | --------------------
[12 empty] | 0.25 | No | MASON II CLASS | 1005.2 |  | 251.3
[6 empty] | d. | Form work for Vertical walls | 1100.8758 |  |  |  | 1 | No | MAZDOORI CLASS | 702.8 |  | 702.8
[12 empty] | 1 | No | Hire charges for O2296TOOLS PLANTS at 10% of labour | LS |  | 95.41
--------------------
[7 empty] | A.C .sheet Roofing with ridge piece | [9 empty] | 1049.51
[5 empty] | 11.5 | Sqm | A.C. sheet 6mm thick p -44 /72 | 186 | Sqm | 2139 | [6 empty] | --------------------
[5 empty] | 2 | pairs | Adjustable ridges p-44 it-74 | 192.6 | Pairs | 385.2 | [6 empty] | 430.127
[5 empty] | 20 | set | U' bolts and nuts p-44 it-75 | 3.84 | set | 76.8
[5 empty] | 2.2 | No | Fitter - II | 924 | Each | 2032.8
[5 empty] | 1.1 | No | Carpenter - I | 1052.8 | Each | 1158.08
[5 empty] | 3.2 | No | Mazdoor - I | 702.8 | Each | 2248.96
[7 empty] | Sundries for white lead |  | L.S | 0.5 |  |  |  | A.C .sheet Roofing without ridge piece
[10 empty] | ============ |  | 11 | Sqm | A.C. sheet 6mm thick fully corrugated | 186 | Sqm | 2046
[7 empty] | Rate for 10 Sqm |  |  | 8041.34 |  | 20 | Set | U bolts & Nuts | 3.84 | Set | 76.8
[10 empty] | ============ |  | 2.2 | No | Fitter - II | 924 | Each | 2032.8
[7 empty] | Rate per Sqm |  |  | 804.134 |  | 1.1 | No | Carpenter - I | 1052.8 | Each | 1158.08
[10 empty] | ============ |  | 3.2 | No | Mazdoor - I | 702.8 | Each | 2248.96
[14 empty] | Sundries for white lead |  | LS | 0.74
[7 empty] | Pre cast slab 50mm thick in c.c. 1:3:6 mixed with fibre of size .28 x .28 m , 50mm thick | [9 empty] | ============
[14 empty] | Rate for 10 Sqm |  |  | 7563.38
[7 empty] | Pcc slab - 500 x .28 x .28 = 39.2 Sq.m | [9 empty] | ============
[7 empty] | =39.2 x .05 =1.96 cum | [6 empty] | Rate per 1 Sqm |  |  | 756.338
============
[5 empty] | 1.96 | Cum | C.C 1:3:6 using 20mm HBS | 6558.297 | CUM | 12854.2621
[5 empty] | 2 | No | Mason I class | 1076.6 | NO. | 2153.2
[5 empty] | 2 | No | Mazdoor II class | 576.8 | NO. | 1153.6 |  |  | *
[5 empty] | 0.28 | Sqm | Moulding charge | 898.3942 | NO. | 251.5504 |  |  |  | Providing wooden MELAMEN DOOR POLISH
[5 empty] | 500 | No | Cutting, Transporting , Laying & Pointing charges | 2 | NO. | 1000 |  |  |  | For New Wood
[5 empty] | 8.5 | Packet | Fibre (125g/packet) Qtn | 43.6 | Packet | 370.6 |  |  |  | Contain a size 1.2x2.1 m
[7 empty] | Sundries |  |  | 1.96 |  |  |  | Area of Polishing 1x1x2.25x1.2x2.1+5.67m2
[8 empty] | Rate for 39.2 sqm |  | 17785.1725 |  |  |  | - | -
[10 empty] | - |  | 8 | NOS | Sand paper No 50 (Qtn) | 4.1 | Each | 32.8
|  |  |  | 49.65 |  |  |  | Rate for 1 sqm |  | 453.7034 |  | 8 | NOS | Sand paper No 80 | 3.69 | Each | 29.52
|  |  |  | 24.825 | [5 empty] | = |  | 8 | NOS | Sand paper No 100 | 4.1 | Each | 32.8
[12 empty] | 0.75 | Kg | Wooden filter | 176.4 | Each | 132.3
[12 empty] | 2.25 | liter | sand seal thinner | 140.41 | liter | 315.9225
[12 empty] | 4.5 | liter | Thinner | 65 | liter | 292.5
[5 empty] | 1 | No | Squat urinal including all accesseries (LSR new Item -4)p -59/i207 | 446 | NO. | 446 |  | 6 | NOS | Water Emery No 250 | 8 | Each | 48
[5 empty] | 0.25 | No | Mason I class | 1076.6 | NO. | 269.15 |  | 6 | NOS | Water Emery No 320 | 8.61 | Each | 51.66
[5 empty] | 0.28 | Sqm | Mazdoor I class | 702.8 | NO. | 196.784 |  | 4 | NOS | Water Emery No 400 | 8.61 | Each | 34.44
[12 empty] | 300 | gm | Teak Powder | 30 | 100gm | 90
[12 empty] | 300 | gm | Red Powder | 44.99 | 500gm | 26.994
[10 empty] | ============ |  | 1.5 | Kg | Fresh Chalk Powder | 20.95 | Kg | 31.425
[10 empty] | 911.934 |  | 2.25 | liter | MELAMEN matt Qtn | 212.41 | liter | 477.9225
[10 empty] | ============ |  | 0.75 | liter | MELAMEN Glozy | 205.21 | liter | 153.9075
[12 empty] | 2.25 | liter | Thinner 106 | 185.21 | liter | 416.7225
[12 empty] | 500 | gm | Banian waste | 52.25 | Kg | 26.125
[7 empty] | S & F of Flat urinal (white) |  |  |  |  | 1 | NOS | 3" Brush | 131.21 | 1No | 131.21
[5 empty] | 1 | No | Flat back urinal including all accesseries p-50/136 1 | 922 | NO. | 922 |  | 1 | NOS | 2" Flat Brush | 12.3 | 1No | 12.3
[5 empty] | 0.5 | No | Plumber I class | 933.8 | NO. | 466.9 |  | 4 | NOS | PAINTER- I Class | 861 | Each | 3444
[5 empty] | 0.5 | No | Mason I class | 1076.6 | NO. | 538.3 |  | 2 | NOS | PAINTER - II Class | 833 | Each | 1666
[5 empty] | 0.5 | Sqm | Mazdoor I class | 702.8 | NO. | 351.4 |  | 2 | NOS | Mazdoor - II Class | 576.8 | Each | 1153.6
[7 empty] | Add sundries for CM 1:3 |  | Ls | 0.25 |  |  |  | Bladder & Tools |  |  | 20
----------------------
[10 empty] | ============ |  |  |  | TOTAL FOR 5.67 SQM |  |  | 8620.149
[10 empty] | 2278.85 | [6 empty] | =
[10 empty] | ============ |  |  |  | Rate for 1 Sqm |  |  | 1520.3085
[5 empty] | 29.2 |  | Providing shahabad stone grey colour of 20mm thick in C.M 1:3
[5 empty] | 10.5 | Sqm | COST OF Shahabad stone grey colour (Polished Shahabad stone 20mm thick with machine cut edges of size 2' x 2' below) p -42/ 30 | 312 | Sqm | 3276
[5 empty] | 0.22 | CUM | C.M(1:3) | 5022.7 | CUM | 1104.994
[5 empty] | 64 | Kg | Cement slurry | 5800 | 1000 Kg | 371.2
[5 empty] | 4.5 | Kg | Pigment (20.03+23.13)/2 =21.58 p37 ( 9 &10/2) | 24.5 | Kg | 110.25
[5 empty] | 5.4 | NO | Mason II | 1005.2 | NO | 5428.08 |  | 29.2 |  | Providing rajasthan kota stone of 20mm thick in C.M 1:3
[5 empty] | 2.16 | NO | Mazdoor I | 702.8 | NO | 1518.048
[5 empty] | 6.5 | NO | Mazdoor II | 576.8 | NO | 3749.2 |  | 10.5 | Sqm | Providing rajasthan kota stone slabs of of 20mm thick with machine cut edges of size below in C.M 1:3 p-42 sl.32 | 476 | Sqm | 4998
[9 empty] | NO | 0
[12 empty] | 0.22 | CUM | C.M(1:3) | 5022.7 | CUM | 1104.994
[7 empty] | TOTAL FOR 10 SQM |  |  | ============ |  | 64 | Kg | Cement slurry | 5800 | 1000 Kg | 371.2
[10 empty] | 15557.772 |  | 4.5 | Kg | Pigment | 24.5 | Kg | 110.25
[10 empty] | ========== |  | 5.4 | NO | Mason II | 1005.2 | NO | 5428.08
[7 empty] | RATE PER SQM |  |  | 1555.7772 |  | 2.16 | NO | Mazdoor I | 702.8 | NO | 1518.048
[10 empty] | ============ |  | 6.5 | NO | Mazdoor II | 576.8 | NO | 3749.2
[16 empty] | NO | 0
[7 empty] | RED OXIDE PLASTERING C.M 1:4, 20MM THICK | [6 empty] | TOTAL FOR 10 SQM |  |  | ============
17279.772
[5 empty] | 10 | Sqm | C.M 1:4 , 20MM THICK | 552.2554 | Sqm | 5522.554 | [6 empty] | ==========
[5 empty] | 9.8 | Kg | RED OXIDE p37/i24 | 142.4 | Kg | 1395.52 |  |  |  | RATE PER SQM |  |  | 1727.9772
[5 empty] | 1.1 | NOS | MASON I | 1076.6 | Each | 1184.26 | [6 empty] | ============
[7 empty] | Sundries |  |  | 0.2
=
[7 empty] | TOTAL FOR 10 SQM |  |  | 8102.534
============
[7 empty] | RATE PER SQM |  |  | 810.2534
============
M.S VENTILATOR OF SIZE - 600 X 1350mm ( 1 No )
[5 empty] | ALROUND M.S FLAT OF SIZE 50 X 10mm = 3.9 M X 3.9 Kg/Met |  |  | 15.21 | KG
[5 empty] | SQUARE BARS OF SIZE 20 x 20mm = 12Nos X .6M 3.14 Kg/Met |  |  | 22.61 | KG
[5 empty] | M.S FLAT OF SIZE 25 X 6mm HORIZONTAL = 1 X 2 X 1.2 Kg/Met |  |  | 3.24 | KG
[5 empty] | VERTICAL = 1 X 3 X 0.6 X 1.2 Kg/Met |  |  | 2.16 | KG
============
43.22
============
[5 empty] | 43.22 | Kg | Steel | 54.5 | Kg | 2355.49
[5 empty] | 0.81 | Sqm | Weld Mesh of size 7.5 x 2.5 cm 10 gauge | 295 | Sqm | 238.95
[5 empty] | 0.81 | Sqm | Fly proof Mesh | 91 | Sqm | 73.71
[7 empty] | Hings | 46.61 | L.S | 46.61
============
[7 empty] | Rate for 1 No. |  |  | 2714.76
[7 empty] | 0.81 |  |  | ============
[7 empty] | M.S VENTILATOR OF SIZE - 600 X 900mm ( 1 No ) |  |  | 3351.5556
[5 empty] | ALROUND M.S FLAT OF SIZE 50 X 10mm = 3.0 M X 3.925 Kg/Met |  |  | 11.78 | KG
[5 empty] | SQUARE BARS OF SIZE 20 x 20mm = 8Nos X 0.6M 3.14 Kg/Met |  |  | 15.07 | KG
[5 empty] | M.S FLAT OF SIZE 25 X 6mm HORIZONTAL = 1 X 2 X0.9 x 1.2 Kg/Met |  |  | 2.16 | KG
[5 empty] | VERTICAL = 1 X 3 X 0.6 X 1.2 Kg/Met |  |  | 2.16 | KG
[5 empty] | ADD FOR BUILDING |  |  | 1.83
=============
[8 empty] | 33 | KG
=============
[5 empty] | 33 | Kg | Steel | 54.5 | Kg | 1798.5
[5 empty] | 0.54 | Sqm | Weld Mesh of size 7.5 x 2.5 cm 10 gauge | 295 | Sqm | 159.3
[5 empty] | 0.54 | Sqm | Fly proof Mesh | 91 | Sqm | 49.14
[7 empty] | Hings | 53.5 | L.S | 52.8
============
[7 empty] | Rate for 1 No. |  |  | 2059.74
============
[8 empty] | Rate per sqm |  | 3814.3333
M.S VENTILATOR OF SIZE - 600 X 600mm ( 1 No )
[5 empty] | ALROUND M.S FLAT OF SIZE 50 X 10mm = 2.4 M X 3.925 Kg/Met |  |  | 9.42 | KG
[5 empty] | SQUARE BARS OF SIZE 20 x 20mm =5Nos X 0.6M 3.14 Kg/Met |  |  | 9.42 | KG
[5 empty] | M.S FLAT OF SIZE 25 X 6mm HORIZONTAL = 1 X 2 X0.6 x 1.2 Kg/Met |  |  | 1.44 | KG
[5 empty] | VERTICAL = 1 X 3 X 0.6 X 1.2 Kg/Met |  |  | 2.16 | KG
[5 empty] | ADD FOR BUILDING |  |  | 1.56
[8 empty] | ============= | [5 empty] | M.S VENTILATOR OF SIZE -1285 X 600mm ( 1 No )
[8 empty] | 24 | KG
[8 empty] | ============= |  |  |  | ALROUND M.S FLAT OF SIZE 50 X 10mm = 3.77 M X 3.9 Kg/Met |  |  | 14.703 | KG
[12 empty] | SQUARE BARS OF SIZE 20 x 20mm =12Nos X 0.6M 3.14 Kg/Met |  |  | 22.608 | KG
[12 empty] | M.S FLAT OF SIZE 25 X 6mm HORIZONTAL = 1 X 2 X1.285 x 1.2 Kg/Met |  |  | 3.084 | KG
[5 empty] | 24 | Kg | Steel | 54.5 | Kg | 1308 |  | VERTICAL = 1 X 3 X 0.6 X 1.2 Kg/Met |  |  | 2.16 | KG
[5 empty] | 0.36 | Sqm | Weld Mesh of size 7.5 x 2.5 cm 10 gauge | 295 | Sqm | 106.2 |  | ADD FOR BUILDING |  |  | 0.16
[5 empty] | 0.36 | Sqm | Chicken Mesh | 31.65 | Sqm | 11.394 |  |  |  |  | =============
[7 empty] | Hinges | 28.34 | L.S | 28.14 |  |  |  |  | 42.715 | KG | -0.163
[10 empty] | ============ |  |  |  |  | =============
[7 empty] | Rate for 1 No. |  |  | 1453.734
============
[10 empty] | 0.36 |  | 42.715 | Kg | Steel | 54.5 | Kg | 2327.9675
[7 empty] | M.S DOOR OF SIZE 1000 X 2100mm |  |  | 4038.15 |  | 0.77 | Sqm | Weld Mesh of size 7.5 x 2.5 cm 10 gauge | 295 | Sqm | 227.15
[12 empty] | 0.77 | Sqm | Chicken Mesh | 31.65 | Sqm | 24.3705
[5 empty] | WEIGHT OF MATERIAL | [8 empty] | Hinges | 28.34 | L.S | 28.45
============
[5 empty] | M.S FLAT OF SIZE 50 X 10mm = 1.00 X .05 X .01 X 7850 Kg/CUM |  |  | 3.93 | Kg |  |  |  |  | Rate for 1 No. |  |  | 2607.938
[5 empty] | M.S SQUARE BAR 20 X 20mm = 1.00 X .02 X .02 X 7850 Kg/CUM |  |  | 3.14 | Kg | [7 empty] | ============
[5 empty] | M.S FLAT OF SIZE 25 X 6mm = 1.00 X .025 X .06 X 7850 Kg/CUM |  |  | 1.18 | Kg |  |  |  |  | Rate per sqm |  |  | 3386.9325
0.771
M.S DOOR OF SIZE 1000 X 2100mm
[5 empty] | M.S FLAT OF SIZE 50 X 10mm ALROUND = 1 X 1 X 6.20 X 3.92 Kg/m |  |  | 24.34 | Kg
[5 empty] | M.S SQUARE BAR 20 X 20mm HORIZONTAL = 1 X 3 X 1 X 3.295KG/m |  |  | 11.78 | Kg
[5 empty] | M.S FLAT OF SIZE 20 X 20mm = 1 X 9 X 2.10 X 3.14Kg/m |  |  | 59.35 | Kg
[5 empty] | M.S FLAT OF SIZE 25 X 6mm VERTICAL = 1 X 2 X 2.10 X 1.2Kg/m |  |  | 5.04 | Kg
[5 empty] | M.S FLAT OF SIZE 25 X 6mm HORIZONTAL = 1 X 4 X 1 X 1.2Kg |  |  | 4.8 | Kg
[5 empty] | ADD FOR WELDING |  |  | 2.69
=============
[8 empty] | 108 | Kg
=============
1285 x 600mm
[5 empty] | 108 | Kg | STEEL | 54.5 | Kg | 5886
[5 empty] | 2.1 | Sqm | Weld Mesh of size 7.5 x 2.5 cm 10 gauge | 295 | Sqm | 619.5 | 42.713
[5 empty] | 2.1 | Sqm | Fly proof mesh | 91 | Sqm | 191.1 | 0.77
[7 empty] | FOR HINGES | 267.1 | L.S | 267.1 | 0.77
============
6963.7
[7 empty] | LOCKING MATERIAL COST | 500 | L.S | 500
============
[7 empty] | RATE FOR 1 NO |  |  | 7463.7
============
590.3
M.S DOOR OF SIZE 750 X1350mm
WEIGHT OF MATERIAL
[5 empty] | M.S FLAT OF SIZE 50 X 10mm =0.75 X .05 X .01 X 7850 Kg/CUM |  |  | 2.944 | Kg
[5 empty] | M.S SQUARE BAR 20 X 20mm = 0.75X .02 X .02 X 7850 Kg/CUM |  |  | 2.355 | Kg
[5 empty] | M.S FLAT OF SIZE 25 X 6mm = 0.75 X .025 X .06 X 7850 Kg/CUM |  |  | 0.883 | Kg
M.S DOOR OF SIZE 750 X1350mm
[13 empty] | 24.1 | M.S VENTILATOR OF SIZE -1285 X 600mm ( 1 No )
[5 empty] | M.S FLAT OF SIZE 50 X 10mm ALROUND = 1 X 1 X4.20 X 3.9Kg/m |  |  | 16.38 | Kg |  |  |  | =
[5 empty] | M.S SQUARE BAR 20 X 10mm HORIZONTAL = 1 X 3 X 0.75 X 3.29KG/m |  |  | 8.78 | Kg |  |  | ALROUND M.S FLAT OF SIZE 50 X 10mm = 3.77 M X 3.925 Kg/Met |  |  | 14.8 | KG
[5 empty] | M.S FLAT OF SIZE 20 X 20mm = 1 X 9 X1.35 X 3.11Kg/m |  |  | 37.67 | Kg |  |  | SQUARE BARS OF SIZE 20 x 20mm = 12Nos X .6M 3.14 Kg/Met |  |  | 22.61 | KG
[5 empty] | M.S FLAT OF SIZE 25 X 6mm VERTICAL = 1 X 2 X1.35 X 1.2Kg/m |  |  | 3.24 | Kg |  |  | M.S FLAT OF SIZE 25 X 6mm HORIZONTAL = 1 X 2 X 1.2 Kg/Met |  |  | 3.24 | KG
[5 empty] | M.S FLAT OF SIZE 25 X 6mm HORIZONTAL = 1 X 4 X 0.75 X 1.2Kg |  |  | 3.6 | Kg |  |  | VERTICAL = 1 X 3 X 0.6 X 1.2 Kg/Met |  |  | 2.16 | KG
[5 empty] | ADD FOR WELDING |  |  | 2.88
[8 empty] | ============= | [6 empty] | ============
[8 empty] | 72.55 | Kg | [5 empty] | 42.81
[8 empty] | ============= | [6 empty] | ============
[5 empty] | 72.55 | Kg | STEEL | 54.5 | Kg | 3953.975
[5 empty] | 1.01 | Sqm | Weld Mesh of size 7.5 x 2.5 cm 10 gauge | 295 | Sqm | 297.95 |  | 42.81 | Kg | Steel (p-21 it-130 ) | 54.5 | Kg | 2333.145
[5 empty] | 1.01 | Sqm | Fly proof mesh | 91 | Sqm | 91.91 |  | 0.77 | Sqm | Weld Mesh | 295 | Sqm | 227.15
[7 empty] | FOR HINGES | 266.49 | L.S | 266.49 |  | 0.77 | Sqm | Fly proof Mesh p-22 it- 167/130 | 91 | Sqm | 70.07
[10 empty] | ============ |  |  |  | Hings | 47.1 | L.S | 47.1
[10 empty] | 4610.325 | [6 empty] | ============
[7 empty] | LOCKING MATERIAL COST | 255 | L.S | 255 |  |  |  | Rate for 1 No. |  |  | 2677.465
[10 empty] | ============ | [6 empty] | ============
[7 empty] | RATE FOR 1 NO |  |  | 4865.325 |  |  |  | 0.771 |  |  | 3472.7173
[10 empty] | ============ |  | 91 |  | 70.07
0.8
[10 empty] | 395.675 |  |  |  | 71.641
93.0403
M.S DOOR OF SIZE 750 X1350mm
[5 empty] | WEIGHT OF MATERIAL | [14 empty] | T.W DOOR SHUTTER TWO LEAVES(1800 X 2100 mm
[5 empty] | M.S FLAT OF SIZE 50 X 10mm =0.75 X .05 X .01 X 7850 Kg/CUM |  |  | 2.944 | Kg | [8 empty] | SHUTTER AREA = 2X0.85 X 2.025 |  |  | 3.4425
[5 empty] | M.S SQUARE BAR 20 X 20mm = 0.75X .02 X .02 X 7850 Kg/CUM |  |  | 2.355 | Kg | [8 empty] | STYLES (OVER 2m) = 2 X 2 X 2.025 X 0.075 X 0.0375 = 0.0228 |  |  | 0.0228
[5 empty] | M.S FLAT OF SIZE 25 X 6mm = 0.75 X .025 X .06 X 7850 Kg/CUM |  |  | 0.883 | Kg | [8 empty] | RAILS (BELOW 2M) = 2 X 3 X 0.85 X 0.15 X 0.0375 |  |  | 0.028687
[19 empty] | 2X 3 X 0.85 X 0.075 X 0.0375 |  | 0.014344
0.043031
M.S DOOR OF SIZE 750 X1350mm
[18 empty] | PLANKS : 2 X 4 X 0.725 X 0.30 X 0.01875 |  |  | 0.032625
[5 empty] | M.S FLAT OF SIZE 50 X 10mm ALROUND = 1 X 1 X4.20 X 3.9Kg/m |  |  | 16.38 | Kg | [8 empty] | 2 X 1 X 0.725 X 0.30 X 0.01875 |  |  | 0.0081563
[5 empty] | M.S SQUARE BAR 20 X 10mm HORIZONTAL = 1 X 3 X 0.75 X 3.29KG/m |  |  | 8.78 | Kg | [11 empty] | 0.040781
[5 empty] | M.S FLAT OF SIZE 20 X 20mm = 1 X 9 X1.35 X 3.11Kg/m |  |  | 37.67 | Kg | [10 empty] | MAIN DATA |  |  |  |  | 0.0231 | 2577.96
[5 empty] | M.S FLAT OF SIZE 25 X 6mm VERTICAL = 1 X 2 X1.35 X 1.2Kg/m |  |  | 3.24 | Kg | [15 empty] | 0.0448 | 4453.12
[5 empty] | M.S FLAT OF SIZE 25 X 6mm HORIZONTAL = 1 X 4 X 0.75 X 1.2Kg |  |  | 3.6 | Kg | [8 empty] | 0.0228 | CUM | T.W SCANTLING over 2m | 111600 | CUM | 2544.48 |  | 2.269 | 762.384 |  |  |  |  | T.W DOUBLE LEAVES FULLY PANELLED DOOR SHUTTER FOR DOOR OF SIZE (2000 X 2100 mm) WITH BRASS FITTINGS
[5 empty] | ADD FOR WELDING |  |  | 2.88 | [9 empty] | 0.043031 | CUM | T.W SCANTLING below 2m | 99400 | CUM | 4277.3062 |  | 3.485 | 5635.245
[8 empty] | ============= | [9 empty] | 0.040781 | CUM | T.W PLANKS (15.30 CM) (12 TO 25CM THICK) | 101921.4 | CUM | 4156.4821 |  | 2 | 900 |  |  | SHUTTER AREA = 2X0.95 X 2.025 |  |  | 3.8475
[8 empty] | 72.55 | Kg | [8 empty] | 3.4425 | SQM | LABOUR CHARGES FOR WROUGHT AND PUT UP | 1617 | SQM | 5566.5225 |  | 6 | 474 |  |  | STYLES (OVER 2m) = 2 X 2 X 2.025 X 0.075 X 0.0375 = 0.0228 |  |  | 0.0228
[8 empty] | ============= | [9 empty] | 2 | NOS | DOOR HANDLE 6" | 450 | Each | 900 |  | 4 | 520 |  |  | RAILS (BELOW 2M) = 2 X 3 X 0.95 X 0.15 X 0.0375 |  |  | 0.032062
[18 empty] | 6 | NOS | 5" BUTT HINGES | 79 | Each | 474 |  | 1 | 985 |  |  |  | 2X 3 X 0.95 X 0.075 X 0.0375 |  | 0.016031
[5 empty] | 73 | Kg | STEEL | 54.5 | Kg | 3978.5 | [7 empty] | 4 | NOS | 6" X .6" TOWER BOLTS | 130 | Each | 520 |  | 2 | 15 | [5 empty] | 0.048094
[5 empty] | 1.01 | Sqm | Weld Mesh of size 7.5 x 2.5 cm 10 gauge | 295 | Sqm | 297.95 | [7 empty] | 1 | NOS | 10" X 5/8" ALDROPS | 985 | Each | 985 |  | 2 | 87.6
[5 empty] | 1.01 | Sqm | CHICKEN MESH | 31.65 | Sqm | 31.9665 | [7 empty] | 2 | NOS | NYLON BUSH | 7.5 | Each | 15 |  |  | 20
[7 empty] | FOR HINGES | 266.81 | L.S | 266.81 | [7 empty] | 2 | NOS | DOOR STOPPER | 43.8 | Each | 87.6 |  |  | 16430.309 |  |  | PLANKS : 2 X 4 X 0.825 X 0.30 X 0.01875 |  |  | 0.037125
[10 empty] | ============ | [15 empty] | 4714.5793 |  |  | 2 X 1 X 0.825 X 0.30 X 0.01875 |  |  | 0.0092812
[10 empty] | 4575.2265 | [7 empty] | 10 |  | Brass screw | 2.37 |  | 23.7 | [8 empty] | 0.046406
[7 empty] | LOCKING MATERIAL COST | 255 | L.S | 255 | [9 empty] | RATE PER SQM |  |  | 19550.0908 | [7 empty] | MAIN DATA
[10 empty] | ============ | [12 empty] | ============
[7 empty] | RATE FOR 1 NO |  |  | 4830.2265 |  | 396.7735 | [7 empty] | RATE FOR 3.443 SQM |  |  | 5679.0387 | [5 empty] | 0.0228 | CUM | T.W SCANTLING over 2m | 111600 | CUM | 2544.48
[10 empty] | ============ | [18 empty] | 0.048094 | CUM | T.W SCANTLING below 2m | 99400 | CUM | 4780.5187
[29 empty] | 0.046406 | CUM | T.W PLANKS (15.30 CM) (12 TO 25CM THICK) | 101921.4 | CUM | 4729.79
[29 empty] | 3.8475 | SQM | LABOUR CHARGES FOR WROUGHT AND PUT UP | 1617 | SQM | 6221.4075
[7 empty] | T.W DOOR SHUTTER TWO LEAVES(1500 X 2100 mm ) with Brass Fittings | [21 empty] | 2 | NOS | DOOR HANDLE 6" | 450 | Each | 900
[29 empty] | 6 | NOS | 5" BUTT HINGES | 79 | Each | 474
[5 empty] | SHUTTER AREA = 2X0.7 X 2.025 = 2.835 Sqm | [23 empty] | 4 | NOS | 6" X .6" TOWER BOLTS | 130 | Each | 520
[5 empty] | STYLES (OVER 2m) = 2 X 2 X 2.025 X 0.075 X 0.0375 = 0.0228 |  |  | 0.0228 | [20 empty] | 1 | NOS | 10" X 5/8" ALDROPS | 985 | Each | 985
[5 empty] | RAILS (BELOW 2M) = 2 X 3 X 0.70 X 0.15 X 0.0375 =0.0236 |  |  | 0.0236 | [20 empty] | 2 | NOS | NYLON BUSH | 7.5 | Each | 15
[6 empty] | 2X 3 X 0.7 X 0.075 X 0.0375 = 0.0118 |  | 0.0118 | [20 empty] | 2 | NOS | DOOR STOPPER | 43.8 | Each | 87.6
0.0354
[14 empty] | T.W DOOR SHUTTER TWO LEAVES(1200 X 2100 mm ) with Brass Fittings | [19 empty] | 10.54
[31 empty] | RATE PER SQM |  |  | 21268.3362
[5 empty] | PLANKS : 2 X 4 X 0.575 X 0.30 X 0.01875 = 0.0259 |  |  | 0.0259 |  |  |  | SHUTTER AREA = 2X0.55 X 2.025 = 2.23 Sqm | [21 empty] | ============
[5 empty] | 2 X 1 X 0.575 X 0.30 X 0.01875 = 0.0065 |  |  | 0.0064687 |  | -126587.98 |  | STYLES (OVER 2m) = 2 X 2 X 2.025 X 0.075 X 0.0375 = 0.0228 |  |  | 0.0228 | [15 empty] | RATE FOR 3.8475 SQM |  |  | 5527.8327
[8 empty] | 0.032369 |  |  |  | RAILS (BELOW 2M) = 2 X 3 X 0.55 X 0.15 X 0.0375 =0.0186 |  |  | 0.0186
[7 empty] | MAIN DATA | [5 empty] | 2X 3 X 0.55 X 0.075 X 0.0375 = 0.0093 |  | 0.0093
0.0279
[5 empty] | 0.0228 | CUM | T.W SCANTLING above 2m | 111600 | CUM | 2544.48
[5 empty] | 0.0354 | CUM | T.W SCANTLING below 2m | 99400 | CUM | 3518.76
[5 empty] | 0.0323 | CUM | T.W PLANKS (30.45 CM) (12 TO 25CM THICK) p-19 it-110 | 101921.4 | CUM | 3292.0612 |  | PLANKS : 2 X 4 X 0.425 X 0.30 X 0.01875 = 0.019 |  |  | 0.019 | [15 empty] | T.W DOOR SHUTTER TWO LEAVES(1800 X 2100 mm
[5 empty] | 2.835 | SQM | LABOUR CHARGES FOR WROUGHT AND PUT UP | 1617 | SQM | 4584.195 |  | 2 X 1 X 0.425 X 0.30 X 0.01875 = 0.0048 |  |  | 0.0048 | [15 empty] | With Brass Filltings
[5 empty] | 2 | NOS | DOOR HANDLE Mejastic | 450 | Each | 900 |  |  |  |  | 0.0238 | [13 empty] | SHUTTER AREA = 2X0.85 X 2.025 |  |  | 3.4425
[5 empty] | 6 | NOS | 6" Brass HINGES | 79 | Each | 474 |  |  |  | MAIN DATA | [14 empty] | STYLES (OVER 2m) = 2 X 2 X 2.025 X 0.075 X 0.0375 = 0.0228 |  |  | 0.0228
[5 empty] | 4 | NOS | 8" BRASS TOWER BOLTS | 130 | Each | 520 | [18 empty] | RAILS (BELOW 2M) = 2 X 3 X 0.85 X 0.15 X 0.0375 |  |  | 0.028687
[5 empty] | 1 | NOS | Mortice lock with handle | 985 | Each | 985 |  | 0.0228 | CUM | T.W SCANTLING over 2m | 111600 | CUM | 2544.48 | [12 empty] | 2X 3 X 0.85 X 0.075 X 0.0375 |  | 0.014344
[5 empty] | 2 | NOS | RUBBER BUSH | 21.48 | Each | 42.96 |  | 0.0279 | CUM | T.W SCANTLING below 2m | 99400 | CUM | 2773.26 | [14 empty] | 0.043031
[5 empty] | 2 | NOS | DOOR STOPPER | 43.8 | Each | 87.6 |  | 0.0238 | CUM | T.W PLANKS (30.45 CM) (12 TO 25CM THICK) | 101921.4 | CUM | 2425.7293
[5 empty] | 118 |  | Brass screw | 2.37 |  | 279.66 |  | 2.23 | SQM | LABOUR CHARGES FOR WROUGHT AND PUT UP | 1617 | SQM | 3605.91
[12 empty] | 2 | NOS | DOOR HANDLE Mejastic | 450 | Each | 900 | [11 empty] | PLANKS : 2 X 4 X 0.725 X 0.30 X 0.01875 |  |  | 0.032625
[7 empty] | RATE PER SQM |  |  | 17228.7162 |  | 6 | NOS | 6" Brass HINGES | 79 | Each | 474 | [11 empty] | 2 X 1 X 0.725 X 0.30 X 0.01875 |  |  | 0.0081563
[10 empty] | ============ |  | 4 | NOS | 8" BRASS TOWER BOLTS | 130 | Each | 520 | [14 empty] | 0.040781
[7 empty] | RATE FOR 2.835 SQM |  |  | 6077.1486 |  | 1 | NOS | Mortice lock with handle | 985 | Each | 985 | [13 empty] | MAIN DATA
[10 empty] | ============ |  | 2 | NOS | NYLON BUSH | 7.3 | Each | 14.6
[5 empty] | Annexure |  | TW double leaf shutter for ward robe / cup board |  |  |  |  | 2 | NOS | DOOR STOPPER | 43.8 | Each | 87.6 | [11 empty] | 0.0228 | CUM | T.W SCANTLING over 2m | 111600 | CUM | 2544.48
[7 empty] | - | - | - | [7 empty] | 21 | [11 empty] | 0.043031 | CUM | T.W SCANTLING below 2m | 99400 | CUM | 4277.3062
[17 empty] | ============ | [11 empty] | 0.040781 | CUM | T.W PLANKS (30.45 CM) (12 TO 25CM THICK) | 101921.4 | CUM | 4156.4821
[7 empty] | SHUTTER SIZE 1.2X2.1 =2.52M2 | [6 empty] | RATE PER SQM |  |  | 14351.5793 | [11 empty] | 3.4425 | SQM | LABOUR CHARGES FOR WROUGHT AND PUT UP | 1617 | SQM | 5566.5225
[17 empty] | ============ | [11 empty] | 2 | NOS | DOOR HANDLE Mejastic | 450 | Each | 900
[7 empty] | TW scantling(OVER 2M) -1X2X2.1X0.075X0.0375=0.0118 | [6 empty] | RATE FOR 2.23 SQM |  |  | 6435.6858 | [11 empty] | 6 | NOS | 6" Brass HINGES | 79 | Each | 474
[7 empty] | TW scantling(below 2M) -1X2X1.2X0.075X0.0375=0.00675 | [9 empty] | ============ | [11 empty] | 4 | NOS | 8" BRASS TOWER BOLTS | 130 | Each | 520
[7 empty] | Shutter styles(vertical) -1X4X1.95X0.075X0.0375=0.02194 |  |  |  |  | Annexure |  | TW double leaf shutter for ward robe / cup board | [14 empty] | 1 | NOS | Mortice lock with handle | 985 | Each | 985
[7 empty] | Shutter styles(Horizantal) -2X2X0.4X0.075X0.0375=0.0045 | [6 empty] | - | - | - | [12 empty] | 2 | NOS | RUBBER BUSH | 24.6 | Each | 49.2
[7 empty] | Shutter middle rail(Horizantal) -1X2X0.4X0.15X0.0375=0.0045 |  |  | 0.0377 | [18 empty] | 2 | NOS | DOOR STOPPER | 43.8 | Each | 87.6
[7 empty] | Shutter(OSL Board) -2X2X.85X0.4=1.36m2 | [6 empty] | SHUTTER SIZE 1.2X2.1 =2.52M2 | [17 empty] | 0 |  | 0
[7 empty] | Shutter area -1X1X1.05X1.95=2.05 m2 | [21 empty] | 118 |  | Brass screw | 2.37 |  | 279.66
[14 empty] | TW scantling(OVER 2M) -1X2X2.1X0.075X0.0375=0.0118 | [16 empty] | RATE PER SQM |  |  | 19840.2508
[5 empty] | 0.0118 | CUM | T.W.SCANTLING above 2M length | 111600 | CUM | 1316.88 |  |  |  | TW scantling(below 2M) -1X2X1.2X0.075X0.0375=0.00675 | [19 empty] | ============
[5 empty] | 0.0377 | CUM | T.W.SCANTLING below 2M length | 99400 | CUM | 3747.38 |  |  |  | Shutter styles(vertical) -1X4X1.95X0.075X0.0375=0.02194 | [16 empty] | RATE FOR 3.443 SQM |  |  | 5763.3263
[5 empty] | 0.01855 | CUM | LABOUR FOR WROUGHT &PUTUP | 14385 | CUM | 266.8417 |  |  |  | Shutter styles(Horizantal) -2X2X0.4X0.075X0.0375=0.0045
[5 empty] | 1.36 | SQM | BISON PANEL 8MMTK. OSL | 269.1 | SQM | 365.976 |  |  |  | Shutter middle rail(Horizantal) -1X2X0.4X0.15X0.0375=0.0045 |  |  | 0.04
[5 empty] | 2.05 | SQM | LABOUR CHARGE FOR SHUTTER | 1348.2 | SQM | 2763.81 |  |  |  | Shutter(OSL Board) -2X2X.85X0.4=1.36m2
[5 empty] | 2 | NO. | 4"X5/8"ALU.TOWER BOLT | 50.3 | NO. | 100.6 |  |  |  | Shutter area -1X1X1.05X1.95=2.05 m2
[5 empty] | 6 | NO. | 3" ALU BUTT HINGES | 43.6 | NO. | 261.6
[5 empty] | 2 | NO. | ORNAMENTAL HANDLE WITH SCREWS 100mm | 53.8 | NO. | 107.6 |  | 0.01 | CUM | T.W.SCANTLING above 2M length | 111600 | CUM | 764.29
[5 empty] | 1 | NO. | LOCKS &KEY | 63.2 | NO. | 63.2 |  | 0.04 | CUM | T.W.SCANTLING below 2M length | 99400 | CUM | 2172.65
[5 empty] | 2.52 | SQM | VARNISH TWO COATS | 206.338 | SQM | 519.9718 |  | 0.02 | CUM | LABOUR FOR WROUGHT &PUTUP | 14385 | CUM | 56.02
[7 empty] | SUNDRIES FOR NAILS,PLUGS ETC. | L.S |  | 2.13 |  | 1.36 | SQM | BISON PANEL 8MMTK. OSL | 385.89 | SQM | 524.81
[10 empty] | - |  | 2.05 | SQM | LABOUR CHARGE FOR SHUTTER | 1348.2 | SQM | 586.3
[7 empty] | TOTAL FOR 2.52 SQM |  |  | 9515.9895 |  | 2 | NO. | 4"X5/8"ALU.TOWER BOLT | 50.3 | NO. | 50
[10 empty] | - |  | 6 | NO. | 3" ALU BUTT HINGES | 43.6 | NO. | 150
[7 empty] | RATE PER SQM |  |  | 3776.1863 |  | 2 | NO. | ORNAMENTAL HANDLE WITH SCREWS | 53.8 | NO. | 70
[10 empty] | = |  | 1 | NO. | LOCKS &KEY | 63.2 | NO. | 60
[12 empty] | 2.52 | SQM | VARNISH TWO COATS | 206.338 | SQM | 124.71
[5 empty] | Supplying,Manufacturing and fixing of cloth drying arrangements data for 1 set | [8 empty] | SUNDRIES FOR NAILS,PLUGS ETC. | L.S |  | 0.28
[5 empty] | 4 | Nos. | Cost of 32 mm dia G.I pipe | 151.4 | Rm | 605.6 | [6 empty] | -
[5 empty] | 2.52 | Rm | Cost of MS angle 35 x 35x 4mm (2x.6x2.1 kg/m) | 41.2 | Kg | 103.824 |  |  |  | TOTAL FOR 2.52 SQM |  |  | 4559.06
[5 empty] | 1.13 | Rm | Cost of Square bars (2x.5x1.13kg/m) | 41.2 | Kg | 46.556 | [6 empty] | -
[5 empty] | 0.35 | Kg | Cost of 1clamp 10mm (3x.15x.78) | 41.2 | Kg | 14.42 |  |  |  | RATE PER SQM |  |  | 1809.15
[5 empty] | 4 | Kg | Labour charges for welding | 41.6 | Kg | 166.4 | [6 empty] | =
[5 empty] | 6 | Nos. | Cost of fixturehooks | 1 | Each | 6
[5 empty] | 0.5 | Nos. | Mazdoor I class | 702.8 | Each | 351.4
[5 empty] | 0.5 | Nos. | Mazdoor II class | 576.8 | Each | 288.4
[6 empty] | L.S | Fixing of screws,painting etc., | L.S |  | 21.69 | 4224
[7 empty] | Rate for 1 set |  |  | 1604.29
[7 empty] | Rate for 1 No. |  |  | 802.145
205.372
Certified that the observed datas prepard based on the actuals in curred at the time of execution and least amount to the best of my Knowledge.
S& F of MS angle of size 35 x35 x 5 mm for stair case steps (.95m)
Data for 16 steps - 16*2.6kgs = 41.60 kgs
[5 empty] | 41.6 | Kg | Cost of MS angle | 41.2 | Kg | 1713.92
[5 empty] | 0.5 | No | Stone cutter I | 827.4 | Each | 413.7
[5 empty] | 1 | No. | Mason I | 1076.6 | Each | 1076.6
[5 empty] | 1 | No. | Mazdoor II | 576.8 | Each | 576.8
[6 empty] | L.S | CC 1:2:4,Screws, MS flat, welding charges,painting etc., |  | L.S | 27.7
[7 empty] | Rate for 16 steps |  | Rs. | 3808.72
[7 empty] | Rate for 1 steps |  | Rs. | 238.045
[7 empty] | Rate per 1m |  | Rs. | 250.5737
[5 empty] | 38.1. | * | CEMENT PAINTING TWO COATS
OVER THE PRIMER COAT OF
APPROVED CEMENT PAINT FOR NEW
PLASTERED SURFACES
-
[5 empty] | 1.8 | Kg | Primer coat using white cement | 22.2 | Kg | 39.96
[5 empty] | 0.25 | NO. | PAINTER I | 861 | NO. | 215.25
[5 empty] | 0.25 | NO. | MAZDOOR I | 702.8 | NO. | 175.7
[5 empty] | 0.4 | NO. | MAZDOOR II | 576.8 | NO. | 230.72
661.63
66.163
[5 empty] | 3 | Kg | CEMENT PAINT | 48.95 | Kg | 146.85
[5 empty] | 0.5 | NO. | PAINTER I | 861 | NO. | 430.5
[5 empty] | 0.5 | NO. | MAZDOOR I | 702.8 | NO. | 351.4
[5 empty] | 0.8 | NO. | MAZDOOR II | 576.8 | NO. | 461.44
[6 empty] | L.S | SUNDRIES FOR BRUSH ETC |  | L.S | 1.9
-
[7 empty] | TOTAL FOR 10 SQM |  |  | 1392.09
-
[7 empty] | RATE PER SQM |  |  | 139.209
[6 empty] | * | LABOUR CHARGE FOR LAYING
JOINTING P.V.C PIPE AND SPECIALS
ABOVE G.L (Fully concealed in walls).
-
[6 empty] | c | ABOVE G.L |  |  | 20mm Dia
[7 empty] | - |  |  | =
[5 empty] | 30 | RMT | LAYING JOINTING INCLUDING | 8.1 | RMT | 243
ALIGNING
[5 empty] | 8 | NO. | CUTTING CHARGES | 7.1 | NO. | 56.8
[5 empty] | 8 | NO. | THREADING CHARGES | 10.2 | NO. | 81.6
[5 empty] | 3 | NO. | STONE CUTTER II | 796.6 | NO. | 2389.8
[5 empty] | 1 | NO. | MASAN I | 1076.6 | NO. | 1076.6
[5 empty] | 2 | NO. | MAZDOOR I | 702.8 | NO. | 1405.6
[5 empty] | 1 | NO. | MAZDOOR II | 576.8 | NO. | 576.8
[6 empty] | L.S | SUNDRIES for dismantling & packing the dismantled portion | Ls | L.S | 64.85
-
[7 empty] | TOTAL FOR 30 M |  |  | 5895.05
-
[7 empty] | RATE PER RMT |  |  | 196.5017
[5 empty] | 52 | * | SUPPLYING AND LAYING THE FOLLOWING PVC
PIPES WITH NECESSARY SPECIALS ELBOWS,
TEE,REDUCE ,PLUG,UNION,BEND,COUPLE,
NIPPLE,GATE VLVE,CHECK AND WHEEL VALVE
WHEREVER NECESSARY INCLUDING LABOUR BELOW
|  |  |  | 1.8 |  |  | GROUND LEVEL(OR) FIXING ON WALLS FULLY CONCEALED TO THE
|  |  |  | 5.3 |  |  | PROPER GRADIENT AND ALIGNMENT ETC.ALL |  |  |  | 251.3
|  |  |  | 0.2826 |  |  | COMPLETE AS DIRECTED BY DEPT. OFFICERS. |  |  |  | 2459.8
[7 empty] | = | =
|  |  |  | 0.07065 |  | * | ASTM-D SCHEDULE- 40 THREADED PVC PIPE |  |  |  | 2711.1
|  |  |  | 0.37444 |  |  | WITH NECESSARY PVC-GI SPECIALS
[6 empty] | c. | 20MM DIA PVC PIPE ABOVE G.L:-
-
[5 empty] | 1 | Rmt | COST OF 20MM DIA PVC PIPE | 26 | Rmt | 26
[5 empty] | 1 | L.S | ADD 70% FOR PVC/GI SPECIALS | 18.2 | L.S | 18.2
[5 empty] | 1 | Rmt | LABOUR FOR LAYING & FIXING | 196.5017 | Rmt | 196.5017
[7 empty] | TOTAL FOR 1 RMT |  |  | 240.7017
[10 empty] | = | [7 empty] | 22.1 (a) | * | C.W.SINGLY LEAF FULLY PANELLED
DOOR SHUTTER FOR DOOR OF SIZE
1000 X 2100MM
[6 empty] | Anticorrosive Treatment for Window M.S. Grills. | [13 empty] | -
SHUTTER SIZE-.9X2.025 =1.8225M2
[5 empty] | 5 | litres | Zite Zinc primer ( qtn) | 160 | litre | 800 | [9 empty] | STYLES(OVER 2M) -1X2X2.025X0.125X0.0375=0.01898
[5 empty] | 1 | No | Brush | 75 | Each | 75 | [11 empty] | -
[5 empty] | 2.5 | No | Painter I st Class | 861 | No | 2152.5 | [9 empty] | RAILS(BELOW 2M)- 1X4X0.9X0.15X0.0375= 0.02025
[7 empty] | Sundries | L.S |  | 0.25 | [9 empty] | - 1X2X0.731X0.125X0.0375 =0.00685 |  |  | 0.0271
[10 empty] | = | [12 empty] | - |  | 0.01642
[8 empty] | Rate for 1 MT | = | 3027.75 | 0.01642 | [8 empty] | PLANKS -1X4X0.60625X02825X0.01875= |  |  | 0.01284
[10 empty] | = | [9 empty] | -1X1X0675X0.2825X0.01875= |  |  | 0.00358
-
[5 empty] | Providing Single under reamed Pile of 4.50m depth,375mm dia | [12 empty] | 0.01898 | CUM | C.W SCANTLING UPTO 4M LONG (PADAK) | 34300 | CUM | 651.014
[18 empty] | 0.0271 | CUM | C.W SCANTLING UPTO 4M LONG (PADAK) | 34300 | CUM | 929.53
[5 empty] | Volume of Concrete = 3.14/4*0.3*0.3 (3.50+(1*6*0.3)) | [12 empty] | 0.01642 | CUM | C.W PLANKS 25mm thick & 30cm wide. | 39400 | CUM | 646.948 | [6 empty] | TW panelled Door 1800X2400 Double leaves
[21 empty] | 0 |  | 0 | [6 empty] | Shutter size 2 x 0.85 x 2.325m
[6 empty] | 0.745 | Cum | [10 empty] | 1.8225 | SQM | LABOUR FOR WROUGHT&PUTUP | 1617 | SQM | 2946.9825
[18 empty] | 2 | NO | DOOR HANDLE WITH CP SCREWS | 120 | NO. | 240 | [5 empty] | 0.02616 | CUM | T.W SCANTLING above 2m | 111600 | CUM | 2919.456
[5 empty] | Main Data | [12 empty] | 3 | NO. | 5"BUTT HINGS | 110.17 | NO. | 330.51 | [5 empty] | 0.04781 | CUM | T.W SCANTLING below 2m | 99400 | CUM | 4752.314
[18 empty] | 2 | NO. | 6"X1/2"TOWER BOLT | 160 | NO. | 320 | [5 empty] | 0.04588 | CUM | T.W PLANKS (30 TO 45CM wide, 12 - 25mm THICK) | 116700 | CUM | 5354.196
[5 empty] | 0.37 | Cum | RCC 1:11/2:3 excluding vibrating charges | 9389.007 | Cum | 3473.9326 | [7 empty] | 1 | NO. | 10"X5/8"ALDROP | 550 | NO. | 550 | [5 empty] | 3.95 | SQM | LABOUR CHARGES FOR WROUGHT AND PUT UP | 1617 | SQM | 6387.15
[5 empty] | 0.25 | No | Mason II | 1005.2 | Each | 251.3 | [7 empty] | 1 | NO. | NYLONBUSH | 7.3 | NO. | 7.3 | [5 empty] | 2 | NOS | DOOR HANDLE 6" | 120 | Each | 240
[5 empty] | 3.5 | Nos | Mazdoor I | 702.8 | Each | 2459.8 | [7 empty] | 1 | NO. | DOOR STOPPER | 43.8 | NO. | 43.8 | [5 empty] | 6 | NOS | 5" BUTT HINGES | 110.17 | Each | 661.02
[5 empty] | 12 | kg | Cement extra @ 10% (323.1*.37) |  | kg | 0 | [7 empty] | 64 |  | Brass screws | 2.37 |  | 151.68 | [5 empty] | 4 | NOS | 6" X .6" TOWER BOLTS | 160 | Each | 640
[6 empty] | Ls | Add for tools & Plant |  | Ls | 271.11 | [9 empty] | TOTAL FOR 1.82250SQM |  |  | 6817.7645 | [5 empty] | 1 | NOS | 10" X 5/8" ALDROPS | 550 | Each | 550
[10 empty] | _______________________ | [12 empty] | - | [5 empty] | 2 | NOS | NYLON BUSH | 7.3 | Each | 14.6
[20 empty] | RATE PER SQM |  |  | 3740.8859 | [5 empty] | 2 | NOS | DOOR STOPPER | 43.8 | Each | 87.6
[8 empty] | For 3.50m depth |  | 6456.1426 | [18 empty] | 10 |  | brass screws | 2.37 |  | 23.7
[31 empty] | RATE PER SQM |  |  | 21630.036
[8 empty] | For 1m depth |  | 1844.6122 | [23 empty] | ============
[31 empty] | RATE PER SQM |  |  | 5475.9585
[5 empty] | 22.1 (a) | * | T.W.SINGLY LEAF FULLY PANELLED | [26 empty] | ============
DOOR SHUTTER FOR DOOR OF SIZE
[7 empty] | 1000 X 2100MM | Four horizontal & one vertical Panel
-
SHUTTER SIZE-.9X2.025 =1.8225M2
STYLES(OVER 2M) -1X2X2.025X0.125X0.0375=0.01898
-
[7 empty] | RAILS(BELOW 2M)- 1X4X0.9X0.15X0.0375= 0.02025 |  |  |  |  | 22.1 (a) | * | T.W.SINGLY LEAF FULLY PANELLED
[7 empty] | - 1X2X0.731X0.125X0.0375 =0.00685 |  |  | 0.0271 |  |  |  | DOOR SHUTTER FOR DOOR OF SIZE
[10 empty] | - |  |  |  | 1200 X 2100MM | Five horizontal panels
[7 empty] | PLANKS -1X4X0.60625X02825X0.01875= |  |  | 0.01284 |  |  |  | -
[7 empty] | -1X1X0.675X0.2825X0.01875= |  |  | 0.00358 |  |  |  | SHUTTER SIZE-1.10X2.025 =2.2275M2
[10 empty] | - |  |  |  | STYLES(OVER 2M) -1X2X2.025X0.125X0.0375=0.01898
[5 empty] | 0.01898 | CUM | T.W SCANTLING ABOVE 2M LONG | 111600 | CUM | 2118.168 | [5 empty] | -
[5 empty] | 0.0271 | CUM | T.W SCANTLING BELOW 2M LONG | 99400 | CUM | 2693.74 |  |  |  | RAILS(BELOW 2M)- 1X3X1.10X0.15X0.0375= 0.01856
[5 empty] | 0.01642 | CUM | T.W PLANKS OVER 15TO 30cm | 95000 | CUM | 1559.9 |  |  |  | - 1X3X1.10X0.075X0.0375 = 0.00928 |  |  | 0.02784
[7 empty] | WIDE&12TO25mm T.K | [9 empty] | -
[5 empty] | 1.8225 | SQM | LABOUR FOR WROUGHT&PUTUP | 1617 | SQM | 2946.9825 |  |  |  | PLANKS -1X5X0.9625X02825X0.01875= |  |  | 0.0255
[5 empty] | 2 | NO | brass DOOR HANDLE 150mm long | 120 | NO. | 240
[5 empty] | 3 | NO. | 5" Brass BUTT HINGS | 110.17 | NO. | 330.51 | [6 empty] | -
[5 empty] | 2 | NO. | 6"x1/2" Brass TOWER BOLT | 160 | NO. | 320 |  | 0.01898 | CUM | T.W SCANTLING ABOVE 2M LONG | 111600 | CUM | 2118.168
[5 empty] | 1 | NO. | 10"x5/8" Brass ALDROP | 550 | NO. | 550 |  | 0.02784 | CUM | T.W SCANTLING BELOW 2M LONG | 99400 | CUM | 2767.296
[5 empty] | 1 | NO. | NYLONBUSH | 7.3 | NO. | 7.3 |  | 0.0255 | CUM | T.W PLANKS OVER 15TO 30cm | 95000 | CUM | 2422.5
[5 empty] | 1 | NO. | DOOR STOPPER | 43.8 | NO. | 43.8 |  |  |  | WIDE&12 to 25mm thick
[5 empty] | 64 |  | Sundries for brass scruew | 2.37 |  | 151.68 |  | 2.2275 | SQM | LABOUR FOR WROUGHT&PUTUP | 1617 | SQM | 3601.8675
[7 empty] | TOTAL FOR 1.82250SQM |  |  | 10962.0805 |  | 1 | NO | DOOR HANDLE WITH CP SCREWS | 120 | NO. | 120
[10 empty] | - |  | 3 | NO. | 5"BUTT HINGS | 110.17 | NO. | 330.51
[7 empty] | RATE PER SQM |  |  | 6014.859 |  | 2 | NO. | 6"X1/2"TOWER BOLT | 160 | NO. | 320
[12 empty] | 1 | NO. | 10"X5/8"ALDROP | 550 | NO. | 550
[5 empty] | 22.1 (a) | * | MDF |  |  |  |  | 1 | NO. | NYLONBUSH | 7.3 | NO. | 7.3
[7 empty] | DOOR SHUTTER FOR DOOR OF SIZE |  |  |  |  | 1 | NO. | DOOR STOPPER | 43.8 | NO. | 43.8
[7 empty] | 1000 X 2100MM |  | 2.2275 |  |  | 58 | NO. | brass screws | 2.37 | NO. | 137.46
[7 empty] | - | [6 empty] | TOTAL FOR 2.2275SQM |  |  | 12418.9015
[7 empty] | SHUTTER SIZE-.9X2.025 =1.823M2 | [9 empty] | -
[5 empty] | 1.823 | SQM | MDF board exterior grade both side pre laminated including external lipping with kiln dried soft wood 35mm thick | 2370 | SQM | 4320.51 |  |  |  | RATE PER SQM |  |  | 5575.2644
[5 empty] | 1.823 | SQM | LABOUR FOR WROUGHT&PUTUP p 33/156 a single | 161 | SQM | 293.503
[5 empty] | 2 | NO | DOOR HANDLE WITH CP SCREWS | 50.9 | NO. | 101.8
[5 empty] | 3 | NO. | 5"BUTT HINGS | 79.1 | NO. | 237.3
[5 empty] | 2 | NO. | 6"X1/2"TOWER BOLT | 57.2 | NO. | 114.4
[5 empty] | 1 | NO. | 10"X5/8"ALDROP | 159.7 | NO. | 159.7
[5 empty] | 1 | NO. | NYLONBUSH | 7.3 | NO. | 7.3 |  | 22.1 (a) | * | T.W.SINGLY LEAF FULLY PANELLED
[5 empty] | 1 | NO. | DOOR STOPPER | 43.8 | NO. | 43.8 |  |  |  | DOOR SHUTTER FOR DOOR OF SIZE | Four horizontal panels
[10 empty] | 0.85 |  |  |  | 1200 X 2100MM | & one vertical panel
[7 empty] | TOTAL FOR 1.823SQM |  |  | 5279.163 |  |  |  | -
[10 empty] | - |  |  |  | SHUTTER SIZE-1.10X2.05 =2.255M2
[7 empty] | RATE PER SQM |  |  | 2895.8656 |  |  |  | STYLES(OVER 2M) -1X2X2.05X0.125X0.0375=0.01922
-
RAILS(BELOW 2M)- 1X4X1.10X0.15X0.0375= 0.02475
[5 empty] | Annexure |  | MDF double leaf shutter with TW alround frame for ward robe / cup board | [6 empty] | - 1X2X0.74X0.075X0.0375 = 0.00416 |  |  | 0.02891
[7 empty] | - | - | - | [7 empty] | -
PLANKS -1X4X0.60625X02825X0.01875=0.01284
[7 empty] | SHUTTER SIZE 1.2X2.1 =2.52M2 | [6 empty] | PLANKS -1X1X0.975X02825X0.01875=0.00516 |  |  | 0.018
-
[7 empty] | TW scantling(OVER 2M) -1X2X2.1X0.075X0.0375=0.0118 |  |  |  |  | 0.01922 | CUM | T.W SCANTLING ABOVE 2M LONG | 111600 | CUM | 2144.952
[7 empty] | TW scantling(below 2M) -1X2X1.2X0.075X0.0375=0.00675 | 0.01855 |  |  |  | 0.02891 | CUM | T.W SCANTLING BELOW 2M LONG | 99400 | CUM | 2873.654
[7 empty] | Shutter styles(vertical) -1X4X1.95X0.075X0.0375=0.02194 |  |  |  |  | 0.018 | CUM | T.W PLANKS OVER 15TO 30cm | 95000 | CUM | 1710
[7 empty] | Shutter styles(Horizantal) -2X2X0.4X0.075X0.0375=0.0045 | [6 empty] | WIDE&12 to 25mm thick
[7 empty] | Shutter middle rail(Horizantal) -1X2X0.4X0.15X0.0375=0.0045 |  |  | 0.0377 |  | 2.255 | SQM | LABOUR FOR WROUGHT&PUTUP | 1617 | SQM | 3646.335
[7 empty] | Shutter(MDF Board) -2X2X.85X0.4=1.36m2 |  |  |  |  | 1 | NO | DOOR HANDLE WITH CP SCREWS | 120 | NO. | 120
[7 empty] | Shutter area -1X1X1.05X1.95=2.05 m2 |  |  |  |  | 3 | NO. | 5"BUTT HINGS | 110.17 | NO. | 330.51
[12 empty] | 2 | NO. | 6"X1/2"TOWER BOLT | 160 | NO. | 320
[12 empty] | 1 | NO. | 10"X5/8"ALDROP | 550 | NO. | 550
[12 empty] | 1 | NO. | NYLONBUSH | 7.3 | NO. | 7.3
[5 empty] | 0.0118 | CUM | T.W.SCANTLING above 2M length | 111600 | CUM | 1316.88 |  | 1 | NO. | DOOR STOPPER | 43.8 | NO. | 43.8
[5 empty] | 0.00675 | CUM | T.W.SCANTLING below 2M length | 99400 | CUM | 670.95 |  | 58 | NO. | brass screws | 2.37 | NO. | 137.46
[5 empty] | 0.01855 | CUM | LABOUR FOR WROUGHT &PUTUP | 14385 | CUM | 266.8417 |  |  |  | TOTAL FOR 2.255SQM |  |  | 11905.513
[5 empty] | 2.05 | SQM | MDF board 18mm thk exterior grade one side prelaminated. | 840 | SQM | 1722 | [6 empty] | -
[5 empty] | 2.05 | SQM | LABOUR CHARGE FOR SHUTTER (Double leaf) p/33 /156 b | 248 | SQM | 508.4 |  |  |  | RATE PER SQM |  |  | 5279.6067
[5 empty] | 2 | NO. | 4"X5/8"ALU.TOWER BOLT | 50.3 | NO. | 100.6
[5 empty] | 8 | NO. | 3" ALU BUTT HINGES | 43.6 | NO. | 348.8
[5 empty] | 2 | NO. | ORNAMENTAL HANDLE WITH SCREWS | 53.8 | NO. | 107.6
[5 empty] | 1 | NO. | LOCKS &KEY ( qtn) | 63.2 | NO. | 63.2
[5 empty] | 0.945 | SQM | VARNISH TWO COATS | 206.338 | SQM | 194.9894
[7 empty] | SUNDRIES FOR NAILS,PLUGS ETC. | L.S |  | 0.6
-
[7 empty] | TOTAL FOR 2.52 SQM |  |  | 5300.8612
-
[7 empty] | RATE PER SQM |  |  | 2103.5163
=
Supply,Laying & Concealing the 50mm dia PVC (SWR) pipe
with ISI mark confirming to 13952:1992-type 'B'
[5 empty] | 2 | Rmt | 50 mm dia PVC (SWR) pipe ( qtn) | 64 | Rmt | 128
[5 empty] | 1 | No. | PVC bend | 33 | Each | 33
[7 empty] | sundries for finishing dismantled portion |  | L.S | 1.4
[7 empty] | Rate for 2Rmt. |  |  | 162.4
[7 empty] | Rate per 1Rmt. |  |  | 81.2
RCC 1:2:4 for Earth quake resistance arrangements at corner of brick wall including cost of concrete, farication & curing etc., data for 2.1m.
[6 empty] | * | C.C(1:2:4)USING 3mm-10mm HBSTONE
JELLY FOR ALL RCCWORK
-
[5 empty] | 9 | CUM | 3mm-10mm HB STONE JELLY | 1617.45 | CUM | 14557.05
[5 empty] | 3.231 | M.T | CEMENT | 5800 | M.T | 18739.8
[5 empty] | 4.5 | CUM | SAND | 2116.9 | CUM | 9526.05
[5 empty] | 3.5 | NO. | MASON II | 1005.2 | NO. | 3518.2
[5 empty] | 21.2 | NO. | MAZDOOR I | 702.8 | NO. | 14899.36
[5 empty] | 35.3 | NO. | MAZDOOR II | 576.8 | NO. | 20361.04
[6 empty] | L.S | SUNDRIES |  | L.S | 0
-
[7 empty] | TOTAL FOR 10CUM |  |  | 81601.5
-
[7 empty] | RATE PER CUM |  |  | 8160.15
[5 empty] | 1 | CUM | VIBRATING CHARGES
-
[7 empty] | RATE PER CUM |  |  | 8160.15
-
[6 empty] | 25a | G.F |  |  | 8286.01
[6 empty] | 25b | F.F |  |  | 8533.81
[6 empty] | 25c | S.F |  |  | 8781.61
[6 empty] | 25d | T.F |  |  | 9029.41
RCC 1:2:4 for earth quake resistance arrangements for door/window james.
concrete (0.23 x .075 x 2.1 = 0.036 cum)
Steel 8RTS ( 2 x 2.7 x0.3950 = 2.133 kg)
[7 empty] | Ties 6RTS (0.28 x 15 x 0.222 = 0.932 kg) | [7 empty] | 1.4
[7 empty] | Total 3.065 kg | [7 empty] | 1.2
[7 empty] | Form Work Small qty. 0.38 x 2.1 = 0.798 sqm | [7 empty] | 2.56
[7 empty] | a. In Ground Floor | [7 empty] | *2
[5 empty] | 0.036 | Cum | RCC 1:2:4 using 3-10mm HBGS | 8286.01 | Cum | 298.2964
[5 empty] | 3.065 | kg | steel | 80.2784 | kg | 246.0533
[5 empty] | 0.798 | sqm | Form Work Small qty. | 1200.9555 | sqm | 958.3625
[7 empty] | Total for 2.1m |  | Rs. | 1502.7121
[7 empty] | Rate for 1m |  | Rs. | 715.5772
b. In First Floor
[5 empty] | 0.036 | Cum | RCC 1:2:4 using 3-10mm HBGS | 8533.81 | Cum | 307.2172
[5 empty] | 3.065 | kg | steel | 80.2784 | kg | 246.0533
[5 empty] | 0.798 | sqm | Form Work Small qty. | 1200.9555 | sqm | 958.3625
[7 empty] | Total for 2.1m |  | Rs. | 1511.6329
[7 empty] | Rate for 1m |  | Rs. | 719.8252
c. In Second Floor
[5 empty] | 0.036 | Cum | RCC 1:2:4 using 3-10mm HBGS | 8781.61 | Cum | 316.138
[5 empty] | 3.065 | kg | steel | 80.2784 | kg | 246.0533
[5 empty] | 0.798 | sqm | Form Work Small qty. | 1200.9555 | sqm | 958.3625
[7 empty] | Total for 2.1m |  | Rs. | 1520.5537
[7 empty] | Rate for 1m |  | Rs. | 724.0732
d. In Third Floor
[5 empty] | 0.036 | Cum | RCC 1:2:4 using 3-10mm HBGS | 9029.41 | Cum | 325.0588
[5 empty] | 3.065 | kg | steel | 80.2784 | kg | 246.0533
[5 empty] | 0.798 | sqm | Form Work Small qty. | 1200.9555 | sqm | 958.3625
[7 empty] | Total for 2.1m |  | Rs. | 1529.4745
[7 empty] | Rate for 1m |  | Rs. | 728.3212
1721.6
[5 empty] | 22.1 (a) | * | MDF | 1592.48
DOOR SHUTTER FOR DOOR OF SIZE
900 X 2100MM
[7 empty] | - | 2.835
SHUTTER SIZE-0.8X2.05 =1.64 M2
[5 empty] | 1.64 | SQM | MDF board exterior grade both side pre laminated including external lipping with kiln dried soft wood 35mm thick | 2370 | SQM | 3886.8
[5 empty] | 1.64 | SQM | LABOUR FOR WROUGHT&PUTUP | 161 | SQM | 264.04 |  |  |  | MDF
[5 empty] | 2 | NO | DOOR HANDLE WITH CP SCREWS | 50.9 | NO. | 101.8 |  |  |  | DOOR SHUTTER FOR DOOR OF SIZE
[5 empty] | 3 | NO. | 5"BUTT HINGS | 79.1 | NO. | 237.3 |  |  |  | 1200 X 2100MM single leaf
[5 empty] | 2 | NO. | 6"X1/2"TOWER BOLT | 57.2 | NO. | 114.4 |  |  |  | -
[5 empty] | 1 | NO. | 10"X5/8"ALDROP | 159.7 | NO. | 159.7 |  |  |  | SHUTTER SIZE-1.1X2.05 =2.255 M2
[5 empty] | 1 | NO. | NYLONBUSH | 7.3 | NO. | 7.3
[5 empty] | 1 | NO. | DOOR STOPPER | 43.8 | NO. | 43.8 |  | 2.255 | SQM | MDF board exterior grade both side pre laminated including external lipping with kiln dried soft wood 35mm thick | 2370 | SQM | 5344.35
[10 empty] | 0.63 |  | 2.255 | SQM | LABOUR FOR WROUGHT&PUTUP | 161 | SQM | 363.055
[7 empty] | TOTAL FOR 1.64 sqm |  |  | 4815.77 |  | 2 | NO | DOOR HANDLE WITH CP SCREWS | 50.9 | NO. | 101.8
[10 empty] | - |  | 3 | NO. | 5"BUTT HINGS | 79.1 | NO. | 237.3
[7 empty] | RATE PER SQM |  |  | 2936.4451 |  | 2 | NO. | 6"X1/2"TOWER BOLT | 57.2 | NO. | 114.4
[12 empty] | 1 | NO. | 10"X5/8"ALDROP | 159.7 | NO. | 159.7
[12 empty] | 1 | NO. | NYLONBUSH | 7.3 | NO. | 7.3
[5 empty] | Providing Double under reamed Pile of 6m depth,375mm dia | [6 empty] | 1 | NO. | DOOR STOPPER | 43.8 | NO. | 43.8
-
[5 empty] | Volume of Concrete = (2x4x.375x3.14/4*.375*.375)+(3.14/4x.375x.375x6) | [8 empty] | TOTAL FOR 2.255 sqm |  |  | 6371.875
-
[6 empty] | 0.9935 | Cum | [6 empty] | RATE PER SQM |  |  | 2825.6652
Main Data
[5 empty] | 0.42 | Cum | RCC 1:1.5:3 excluding vibrating charges | 9389.007 | Cum | 3943.3829
[5 empty] | 0.25 | No | Mason II | 1005.2 | Each | 251.3
[5 empty] | 3.5 | Nos | Mazdoor I | 702.8 | Each | 2459.8
[5 empty] | 32.1 | Kg | Cement extra @ 10%(323.1x.9935) |  |  | 0
[6 empty] | Ls | Add for tools & Plant |  | Ls | 271.11
_______________________
[8 empty] | For 6m depth |  | 6925.5929
[8 empty] | For 1m depth |  | 1978.7408
Gravel Filling
[5 empty] | 1 | Cum | Gravel | 210 | Cum | 210
[5 empty] | 1 | Cum | Filling charges | 41.02 | Cum | 41.02
251.02
supply &fixing of cuddapah sink 600x600x200mmsize
[7 empty] | with 32mm GI waste pipe and 32mm CP waste coupling it-172 p-55 | 1000 | each | 1000
[7 empty] | Supply and fixing of Mirror of size 600x450mm size (p-56-it-184) | 466.6 | each | 466.6
[7 empty] | Supply and fixing of Mirror of size500x400mm size (p-56 it-184 -ii) | 375.7 | each | 375.7
Supply and fixing of PVC flushing tank with all fittings
[7 empty] | 10 lit. capacity. P- 68 / 220a | 847 | each | 847
[7 empty] | SUPPLY AND FIXING EXSAUST FAN 225MM SWEEP | 1770 |  | 1770
Compact Fluoresent Lamp (CFL)
[7 empty] | a. 14W for Bath & WC |  | Each | 130
[7 empty] | b. 18W for Bulkhead fittings |  | Each | 170
[7 empty] | S/F OF BULK HEAD FITTING for CFL |  | Each | 443
[7 empty] | SUPPLY AND DELIVERY OF FAN 48"SWEEP with Electronic Regulator step dimmer. |  | Each | 1300
[7 empty] | Supply and fixing of PVC flushing tank with all fittings |  | Each | 847
10 lit. capacity.
[5 empty] | 0.5 |  | Plumber I |  | 933.8 | 466.9
[5 empty] | 0.5 |  | Mazdoor I |  | 702.8 | 351.4
[8 empty] | Rate for Each |  | 1665.3
[5 empty] | 22.1 (a) | * | MDF
DOOR SHUTTER FOR DOOR OF SIZE
1200 X 2100MM (Double Leaf)
-
SHUTTER SIZE-1.1X2.025 =2.2275M2
[5 empty] | 2.2275 | SQM | MDF board exterior grade both side pre laminated including external lipping with kiln dried soft wood 35mm thick | 2370 | SQM | 5279.175
[5 empty] | 2.2275 | SQM | LABOUR FOR WROUGHT&PUTUP | 248 | SQM | 552.42 |  | 22.1 (a) | * | MDF
[5 empty] | 4 | NO | DOOR HANDLE WITH CP SCREWS | 50.9 | NO. | 203.6 |  |  |  | DOOR SHUTTER FOR DOOR OF SIZE
[5 empty] | 6 | NO. | 5"BUTT HINGS | 79.1 | NO. | 474.6 |  |  |  | 1500 X 2400MM (Double Leaf)
[5 empty] | 4 | NO. | 6"X1/2"TOWER BOLT | 57.2 | NO. | 228.8 |  |  |  | -
[5 empty] | 1 | NO. | 10"X5/8"ALDROP | 159.7 | NO. | 159.7 |  |  |  | SHUTTER SIZE-1.4X2.35 =3.29M2
[5 empty] | 2 | NO. | NYLONBUSH | 7.3 | NO. | 14.6
[5 empty] | 2 | NO. | DOOR STOPPER | 43.8 | NO. | 87.6 |  | 3.29 | SQM | MDF board exterior grade both side pre laminated including external lipping with kiln dried soft wood 35mm thick | 2370 | SQM | 7797.3
[10 empty] | 0.2 |  | 3.29 | SQM | LABOUR FOR WROUGHT&PUTUP | 248 | SQM | 815.92
[7 empty] | TOTAL FOR 2.2275 SQM |  |  | 7000.695 |  | 4 | NO | DOOR HANDLE WITH CP SCREWS | 50.9 | NO. | 203.6
[10 empty] | - |  | 6 | NO. | 5"BUTT HINGS | 79.1 | NO. | 474.6
[7 empty] | RATE PER SQM |  |  | 3142.8485 |  | 4 | NO. | 6"X1/2"TOWER BOLT | 57.2 | NO. | 228.8
[12 empty] | 1 | NO. | 10"X5/8"ALDROP | 159.7 | NO. | 159.7
[5 empty] | 22.1 (a) | * | MDF |  |  |  |  | 2 | NO. | NYLONBUSH | 7.3 | NO. | 14.6
[7 empty] | DOOR SHUTTER FOR DOOR OF SIZE |  |  |  |  | 2 | NO. | DOOR STOPPER | 43.8 | NO. | 87.6
[7 empty] | 1500 X 2100MM (Double Leaf) | [9 empty] | -
[7 empty] | - | [6 empty] | TOTAL FOR 3.29 SQM |  |  | 9782.62
[7 empty] | SHUTTER SIZE-1.4X2.05 =2.87 M2 | [9 empty] | -
[14 empty] | RATE PER SQM |  |  | 2973.4407
[5 empty] | 2.87 | SQM | MDF board exterior grade both side pre laminated including external lipping with kiln dried soft wood 35mm thick | 2370 | SQM | 6801.9
[5 empty] | 2.87 | SQM | LABOUR FOR WROUGHT&PUTUP | 248 | SQM | 711.76
[5 empty] | 4 | NO | DOOR HANDLE WITH CP SCREWS | 50.9 | NO. | 203.6
[5 empty] | 6 | NO. | 5"BUTT HINGS | 79.1 | NO. | 474.6
[5 empty] | 4 | NO. | 6"X1/2"TOWER BOLT | 57.2 | NO. | 228.8
[5 empty] | 1 | NO. | 10"X5/8"ALDROP | 159.7 | NO. | 159.7
[5 empty] | 2 | NO. | NYLONBUSH | 7.3 | NO. | 14.6
[5 empty] | 2 | NO. | DOOR STOPPER | 43.8 | NO. | 87.6
1.35
[7 empty] | TOTAL FOR 2.87 SQM |  |  | 8683.91
-
[7 empty] | RATE PER SQM |  |  | 3025.7526
[5 empty] | Annexure |  | TW frame & TW styles & rails with 9 mm thick BWR double leaf shutter for ward robe / cup board
[7 empty] | - | - | -
SHUTTER SIZE 1.2X2.1 =2.52M2
TW scantling(OVER 2M) -1X2X2.1X0.075X0.0375=0.0118
TW scantling(below 2M) -1X2X1.2X0.075X0.0375=0.00675
Shutter styles(vertical) -1X4X1.95X0.075X0.0375=0.02194
Shutter styles(Horizantal) -2X2X0.4X0.075X0.0375=0.0045
[7 empty] | Shutter middle rail(Horizantal) -1X2X0.4X0.15X0.0375=0.0045 |  |  | 0.0377
Shutter(BWR Plywood) -2X2X.85X0.4=1.36m2
Shutter area -1X1X1.05X1.95=2.05 m2
TW single leaf glazed window shutter of size 3.08 x 2.1cm
[5 empty] | 0.0118 | CUM | T.W.SCANTLING above 2M length | 111600 | CUM | 1316.88
[5 empty] | 0.0377 | CUM | T.W.SCANTLING below 2M length | 99400 | CUM | 3747.38 | [9 empty] | SHUTTER SIZE0- 3.08 x 2.1 | 6.468 | sqm | sqm
[5 empty] | 0.01855 | CUM | LABOUR FOR WROUGHT &PUTUP | 14385 | CUM | 266.8417 | [9 empty] | STYLES(OVER 2M) -1X4X2.05X0.075X0.0375 | 0.023062 | cum | [7 empty] | c |  | 15mm dia half turn CP tap | [10 empty] | Engineering Polymer Tap short body tap for coastal area only
[5 empty] | 1.36 | SQM | 9mm thick BWR ply wood | 387.4 | SQM | 526.864 | [11 empty] | - | [9 empty] | Sub-Data | [10 empty] | Sub-Data
[5 empty] | 2.05 | SQM | LABOUR CHARGE FOR SHUTTER | 1348.2 | SQM | 2763.81 | [9 empty] | RAILS(BELOW 2M)- 2X3X0.55X0.15X0.0375 | 0.018562 | cum | [9 empty] | Labour charge | [10 empty] | Labour charge
[5 empty] | 2 | NO. | 4"X5/8"ALU.TOWER BOLT p -46/i 95f | 50.3 | NO. | 100.6 | [19 empty] | 0.1 | Nos | Fitter I class | 950.6 | Each | 95.06 |  |  |  |  | 0.1 | Nos |  | Fitter I class | 950.6 | Each | 95.06
[5 empty] | 6 | NO. | 3" ALU BUTT HINGES | 43.6 | NO. | 261.6 | [19 empty] | 0.1 | Nos | Mazdoor I | 702.8 | Each | 70.28 |  |  |  |  | 0.1 | Nos |  | Mazdoor I | 702.8 | Each | 70.28
[5 empty] | 2 | NO. | ORNAMENTAL HANDLE WITH SCREWS | 53.8 | NO. | 107.6 | [9 empty] | Plywood -1X2X0.625X0.425 | 0.53125 | [8 empty] | 10 | gram | Shellac p-54/156 | 18 | 100 gms | 1.8 |  |  |  |  | 10 | gram |  | Shellac p-49 | 18 | 100 gms | 1.8
[5 empty] | 1 | NO. | LOCKS &KEY | 63.2 | NO. | 63.2 | [9 empty] | Plywood -1X2X1.025X0.425 | 0.87125 |  | 1.26 | [6 empty] | 0.25 | Nos | Thread ball p-54/158 | 3.5 | Each | 1 |  |  |  |  | 0.25 | Nos |  | Thread ball p-49 | 3.5 | Each | 0.875 |  | 12.36
[5 empty] | 6.55 | SQM | TWO COATS of enamel paint incl. Primer | 244.3233 | SQM | 1600.3176 | [10 empty] | 1.4025 | sqm | [10 empty] | Total/1 No |  | 168.14 | [8 empty] | Total/1 No |  | 168.015
[5 empty] | 50 | Nos | SUNDRIES FOR NAILS,PLUGS & Brass screws ETC. | 2.37 |  | 118.5
[10 empty] | - | [21 empty] | Main Data | Long body | Long body | short body | [7 empty] | Main Data | Long body | short body
[7 empty] | TOTAL FOR 2.52 SQM |  |  | 10873.5934 | [7 empty] | (a) |  | French Window OF Size 3080 X2100 MM | [12 empty] | 331 | 331 | 283
[10 empty] | - | [9 empty] | - | [11 empty] | Cost of Tap | 168.14 | 168.14 | 168.14 | [7 empty] | Cost of Tap | 96 | 85 | 85
[7 empty] | RATE PER SQM |  |  | 4314.918 | [7 empty] | 0.0707 | CUM | T.W.SCANTLING belw 2M length | 99400 | CUM | 7027.58 | [8 empty] | Labour | 499.14 | 499.14 | 451.14 | [7 empty] | Labour | 168.015 | 168.015
[10 empty] | = | [7 empty] | 3.666 | SQM | 4mm thick pin headed glass | 208.8 | CUM | 765.4608 | [9 empty] | 500 | 500 | 452 | [8 empty] | 264.015 | 253.015
[18 empty] | 5.16 | SQM | LABOUR CHARGE | 1509.2 | SQM | 7787.472 | [20 empty] | 265 | 254
[18 empty] | 22.66 | Rmt. | TW beeding 15 x 12 mm | 45.7 | SQM | 1035.562
[7 empty] | Bottle trap with UPVC coupling | [6 empty] | Providing tee with end cap |  |  |  | 15 | NO. | 5" ALU BUTT HINGES | 79.1 | NO. | 1186.5
[5 empty] | 1 |  | Bottle trap (Polymer range) | 143.98 | Each | 143.98 |  | 1 |  | PVC Tee 32mm dia (p-100 D-d) | 14.7 | Each | 14.7 | 10 | NO. | 200 mm x 12 mm Alu. Towerbolt | 68.5 | NO. | 685
[5 empty] | 1 |  | UPVC coupling | 41.65 | Each | 41.65 |  | 1 |  | PVC end cap 32mm dia (p-100 E-d) | 7.3 | Each | 7.3 | 5 | NO. | 6" Handle | 50.9 | NO. | 254.5
[5 empty] | 0.125 |  | Plumber - I | 933.8 | Each | 116.725 |  | 0.125 |  | Plumber - I | 933.8 | Each | 116.725 | 5 | NO. | NYLON BUSH | 7.3 | NO. | 36.5
[7 empty] | Sundries |  |  | 2.11 |  |  |  | Sundries |  |  | 4.37 | 10 | NO. | Sundries for brass scrwew | 2.37 | NO. | 23.7
[7 empty] | Rate for 1 No. |  |  | 304.465 |  |  |  | Rate for 1 No. |  |  | 143.095 |  | 53.095 |  |  | NO. | -
[17 empty] | 56.095 |  |  | TOTAL FOR 5.16 sqm |  |  | 18802.2748
-
[5 empty] | 23.1. | * | S/F OF BWR PLYWOOD DOOR | [12 empty] | RATE PER SQM |  |  | 3643.8517
[7 empty] | SHUTTER WITH VERTICALS AND | [15 empty] | =
TOP RAIL AND BOTTOM RAILS
[7 empty] | WITH 9mm THICK MARINE GRADE | [12 empty] | French Window OF Size 1070 X2100 MM
[7 empty] | BWR PLYWOOD WITH | [12 empty] | -
[7 empty] | I.O FITTINGS AS PER SCHEDULE E | [10 empty] | 0.0274 | CUM | T.W.SCANTLING belw 2M length | 99400 | CUM | 2723.56
[7 empty] | - | [10 empty] | 1.16 | SQM | 4mm thick pin headed glass | 208.8 | CUM | 242.208
[7 empty] | SHUTTER SIZE0-.9X2.05 =1.845M2 |  |  |  |  | 23.1. | * | S/F OF BWR PLYWOOD DOOR |  |  |  | 1.74 | SQM | LABOUR CHARGE | 1509.2 | SQM | 2626.008
[7 empty] | STYLES(OVER 2M) -1X2X2.05X0.075X0.0375=0.01153 | [6 empty] | SHUTTER WITH VERTICALS AND |  |  |  | 8.74 | Rmt. | TW beeding 15 x 12 mm | 45.7 | SQM | 399.418
[9 empty] | - |  |  |  |  | TOP RAIL AND BOTTOM RAILS |  |  |  | 6 | NO. | 5" ALU BUTT HINGES | 79.1 | NO. | 474.6
[7 empty] | RAILS(BELOW 2M)- 1X3X0.9X0.15X0.0375= 0.0152 | [6 empty] | WITH 9mm THICK MARINE GRADE |  |  |  | 4 | NO. | 200 mm x 12 mm Alu. Towerbolt | 68.5 | NO. | 274
[14 empty] | BWR PLYWOOD WITH |  |  |  | 2 | NO. | 6" Handle | 50.9 | NO. | 101.8
[14 empty] | I.O FITTINGS AS PER SCHEDULE E |  |  |  | 2 | NO. | NYLON BUSH | 7.3 | NO. | 14.6
[7 empty] | Plywood -1X1X0.775X0.64=0.496 | [6 empty] | 1200 x 2100mm |  |  |  | 10 | NO. | Sundries for brass scrwew | 2.37 | NO. | 23.7
[7 empty] | Plywood -1X1X0.985X0.775=0.763 |  |  | 1.26 |  |  |  | SHUTTER SIZE0-1.1 X 2.05 | 2.255 | sqm | [5 empty] | NO. | -
[14 empty] | STYLES(OVER 2M) -1X2X2.05X0.075X0.0375 | 0.011531 | cum |  |  |  | TOTAL FOR 1.74 sqm |  |  | 6879.894
[16 empty] | - | [6 empty] | -
[14 empty] | RAILS(BELOW 2M)- 1X3X1.1X0.15X0.0375 | 0.018562 | cum |  |  |  | RATE PER SQM |  |  | 3953.9621
[5 empty] | (a) |  | DOOR OF SIZE 1000 X2100 MM | [15 empty] | =
-
[5 empty] | 0.01153 | CUM | T.W.SCANTLING above 2M length | 111600 | CUM | 1286.748 |  |  |  | Plywood -1X1X0.625X0.975 | 0.60938
[5 empty] | 0.0152 | CUM | T.W.SCANTLING below 2M length | 99400 | CUM | 1510.88 |  |  |  | Plywood -1X2X1.025X0.425 | 0.99937 |  | 1.26 |  |  | French Window OF Size 1500 X2000 MM
[5 empty] | 1.26 | SQM | Phenol bonded BWR Plywood 9mm | 387.4 | SQM | 488.124 |  |  |  |  | 1.6087 | sqm |  | 2*2*0.075*.0375*1.95 |  | 0.021937
[5 empty] | 1.845 | SQM | LABOUR CHARGE | 1348.2 | SQM | 2487.429 | [7 empty] | 2*2*0.065*.0075*0.375 |  | 0.0073125
[5 empty] | 2 | NO. | 6"X1/2"ALU.TOWER BOLT | 57.2 | NO. | 114.4 | [9 empty] | 0.02925 | T.W
[5 empty] | 3 | NO. | 5" ALU BUTT HINGES | 79.1 | NO. | 237.3 |  | (a) |  | DOOR OF SIZE 1200 X2100 MM Double leaf |  |  |  | 2*0.65*1.95 |  | 2.535 | Labour charges
[5 empty] | 1 | NO. | 10"X5/8" ALU. ALDROP | 159.7 | NO. | 159.7 |  |  |  | - |  |  |  | 1*2*0.525*1.825 |  | 1.9163 | Glass panel
[5 empty] | 1 | NO. | NYLON BUSH | 7.3 | NO. | 7.3 |  | 0.011531 | CUM | T.W.SCANTLING above 2M length | 111600 | CUM | 1286.8875 | 2*2*(0.525+1.825) |  | 9.4 | Beeding
[5 empty] | 1 | NO. | ALU.HANDLE WITH C.P.SCREWS | 50.9 | NO. | 50.9 |  | 0.018562 | CUM | T.W.SCANTLING below 2M length | 99400 | CUM | 1845.1125
[5 empty] | 1 | NO. | DOOR STOPPER | 43.8 | NO. | 43.8 |  | 1.6087 | SQM | Phenol bonded BWR Plywood 9mm | 387.4 | SQM | 623.2297 |  |  | -
[7 empty] | Sundries for brass scrwew |  |  | 21.8 |  | 2.255 | SQM | LABOUR CHARGE | 1348.2 | SQM | 3040.191 | 0.00921 | CUM | T.W.SCANTLING belw 2M length | 99400 | CUM | 915.474
[7 empty] | TOTAL FOR 1.845 SQM |  |  | 6408.381 |  | 2 | NO. | 6"X1/2"ALU.TOWER BOLT | 57.2 | NO. | 114.4 | 0.6525 | SQM | 4mm thick pin headed glass | 208.8 | CUM | 136.242
[10 empty] | - |  | 3 | NO. | 5" ALU BUTT HINGES | 79.1 | NO. | 237.3 | 0.879 | SQM | LABOUR CHARGE | 1509.2 | SQM | 1326.5868
[7 empty] | RATE PER SQM |  |  | 3473.3772 |  | 1 | NO. | 10"X5/8" ALU. ALDROP | 159.7 | NO. | 159.7 | 4.325 | Rmt. | TW beeding 15 x 12 mm | 45.7 | SQM | 197.6525
[10 empty] | = |  | 1 | NO. | NYLON BUSH | 7.3 | NO. | 7.3 | 3 | NO. | 5" ALU BUTT HINGES | 79.1 | NO. | 237.3
[12 empty] | 1 | NO. | ALU.HANDLE WITH C.P.SCREWS | 50.9 | NO. | 50.9 | 2 | NO. | 200 mm x 12 mm Alu. Towerbolt | 68.5 | NO. | 137
[12 empty] | 1 | NO. | DOOR STOPPER | 43.8 | NO. | 43.8 | 1 | NO. | 6" Handle | 50.9 | NO. | 50.9
[12 empty] | 58 |  | Sundries for brass scrwew | 2.37 |  | 137.46 | 1 | NO. | NYLON BUSH | 7.3 | NO. | 7.3
[14 empty] | TOTAL FOR 2.255SQM |  |  | 7546.2807 | 36 | NO. | Sundries for brass scrwew | 2.37 | NO. | 85.32
[17 empty] | - |  |  |  |  | NO. | -
[7 empty] | Cement Paint two coat for old wall | [6 empty] | RATE PER SQM |  |  | 3346.466 |  |  | TOTAL FOR 2.535 sqm |  |  | 3093.7753
[17 empty] | = | [5 empty] | -
[5 empty] | 3.23 | kg | Cemant paint | 48.95 | kg | 158.1085 | [9 empty] | RATE PER SQM |  |  | 3519.6534
[5 empty] | 0.5 | nos | painter I | 861 | nos | 430.5 | [12 empty] | =
[5 empty] | 0.5 | nos | MAZDOOR I | 702.8 | nos | 351.4 |  |  | * | T.W.DOUBLE LEAF FULLY PANELLED
[5 empty] | 0.8 | nos | MAZDOOR II | 576.8 | nos | 461.44 |  |  |  | DOOR SHUTTER FOR DOOR OF SIZE
[5 empty] | 10 | Sqm | Thorouh scrapping p28/108 | 3.2 | Sqm | 32 |  |  |  | 1500 X 2400MM
[7 empty] | SUNDRIES | LS |  | 1.75 |  |  |  | -
[10 empty] | 1435.1985 |  |  |  | SHUTTER SIZE-1X2X.675X2.3125 | = | 3.122 | Sqm
143.5198
[11 empty] | 311.619 |  |  | STYLES(OVER 2M) -2X2X2.3125X0.15X0.0375 = 0.052 | = | 0.052 | Cum
[11 empty] | 602.7 |  |  | RAILS(BELOW 2M)-
[14 empty] | Top & Intermediate 2X3X0.675X0.15X0.0375 | = | 0.02278
[7 empty] | Cement Paint one coat for old wall |  |  |  | 1.5 |  |  | Bottom - 1X2X0.675X0.20X0.0375 = 0.010125 | = | 0.01013
[11 empty] | 915.819 |  |  |  |  | -
[5 empty] | 1.8 | kg | Cemant paint | 48.95 | kg | 88.11 | [5 empty] | 0.03291 | Cum
[5 empty] | 0.25 | nos | painter I | 861 | nos | 215.25 | 91.5819 |  |  |  |  | -
[5 empty] | 0.25 | nos | MAZDOOR I | 702.8 | nos | 175.7 |  |  |  | PLANKS -2X2X0.5875X.4X0.01875 |  | 0.0176
[5 empty] | 0.4 | nos | MAZDOOR II | 576.8 | nos | 230.72 |  |  |  | -1X2X0.5625X0.4X0.01875 |  | 0.0084
[5 empty] | 10 | Sqm | Thorouh scrapping | 3.2 | Sqm | 32 | [5 empty] | -
[7 empty] | SUNDRIES | ls |  | 1.6 | [5 empty] | 0.026 | Cum
[10 empty] | 743.38 | [5 empty] | -
[10 empty] | 74.338 |  | 0.052 | CUM | T.W SCANTLING ABOVE 2M LONG | 111600 | CUM | 5803.2
[12 empty] | 0.03291 | CUM | T.W SCANTLING BELOW 2M LONG | 99400 | CUM | 3271.254
[12 empty] | 0.026 | CUM | T.W PLANKS OVER 30 TO 45cm | 101921.4 | CUM | 2649.9564
[11 empty] | 520.146 |  |  | WIDE&12TO25mm T.K p-19 it-110 |  |  | 0
[7 empty] | PAINTING ONE COATS OVER OLD |  |  |  | 1033.2 | 3.122 | SQM | LABOUR FOR WROUGHT&PUTUP | 1617 | SQM | 5048.274
[7 empty] | IRON WORKS WITH IIND CLASS |  |  |  |  | 4 | NO | 6" Alu. DOOR HANDLE | 450 | NO. | 1800
[7 empty] | SYNTHETIC ENAMEL PAINT |  |  |  | 1.5 | 8 | NO. | 5"BUTT HINGS | 79.1 | NO. | 632.8
[11 empty] | 1554.846 | 4 | NO. | 10"X1/2"TOWER BOLT p46 95c | 86.3 | NO. | 345.2
[5 empty] | 1.11 | Lit | READY MIXED IIND CLASS PAINT | 223.2 | Lit | 247.752 |  | 1 | NO. | 12"X5/8"ALDROP p -46 96a | 185.2 | NO. | 185.2
[5 empty] | 0.7 | nos | PAINTER I | 861 | nos | 602.7 | 155.4846 | 2 | NO. | RUBBERBUSH 40 DIA & 60 MM LONG p -46 sl.100 | 22.7 | NO. | 45.4
[5 empty] | 10 | Sqm | Thorouh scrapping (p-31 slno.357 d) | 6.9 | Sqm | 69 |  | 2 | NO. | Alu. DOOR STOPPER p41 99 | 43.8 | NO. | 87.6 | 1.3112 | 21.1012
[7 empty] | SUNDRIES | LS |  | 1.9 |  | 118 | NO. | Sundries for brass scrwew | 2.37 | NO. | 279.66
[7 empty] | TOTAL FOR 10 SQM |  |  | 921.352 | [6 empty] | -
[14 empty] | TOTAL FOR 3.122 SQM |  |  | 20148.5444
[7 empty] | RATE PER SQM |  |  | 92.1352 | [6 empty] | -
[14 empty] | RATE PER SQM |  | Rs. | 6453.7298
[13 empty] | * | T.W.DOUBLE LEAF 2/3 Glazed and 1/3 PANELLED
DOOR SHUTTER FOR DOOR OF SIZE
[7 empty] | PAINTING ONE COATS OVER OLD | [6 empty] | 1500 X 2400MM
[7 empty] | WOOD WORKS WITH IIND CLASS |  |  |  | 421.848 |  |  | -
[7 empty] | SYNTHETIC ENAMEL PAINT |  |  |  | 947.1 |  |  | SHUTTER SIZE-1X2X.675X2.3125 | = | 3.122 | Sqm
[5 empty] | 1.33 | Lit | READY MIXED IIND CLASS PAINT | 234.3 | Lit | 311.619 | 1.9 |  |  | STYLES(OVER 2M) -2X2X2.3125X0.15X0.0375 = 0.052 | = | 0.052 | Cum
[5 empty] | 0.7 | nos | PAINTER I | 861 | nos | 602.7 | 1370.848 |  |  | RAILS(BELOW 2M)-
[5 empty] | 10 | Sqm | Thorouh scrapping (p-31 slno.112) | 7.4 | Sqm | 74 |  |  |  |  | = | 0.02278
[7 empty] | SUNDRIES | LS |  | 1.5 |  |  |  | Bottom - 1X2X0.675X0.20X0.0375 = 0.010125 | = | 0.01013
[7 empty] | TOTAL FOR 10 SQM |  |  | 989.819 | [5 empty] | -----------------
[16 empty] | 0.03291 | Cum
[7 empty] | RATE PER SQM |  |  | 98.9819 | [5 empty] | -----------------
[14 empty] | 5.5 MM THK. GLASS -2X2X0.5875X.40 |  | 0.94 | Sqm
[14 empty] | PLANKS -1X2X0.5625X0.4X0.01875 |  | 0.0084 | Cum
[14 empty] | T.W. Beeding - 2 x 2 x 1.975 |  | 7.9 | Rmt
[7 empty] | PAINTING TWO COATS OVER OLD |  |  |  |  | 0.052 | CUM | T.W SCANTLING ABOVE 2M LONG | 111600 | CUM | 5803.2
[7 empty] | WOOD WORKS WITH IIND CLASS |  |  |  |  | 0.03291 | CUM | T.W SCANTLING BELOW 2M LONG | 99400 | CUM | 3271.254
[7 empty] | SYNTHETIC ENAMEL PAINT |  |  |  |  | 0.0084 | CUM | T.W PLANKS OVER 30 TO 45cm | 101921.4 | CUM | 856.1398
[14 empty] | WIDE&12TO25mm T.K p19 sl.110 |  |  | 0
[5 empty] | 2.22 | Lit | READY MIXED IIND CLASS PAINT | 234.3 | Lit | 520.146 |  | 0.94 | SQM | 5.5 MM THICK PLAIN GLASS p49 sl.126 | 355.5 | SQM | 334.17
[5 empty] | 1.2 | nos | PAINTER I | 861 | nos | 1033.2 |  | 7.9 | RMT | T.W. beeding 15mm x 12 mm p46 85a | 15.15 | Rmt | 119.685
[5 empty] | 10 | Sqm | Thorouh scrapping | 7.4 | Sqm | 74 |  | 3.122 | SQM | LABOUR FOR WROUGHT&PUTUP p33 sl.146 /4 | 1078 | SQM | 3365.516
[7 empty] | SUNDRIES | LS |  | 1.5 |  | 4 | NO | 6" Alu. DOOR HANDLE p41/84 | 50.9 | NO. | 203.6
[7 empty] | TOTAL FOR 10 SQM |  |  | 1628.846 |  | 8 | NO. | 5"BUTT HINGS p40/77a | 79.1 | NO. | 632.8
[12 empty] | 4 | NO. | 10"X1/2"TOWER BOLT | 86.3 | NO. | 345.2
[7 empty] | RATE PER SQM |  |  | 162.8846 |  | 1 | NO. | 12"X5/8"ALDROP | 185.2 | NO. | 185.2
[11 empty] | 279 | 2 | NO. | RUBBERBUSH 40 DIA & 60 MM LONG | 22.7 | NO. | 45.4
[11 empty] | 215.25 | 2 | NO. | Alu. DOOR STOPPER | 43.8 | NO. | 87.6
[11 empty] | 175.7 | 118 | NO. | Sundries for brass scrwew | 2.37 | NO. | 279.66
[11 empty] | 230.72 | [5 empty] | -
[11 empty] | 1.65 |  |  | TOTAL FOR 3.122 SQM |  |  | 15529.4248
[7 empty] | PAINTING TWO COATS OVER OLD | [9 empty] | -
[7 empty] | IRON WORKS WITH IIND CLASS | [6 empty] | RATE PER SQM |  | Rs. | 4974.1911
[7 empty] | SYNTHETIC ENAMEL PAINT |  |  |  | 902.32 |  | * | T.W.DOUBLE LEAF FULLY PANELLED
DOOR SHUTTER FOR DOOR OF SIZE
[5 empty] | 1.89 | Lit | READY MIXED IIND CLASS PAINT | 223.2 | Lit | 421.848 | 90.232 |  |  | 1200 X 2400MM
[5 empty] | 1.1 | nos | PAINTER I | 861 | nos | 947.1 |  |  |  | -
[5 empty] | 10 | Sqm | Thorouh scrapping | 6.5 | Sqm | 65 |  |  |  | SHUTTER SIZE-1X2X.525X2.3125 | = | 2.428 | Sqm
[7 empty] | SUNDRIES | LS |  | 1.9
[7 empty] | TOTAL FOR 10 SQM |  |  | 1435.848 |  |  |  | STYLES(OVER 2M) -2X2X2.3125X0.15X0.0375 = 0.052 | = | 0.052 | Cum |  | Ornamental TW panelled Door 1800X2400 Double leaves
[14 empty] | RAILS(BELOW 2M)- |  |  |  |  | Data and non scheduled items as per CER 2008-09 for PERURANI Scheme)
[7 empty] | RATE PER SQM |  |  | 143.5848 |  |  |  | Top & Intermediate 2X3X0.525X0.15X0.0375 | = | 0.017719 |  | 0.063 | CUM | T.W SCANTLING above 2m | 111600 | CUM | 7030.8
[14 empty] | Bottom - 1X2X0.525X0.20X0.0375 = 0.010125 | = | 0.007875 |  | 0.048 | CUM | T.W SCANTLING BELOW 2m | 99400 | CUM | 4771.2
[7 empty] | FINISHING THE TOP OF FLOORING | [8 empty] | - |  | 1.54 | SQM | labour charges for carving work | 2152 | Sqm | 3314.08
[7 empty] | WITH C.M(1:5)20mm THICK | [8 empty] | 0.02559 | Cum | 0.039 | CUM | T.W PLANKS (15.30 CM) (12 TO 25CM THICK) | 95000 | CUM | 3705
[16 empty] | - |  | 3.488 | SQM | LABOUR CHARGES FOR WROUGHT AND PUT UP | 1617 | SQM | 5640.096
[5 empty] | 0.22 | CUM | CEMENT MORTAR(1:5) | 3909.1 | CUM | 860.002 |  |  |  | PLANKS -2X2X0.25X.5875X0.01875 |  | 0.011 |  | 6 | NOS | Brass hinges 6" | 79 | Each | 474
[5 empty] | 2.2 | NO | MASON I | 1076.6 | NO | 2368.52 |  |  |  | -1X2X0.5625X0.25X0.01875 |  | 0.0053 |  | 1 | NOS | 16" brass tower bolt | 260 | Each | 260
[5 empty] | 0.5 | NO | MAZDOOR I | 702.8 | NO | 351.4 | [5 empty] | - |  | 2 | NOS | 8" brass tower bolt | 130 | Each | 260
[5 empty] | 3.2 | NO | MAZDOOR II | 576.8 | NO | 1845.76 | [5 empty] | 0.0163 | Cum | 2 | NOS | 10" brass tower bolt | 165 | Each | 330
[5 empty] | 10 | sqm | Removal of old cement mortor racking out joints 20mm deep p-30/107/321 | 7.7 | sqm | 77 | [5 empty] | - |  | 1 | NOS | 7" mortice lock with brass handle985 | 985 | Each | 985
[10 empty] | - |  | 0.052 | CUM | T.W SCANTLING ABOVE 2M LONG | 111600 | CUM | 5803.2 | 2 | NOS | 12" majestic door handle | 450 | Each | 900
[7 empty] | TOTAL FOR 10 SQM |  |  | 5502.682 |  | 0.02559 | CUM | T.W SCANTLING BELOW 2M LONG | 99400 | CUM | 2543.646 | 0 | Nos | Brass screws not necessary as there is brass fittings | 2.37 | Each | 0
[10 empty] | - |  | 0.0163 | CUM | T.W PLANKS OVER 15 TO 30cm | 95000 | CUM | 1548.5 |  |  | RATE for 3.0225 SQM |  |  | 27670.176
[7 empty] | RATE PER SQM |  |  | 550.2682 |  |  |  | WIDE&12TO25mm T.K |  |  | 0 | [5 empty] | ============
[10 empty] | = |  | 2.428 | SQM | LABOUR FOR WROUGHT&PUTUP | 1617 | SQM | 3926.076 |  |  | RATE FOR 1 SQM |  |  | 7932.9633
[10 empty] | 61000 |  | 4 | NO | 6" Alu. DOOR HANDLE | 50.9 | NO. | 203.6 | [5 empty] | ============
[12 empty] | 8 | NO. | 5"BUTT HINGS | 79.1 | NO. | 632.8
[5 empty] | 38.2 | * | Matt paint one coat |  |  |  |  | 4 | NO. | 10"X1/2"TOWER BOLT | 86.3 | NO. | 345.2
[7 empty] | =========== |  |  |  |  | 1 | NO. | 12"X5/8"ALDROP | 185.2 | NO. | 185.2
[5 empty] | 1.8 | Lts | Matt paint | 155 | Lts | 279 |  | 2 | NO. | RUBBERBUSH 40 DIA & 60 MM LONG | 22.7 | NO. | 45.4
[5 empty] | 0.25 | No. | Painter Ist | 861 | No. | 215.25 |  | 2 | NO. | Alu. DOOR STOPPER | 43.8 | NO. | 87.6
[5 empty] | 0.25 | No. | Mazdoor Ist | 702.8 | No. | 175.7 |  | 118 | NO. | Sundries for brass scrwew | 2.37 |  | 279.66
[5 empty] | 0.4 | No. | Mazdoor IInd | 576.8 | No. | 230.72 | [6 empty] | -
[6 empty] | L.S | SUNDRIES FOR BRUSH ETC |  | L.S | 1.65 |  |  |  | TOTAL FOR 2.428 SQM |  |  | 15600.882
[5 empty] | 10 |  | Thorough scrapping | 3.2 | sqm | 32 | [6 empty] | -
[10 empty] | - |  |  |  | RATE PER SQM |  | Rs. | 6425.4044
[7 empty] | Total for 10 Sqm |  |  | 934.32 |  |  | * | BWR DOUBLE LEAF FULLY PANELLED
[10 empty] | - |  |  |  | DOOR SHUTTER FOR DOOR OF SIZE
[7 empty] | Rate for one Sqm. |  |  | 93.432 |  |  |  | 1200 X 2400MM
[10 empty] | = |  |  |  | -
[6 empty] | Ornamental TW panelled Door 1800X2100 Double leaves | [7 empty] | SHUTTER SIZE-1X2X.525X2.3125 | = | 2.428 | Sqm
Data and non scheduled items as per CER 2008-09 for PERURANI Scheme)
[14 empty] | STYLES(OVER 2M) -2X2X2.3125X0.15X0.0375 = 0.052 | = | 0.052 | Cum
[5 empty] | 0.103 | CUM | T.W SCANTLING BELOW 2m | 99400 | CUM | 10238.2 |  |  |  | RAILS(BELOW 2M)-
[5 empty] | 1.32 | SQM | labour charges for carving work | 2152 | Sqm | 2840.64 |  |  |  | Top & Intermediate 2X3X0.525X0.15X0.0375 | = | 0.017719
[5 empty] | 0.033 | CUM | T.W PLANKS (15.30 CM) (12 TO 25CM THICK) | 95000 | CUM | 3135 |  |  |  | Bottom - 1X2X0.525X0.20X0.0375 = 0.010125 | = | 0.007875
[5 empty] | 3.0225 | SQM | LABOUR CHARGES FOR WROUGHT AND PUT UP | 1617 | SQM | 4887.3825 | [5 empty] | -
[5 empty] | 6 | NOS | Brass hinges 6" | 79 | Each | 474 | [5 empty] | 0.02559 | Cum
[5 empty] | 1 | NOS | 16" brass tower bolt | 260 | Each | 260 | [5 empty] | -
[5 empty] | 2 | NOS | 8" brass tower bolt | 130 | Each | 260 |  |  |  | PLANKS BWR 9mm thick. -2X2X0.25X.5875 |  | 0.5875
[5 empty] | 2 | NOS | 10" brass tower bolt | 165 | Each | 330 |  |  |  | -1X2X0.5625X0.25 |  | 0.2813
[5 empty] | 1 | NOS | 7" mortice lock with brass handle985 | 985 | Each | 985 | [5 empty] | -
[5 empty] | 2 | NOS | 12" majestic door handle | 450 | Each | 900 | [5 empty] | 0.8688 | Sqm
[5 empty] | 0 | Nos | Brass screws not necessary as there is brass fittings | 2.37 | Each | 0 | [5 empty] | -
[7 empty] | RATE for 3.0225 SQM |  |  | 24310.2225 |  | 0.052 | CUM | T.W SCANTLING ABOVE 2M LONG | 111600 | CUM | 5803.2
[10 empty] | ============ |  | 0.02559 | CUM | T.W SCANTLING BELOW 2M LONG | 99400 | CUM | 2543.646
[7 empty] | RATE FOR 1 SQM |  |  | 8043.0844 |  | 0.87 | SQM | Phenol bonded BWR Plywood 9mm | 387.4 | CUM | 337.038
[10 empty] | ============ |  | 2.428 | SQM | LABOUR FOR WROUGHT&PUTUP | 1348.2 | SQM | 3273.4296
[12 empty] | 4 | NO | 6" Alu. DOOR HANDLE | 50.9 | NO. | 203.6
[12 empty] | 8 | NO. | 5"BUTT HINGS | 79.1 | NO. | 632.8
[6 empty] | c. | 1200MMX2100MM SIZE OF DOOR FRAME |  |  |  |  | 4 | NO. | 10"X1/2"TOWER BOLT | 86.3 | NO. | 345.2
[7 empty] | ------------------------------- |  |  |  |  | 1 | NO. | 12"X5/8"ALDROP | 185.2 | NO. | 185.2
[5 empty] | 0.065 | CUM | R.C.C.IN C.C 1:1.5:3 | 8712.644 | CUM | 566.3219 |  | 2 | NO. | RUBBERBUSH 40 DIA & 60 MM LONG | 22.7 | NO. | 45.4
[5 empty] | 8.45 | Kg | FAB OF M.S STEEL | 78120.5 | M.T | 660.1182 |  | 2 | NO. | Alu. DOOR STOPPER | 43.8 | NO. | 87.6
[5 empty] | 3 | NO. | HANGER BRACKET | 14.8 | NO. | 44.4 |  |  |  | Sundries for brass scrwew |  |  | 279.66
[5 empty] | 12 | NO. | ALU.SLEEVES | 2 | NO. | 24 | [6 empty] | -
[5 empty] | 2 | NO. | TOWER BOLT RECEIVER | 4.9 | NO. | 9.8 |  |  |  | TOTAL FOR 2.428 SQM |  |  | 13736.7736
[5 empty] | 6 | NO. | TAILNUT FOR BOLT | 4.45 | NO. | 26.7 | [6 empty] | -
[5 empty] | 1 | NO. | MASON Ist | 1076.6 | NO. | 1076.6 |  |  |  | RATE PER SQM |  | Rs. | 5657.6498
[5 empty] | 1 | NO. | MAZDOOR Ist | 702.8 | NO. | 702.8 |  |  | * | BWR DOUBLE LEAF 2/3 Glazed and 1/3 PANELLED
[5 empty] | 1 | NO. | MOULDING CHARGES | 25 | NO. | 25 |  |  |  | DOOR SHUTTER FOR DOOR OF SIZE
[5 empty] | 0.5 | NO. | HANDLING CHARGES MAZDOOR-II | 576.8 | NO. | 288.4 |  |  |  | 1500 X 2400MM
[6 empty] | L.S | ADD FOR OIL,CONVEYANCE ETC., | 0 | L.S | 2.1 |  |  |  | -
[8 empty] | 0 |  | - |  |  |  | SHUTTER SIZE-1X2X.675X2.3125 | = | 3.122 | Sqm
[7 empty] | TOTAL FOR 1 NO |  |  | 3426.2401
[10 empty] | - |  |  |  | STYLES(OVER 2M) -2X2X2.3125X0.15X0.0375 = 0.052 | = | 0.052 | Cum
RAILS(BELOW 2M)-
[14 empty] | Top & Intermediate 2X3X0.675X0.15X0.0375 | = | 0.02278
[6 empty] | TW panelled Door 1800X2400 Double leaves | [7 empty] | Bottom - 1X2X0.675X0.20X0.0375 = 0.010125 | = | 0.010125
[6 empty] | Shutter size 2 x 0.85 x 2.325m | [9 empty] | -----------------
[16 empty] | 0.03291 | Cum
[5 empty] | 0.02616 | CUM | T.W SCANTLING above 2m | 111600 | CUM | 2919.456 | [5 empty] | -----------------
[5 empty] | 0.04781 | CUM | T.W SCANTLING below 2m | 99400 | CUM | 4752.314 |  |  |  | 5.5 MM THK. GLASS -2X2X0.5875X.40 |  | 0.94 | Sqm
[5 empty] | 0.04588 | CUM | T.W PLANKS (12-25 CM) (30 TO 45CM THICK) it-116 iii p-21 | 107000 | CUM | 4909.16 |  |  |  | PLANKS BWR 9mm thick -1X2X0.5625X0.4 |  | 0.45 | Cum
[5 empty] | 3.95 | SQM | LABOUR CHARGES FOR WROUGHT AND PUT UP | 1617 | SQM | 6387.15 |  |  |  | T.W. Beeding - 2 x 2 x 1.975 |  | 7.9 | Rmt
[5 empty] | 2 | NOS | DOOR HANDLE 6" | 50.9 | Each | 101.8
[5 empty] | 6 | NOS | 5" BUTT HINGES | 79.1 | Each | 474.6 |  | 0.052 | CUM | T.W SCANTLING ABOVE 2M LONG | 111600 | CUM | 5803.2
[5 empty] | 4 | NOS | 6" X .6" TOWER BOLTS | 86.3 | Each | 345.2 |  | 0.03291 | CUM | T.W SCANTLING BELOW 2M LONG | 99400 | CUM | 3271.254
[5 empty] | 1 | NOS | 10" X 5/8" ALDROPS | 185.2 | Each | 185.2 |  | 0.45 | SQM | Phenol bonded BWR Plywood 9mm | 387.4 | CUM | 174.33
[5 empty] | 2 | NOS | Rubber Bush | 22.7 | Each | 45.4 |  | 0.94 | SQM | 5.5 MM THICK PLAIN GLASS | 355.5 | SQM | 334.17
[5 empty] | 2 | NOS | DOOR STOPPER | 43.8 | Each | 87.6 |  | 7.9 | RMT | T.W. beeding 15mm x 12 mm | 15.15 |  | 119.685
[5 empty] | 10 |  | Brassscrews | 2.37 |  | 24.3 |  | 3.122 | SQM | LABOUR FOR WROUGHT&PUTUP | 1078 | SQM | 3365.516
[7 empty] | RATE PER SQM |  |  | 20232.18 |  | 4 | NO | 6" Alu. DOOR HANDLE | 50.9 | NO. | 203.6
[10 empty] | ============ |  | 8 | NO. | 5"BUTT HINGS | 79.1 | NO. | 632.8
[7 empty] | RATE PER SQM |  |  | 5122.0709 |  | 4 | NO. | 10"X1/2"TOWER BOLT | 86.3 | NO. | 345.2
[10 empty] | ============ |  | 1 | NO. | 12"X5/8"ALDROP | 185.2 | NO. | 185.2
[12 empty] | 2 | NO. | RUBBERBUSH 40 DIA & 60 MM LONG | 22.7 | NO. | 45.4
[12 empty] | 2 | NO. | Alu. DOOR STOPPER | 43.8 | NO. | 87.6
[12 empty] | 118 | NO. | Sundries for brass scrwew | 2.37 | NO. | 279.66
[6 empty] | * | PAINTING TWO COATS OVER NEW (as per PWD Standard Data) | [9 empty] | -
[7 empty] | PLASTERED SURFACE WITH | [6 empty] | TOTAL FOR 3.122 SQM |  |  | 14847.615
[7 empty] | OBD | [9 empty] | -
[7 empty] | - | [6 empty] | RATE PER SQM |  | Rs. | 4755.8024
[5 empty] | 1.34 | Kg | OBD p-50 sl.129 | 72.4 | Kg | 97.016
[5 empty] | 0.5 | NO | PAINTER I | 861 | NO | 430.5
[5 empty] | 0.5 | NO | MAZDOOR I | 702.8 | NO | 351.4 |  |  | * | BWR SINGLE LEAF FULLY PANELLED
[5 empty] | 0.8 | NO | MAZDOOR II | 576.8 | NO | 461.44 |  |  |  | DOOR SHUTTER FOR DOOR OF SIZE
[6 empty] | L.S | SUNDRIES FOR BRUSHES,ETC |  | L.S | 2.6 |  |  |  | 900 X 2400MM
[10 empty] | - |  |  |  | -
[7 empty] | TOTAL FOR 10 SQM |  |  | 1342.956 |  |  |  | SHUTTER SIZE-1X.75X2.3125 | = | 1.734 | Sqm
-
[7 empty] | RATE PER SQM |  |  | 134.2956 |  |  |  | STYLES(OVER 2M) -1X3X2.3125X0.15X0.0375 = 0.052 | = | 0.039 | Cum
RAILS(BELOW 2M)-
[14 empty] | Top & Intermediate 1X3X0.75X0.15X0.0375 | = | 0.01266
[7 empty] | Plastic Emulsion PAINT two coat for old wall | [6 empty] | Bottom - 1X0.75X0.20X0.0375 = 0.010125 | = | 0.005625
-
[5 empty] | 1.4 | LIT | Plastic Emulsion PAINT | 289.8 | LIT | 405.72 | [5 empty] | 0.01829 | Cum
[5 empty] | 1.5 | NO | Painter I | 861 | NO | 1291.5 | [5 empty] | -
[5 empty] | 10 | Sqm | Thorouh scrapping p28/108 | 3.2 | Sqm | 32 |  |  |  | PLANKS BWR 9mm thick. -2X2X0.175X.5875 |  | 0.4113
[7 empty] | SUNDRIES | ls |  | 1.6 |  |  |  | -1X2X0.5625X0.175 |  | 0.1969
[7 empty] | TOTAL FOR 10 SQM |  |  | 1730.82 | [5 empty] | -
[7 empty] | RATE PER SQM |  |  | 173.082 | [5 empty] | 0.6082
-
[12 empty] | 0.039 | CUM | T.W SCANTLING ABOVE 2M LONG | 111600 | CUM | 4352.4
[12 empty] | 0.01829 | CUM | T.W SCANTLING BELOW 2M LONG | 99400 | CUM | 1818.026
[12 empty] | 0.6082 | SQM | Phenol bonded BWR Plywood 9mm | 387.4 | CUM | 235.6167
[12 empty] | 1.734 | SQM | LABOUR FOR WROUGHT&PUTUP | 1078 | SQM | 1869.252
[7 empty] | Plastic Emulsion PAINT one coat for old wall |  |  |  |  | 2 | NO | 6" Alu. DOOR HANDLE | 50.9 | NO. | 101.8
[12 empty] | 4 | NO. | 5"BUTT HINGS | 79.1 | NO. | 316.4
[5 empty] | 0.8 | LIT | Plastic Emulsion PAINT | 289.8 | LIT | 231.84 |  | 2 | NO. | 10"X1/2"TOWER BOLT | 86.3 | NO. | 172.6
[5 empty] | 0.7 | NO | Painter I | 861 | NO | 602.7 |  | 1 | NO. | 12"X5/8"ALDROP | 185.2 | NO. | 185.2
[5 empty] | 10 | Sqm | Thorouh scrapping p28/108 | 3.2 | Sqm | 32 |  | 1 | NO. | RUBBERBUSH 40 DIA & 60 MM LONG | 22.7 | NO. | 22.7
[7 empty] | SUNDRIES | ls |  | 1.6 |  | 1 | NO. | Alu. DOOR STOPPER | 43.8 | NO. | 43.8
[7 empty] | TOTAL FOR 10 SQM |  |  | 868.14 |  | 58 | NO. | Sundries for brass scrwew | 2.37 | NO. | 137.46
[7 empty] | RATE PER SQM |  |  | 86.814 | [6 empty] | -
[14 empty] | TOTAL FOR 1.734 SQM |  |  | 9255.2547
-
[14 empty] | RATE PER SQM |  | Rs. | 5337.5171
[7 empty] | STYLES(OVER 2M) -1X3X2.3125X0.15X0.0375 = 0.052 | = | 0.039 | Cum | [6 empty] | =
[7 empty] | RAILS(BELOW 2M)- | [5 empty] | * | BWR SINGLE LEAF FULLY PANELLED
[7 empty] | Top & Intermediate 1X3X0.9X0.15X0.0375 | = | 0.01519 |  |  |  |  | DOOR SHUTTER FOR DOOR OF SIZE
[7 empty] | Bottom - 1X1X0.9X0.20X0.0375 | = | 0.00675 |  |  |  |  | 1050 X 2400MM
[9 empty] | - |  |  |  |  | -
[9 empty] | 0.02194 | Cum |  |  |  | SHUTTER SIZE-1X.90 X 2.3125 | = | 2.081 | Sqm
-
[7 empty] | PLANKS BWR 9mm thick. -2X2X0.25X.5875 |  | 0.5875 |  |  |  |  | STYLES(OVER 2M) -1X3X2.3125X0.15X0.0375 = 0.052 | = | 0.039 | Cum
[7 empty] | -1X2X0.5625X0.25 |  | 0.2813 |  |  |  |  | RAILS(BELOW 2M)-
[9 empty] | - |  |  |  |  | Top & Intermediate 1X3X0.9X0.15X0.0375 | = | 0.01519
[9 empty] | 0.8688 |  |  |  |  | Bottom - 1X1X0.9X0.20X0.0375 | = | 0.00675
[9 empty] | - | [6 empty] | -
[5 empty] | 0.039 | CUM | T.W SCANTLING ABOVE 2M LONG | 111600 | CUM | 2868.26 | [5 empty] | 0.02194 | Cum
[5 empty] | 0.02194 | CUM | T.W SCANTLING BELOW 2M LONG | 99400 | CUM | 1435.86 | [5 empty] | -
[5 empty] | 0.8688 | SQM | Phenol bonded BWR Plywood 9mm | 0 | CUM | 336.66 |  |  |  | PLANKS BWR 9mm thick. -2X2X0.25X.5875 |  | 0.5875
[5 empty] | 2.081 | SQM | LABOUR FOR WROUGHT&PUTUP | 363 | SQM | 755.4 |  |  |  | -1X2X0.5625X0.25 |  | 0.2813
[5 empty] | 2 | NO | 6" Alu. DOOR HANDLE p41 80b | 50.9 | NO. | 84 | [5 empty] | -
[5 empty] | 4 | NO. | 5"BUTT HINGS p40 77a | 79.1 | NO. | 232 | [5 empty] | 0.8688
[5 empty] | 2 | NO. | 10"X1/2"TOWER BOLT p 40 78c | 86.3 | NO. | 126 | [5 empty] | -
[5 empty] | 1 | NO. | 12"X5/8"ALDROP p41 79a | 185.2 | NO. | 152 |  | 0.039 | CUM | T.W SCANTLING ABOVE 2M LONG | 111600 | CUM | 4352.4
[5 empty] | 1 | NO. | RUBBERBUSH 40 DIA & 60 MM LONG | 22.7 | NO. | 20 |  | 0.02194 | CUM | T.W SCANTLING BELOW 2M LONG | 99400 | CUM | 2180.836
[5 empty] | 1 | NO. | Alu. DOOR STOPPER | 43.8 | NO. | 37 |  | 0.8688 | SQM | Phenol bonded BWR Plywood 9mm | 387.4 | CUM | 336.5731
[7 empty] | Sundries for brass scrwew |  |  |  |  | 2.081 | SQM | LABOUR FOR WROUGHT&PUTUP | 1348.2 | SQM | 2805.6042
[10 empty] | - |  | 2 | NO | 6" Alu. DOOR HANDLE | 50.9 | NO. | 101.8
[7 empty] | TOTAL FOR 2.081 SQM |  |  | 6067.81 |  | 4 | NO. | 5"BUTT HINGS | 79.1 | NO. | 316.4
[10 empty] | - |  | 2 | NO. | 10"X1/2"TOWER BOLT | 86.3 | NO. | 172.6
[7 empty] | RATE PER SQM |  | Rs. | 2915.81 |  | 1 | NO. | 12"X5/8"ALDROP | 185.2 | NO. | 185.2
[10 empty] | = |  | 1 | NO. | RUBBERBUSH 40 DIA & 60 MM LONG | 22.7 | NO. | 22.7
[12 empty] | 1 | NO. | Alu. DOOR STOPPER | 43.8 | NO. | 43.8
[12 empty] | 58 | NO. | Sundries for brass scrwew | 2.37 |  | 137.46
-
[7 empty] | T.W DOOR SHUTTER TWO LEAVES(2000 X 2400 mm) WITH BRASS FITINGS | [6 empty] | TOTAL FOR 2.081 SQM |  |  | 10655.3733
-
[5 empty] | SHUTTER AREA = 2X0.95 X 2.325 |  |  | 4.4175 | [5 empty] | RATE PER SQM |  | Rs. | 5120.3139
[5 empty] | STYLES (OVER 2m) = 2 X 2 X 2.325 X 0.075 X 0.0375 = 0.0228 |  |  | 0.026156 | [8 empty] | =
[5 empty] | RAILS (BELOW 2M) = 2 X 3 X 0.95 X 0.15 X 0.0375 |  |  | 0.032062
[5 empty] | Bottom | 2x 2X 0.95 X 0.075 X 0.0375 |  | 0.010687
0.04275
[5 empty] | PLANKS : 2 X 4 X 0.825 X 0.36 X 0.01875 |  |  | 0.04455
[5 empty] | 2 X 1 X 0.825 X 0.36 X 0.01875 |  |  | 0.011137
0.055688
[7 empty] | MAIN DATA | [5 empty] | * | T.W.DOUBLE LEAF 2/3 Glazed and 1/3 PANELLED
DOOR SHUTTER FOR DOOR OF SIZE
[5 empty] | 0.026156 | CUM | T.W SCANTLING over 2m | 111600 | CUM | 2919.0375 |  |  |  | 1200 X 2400MM
[5 empty] | 0.04275 | CUM | T.W SCANTLING below 2m | 99400 | CUM | 4249.35 |  |  |  | -
[5 empty] | 0.055688 | CUM | T.W PLANKS (30 to 45 CM) (12 TO 25CM THICK) | 101921.4 | CUM | 5675.748 |  |  |  | SHUTTER SIZE-1X2X.525X2.3125 | = | 2.428 | Sqm
[5 empty] | 4.4175 | SQM | LABOUR CHARGES FOR WROUGHT AND PUT UP | 1617 | SQM | 7143.0975
[5 empty] | 2 | NOS | DOOR HANDLE Mejastic | 450 | Each | 900 |  |  |  | STYLES(OVER 2M) -2X2X2.3125X0.15X0.0375 = 0.052 | = | 0.052 | Cum
[5 empty] | 6 | NOS | 6" Brass HINGES | 79 | Each | 474 |  |  |  | RAILS(BELOW 2M)-
[5 empty] | 4 | NOS | 8" BRASS TOWER BOLTS | 130 | Each | 520 |  |  |  | Top & Intermediate 2X3X0.525X0.15X0.0375 | = | 0.01772
[5 empty] | 1 | NOS | Mortice lock with handle | 985 | Each | 985 |  |  |  | Bottom - 1X2X0.525X0.20X0.0375 = 0.010125 | = | 0.007875
[5 empty] | 2 | NOS | RUBBER BUSH | 21.5 | Each | 43 | [5 empty] | -
[5 empty] | 2 | NOS | DOOR STOPPER | 43.8 | Each | 87.6 | [5 empty] | 0.0256 | Cum
[5 empty] | 130 | NOS | Brass screw | 2.37 |  | 308.1 | [5 empty] | -
[14 empty] | 5.5 MM THK. GLASS -2X2X0.5875X0.25 |  | 0.5875 | Sqm
[7 empty] | RATE FOR 4.4175 SQM |  |  | 23304.933 |  |  |  | PLANKS -1X2X0.5625X0.25x0.01875 |  | 0.0053 | Cum
[10 empty] | ============ |  |  |  | T.W. Beeding - 2 x 2 x 1.675 |  | 6.7 | Rmt
[7 empty] | RATE PER SQM |  |  | 5275.5932
[12 empty] | 0.052 | CUM | T.W SCANTLING ABOVE 2M LONG | 111600 | CUM | 5803.2
[12 empty] | 0.0256 | CUM | T.W SCANTLING BELOW 2M LONG | 99400 | CUM | 2544.64
[12 empty] | 0.0053 | CUM | T.W PLANKS OVER 30 TO 45cm | 101921.4 | CUM | 540.1834
[14 empty] | WIDE&12TO25mm T.K |  |  | 0
[12 empty] | 0.5875 | SQM | 5.5 MM THICK PLAIN GLASS | 355.5 | SQM | 208.8563
[12 empty] | 6.7 | RMT | T.W. beeding 15mm x 12 mm | 15.15 | Rmt | 101.505
[12 empty] | 2.428 | SQM | LABOUR FOR WROUGHT&PUTUP | 1078 | SQM | 2617.384
[12 empty] | 4 | NO | 6" Alu. DOOR HANDLE | 50.9 | NO. | 203.6
[12 empty] | 8 | NO. | 5"BUTT HINGS | 79.1 | NO. | 632.8
[12 empty] | 4 | NO. | 10"X1/2"TOWER BOLT | 86.3 | NO. | 345.2
[12 empty] | 1 | NO. | 12"X5/8"ALDROP | 185.2 | NO. | 185.2
[12 empty] | 2 | NO. | RUBBERBUSH 40 DIA & 60 MM LONG | 22.7 | NO. | 45.4
[12 empty] | 2 | NO. | Alu. DOOR STOPPER | 43.8 | NO. | 87.6
[12 empty] | 118 | NO. | Sundries for brass scrwew | 2.37 | NO. | 279.66
-
[5 empty] | 29.5 | * | Providing Acid proof tile flooring of | [6 empty] | TOTAL FOR 2.428 SQM |  |  | 13595.2287
[7 empty] | any size including pointing etc., | [9 empty] | -
[7 empty] | as directed by the Dept.Officers. | [6 empty] | RATE PER SQM |  | Rs. | 5599.3528
[7 empty] | - | -
[5 empty] | 10 | SQM | COST Of acid proof tile (as per Krishnagiri DPO) | 412 | SQM | 4120
[5 empty] | 0.21 | CUM | C.M(1:3) | 5022.7 | CUM | 1054.767
[7 empty] | LABOUR FOR LAYING & POINTING |  |  |  |  | 29.5 | * | Providing Acid proof tile flooring of
[5 empty] | 1.1 | NO | MASON I | 1076.6 | NO | 1184.26 |  |  |  | any size including pointing etc.,
[5 empty] | 1.1 | NO | MASON II | 1005.2 | NO | 1105.72 |  |  |  | as directed by the Dept.Officers.
[5 empty] | 2.2 | NO | MAZDOOR I | 702.8 | NO | 1546.16 |  |  |  | - | -
[5 empty] | 2.2 | NO | MAZDOOR II | 576.8 | NO | 1268.96 |  | 10 | SQM | COST Of acid proof tile (as per Krishnagiri DPO) | 412 | SQM | 4120
[5 empty] | 20 | Kg | CEMENT | 5800 | M.T | 116 |  | 0.21 | CUM | C.M(1:3) | 5022.7 | CUM | 1054.767
[5 empty] | 2 | Kg | Grout | 36.1 | Kg | 72.2 |  |  |  | LABOUR FOR LAYING & POINTING | 0 |  | 0
[5 empty] | 1.6 | NO | MASON II | 1005.2 | NO | 1608.32 |  | 1.1 | NO | MASON I | 1076.6 | NO | 1184.26
[5 empty] | 0.5 | NO | MAZDOOR I | 702.8 | NO | 351.4 |  | 1.1 | NO | MASON II | 1005.2 | NO | 1105.72
[5 empty] | 1.1 | NO | MAZDOOR II | 576.8 | NO | 634.48 |  | 2.2 | NO | MAZDOOR I | 702.8 | NO | 1546.16
[6 empty] | L.S | SUNDRIES | 0 | L.S | 0 |  | 2.2 | NO | MAZDOOR II | 576.8 | NO | 1268.96
[10 empty] | - |  | 20 | Kg | CEMENT | 5800 | M.T | 116
[7 empty] | TOTAL FOR 10 SQM |  |  | 13062.267 |  | 2 | Kg | Colour pigment | 24.5 | Kg | 49
[10 empty] | - |  | 1.6 | NO | MASON II | 1005.2 | NO | 1608.32
[7 empty] | RATE PER SQM |  |  | 1306.2267 |  | 0.5 | NO | MAZDOOR I | 702.8 | NO | 351.4
[10 empty] | = |  | 1.1 | NO | MAZDOOR II | 576.8 | NO | 634.48
[13 empty] | L.S | SUNDRIES | 0 | L.S | 0
-
[14 empty] | TOTAL FOR 10 SQM |  |  | 13039.067
-
[6 empty] | 90 | S & F best indian 2/3 Glazed 1/3 Teak wood Panelled door shutter of size b)1500mmx2100mm | [6 empty] | RATE PER SQM |  |  | 1303.9067
[5 empty] | 0.0381 | CUM | T.W SCANTLING ABOVE 2m | 111600 | 0 | 4251.96 | [6 empty] | =
[5 empty] | 0.024 | CUM | T.W SCANTLING BELOW 2m | 99400 | 0 | 2385.6
[5 empty] | 0.01 | CUM | T.W PLANKS OVER 15TO 30cm | 95000 | 0 | 950
WIDE&12TO15mm T.K
[5 empty] | 1.05 | SQM | Glass 5.5mm thick | 355.5 | SQM | 373.275
[5 empty] | 12 | KG | M.S.Grill | 54.5 | KG | 654 | [7 empty] | /cum
[5 empty] | 2.85 | SQM | Labour charges for shutter glazed door | 1509.2 | SQM | 4301.22
[5 empty] | 6 | No | 5"BUTT HINGS | 110.17 | NO | 661.02
[5 empty] | 1 | No | 10"x5/8" Aldrop | 550 | NO | 550
[5 empty] | 3 | No | 6"X1/2"TOWER BOLT | 160 | NO | 480
[5 empty] | 2 | No | Alu.DOOR HANDLE WITH CP SCREWS (150mm long) | 160 | NO | 320
[5 empty] | 2 | No | DOOR STOPPER | 43.8 | NO | 87.6
[5 empty] | 2 | No | NYLONBUSH | 7.3 | NO | 14.6
[5 empty] | 1.05 | SQM | Painting two coats of M.S. Grill | 144.4104 | SQM | 151.6309
[5 empty] | 3.15 | SQM | Best varnishing two coats | 206.338 | SQM | 649.9647
[7 empty] | Sundries for brass screw | L.S |  | 279.66
=
[7 empty] | Total for Each |  |  | 16110.5306
=
Supply and laying of Hard core layer of 300mm consolidated thickness (10Sqm x .3m thick= 3.0 cum)
[5 empty] | 1.8 | CUM | Supply of 80-63mm metal 60% | 451.25 | CUM | 812.25
[5 empty] | 1.2 | CUM | Supply of 40-10mm metal 40% | 842.15 | CUM | 1010.58
[5 empty] | 0.6 | CUM | Supply of river sand for filling the voids at 20% | 2116.9 | CUM | 1270.14 |  |  |  | SUB DATA for hand rolling as per Highways SR
[5 empty] | 3 | CUM | Labour charges for placing metal and sand | 2238.18 | CUM | 6714.54
[12 empty] | 0.135 | CUM | MAZDOOR I | 702.8 | CUM | 94.878
[5 empty] | 3 | CUM | labour charges for watering and consolidation by power roller | 20.27 | CUM | 60.81
[14 empty] | Rate for 0.75m3 |  |  | 94.878
[5 empty] | 3 | CUM | Vibrator / Earth rammed | 31.65 | CUM | 94.95 |  |  |  | Rate for 1m3 |  |  | 126.504
[7 empty] | Sundries for watering through water set |  | L.S | 0.3 |  |  |  | SUB DATA for Labour Charges only
[7 empty] | For 3 m3 |  |  | 9963.57 |  | 1.8 | Nos | Mason II Class | 1005.2 | Each | 1809.36
[7 empty] | For 1m3 |  |  | 3321.19 |  | 17.7 | Nos | Mazdoor I Class | 702.8 | Each | 12439.56
[10 empty] | = |  | 14.1 | Nos | Mazdoor II Class | 576.8 | Each | 8132.88
[14 empty] | Rate for 10m3 |  |  | 22381.8
[14 empty] | Rate for 1m3 |  |  | 2238.18
Flush door shutter size 1200x2400 (Double leaf)
[7 empty] | shutter size 1200x2400 (Double leaf)=1.1 x 2.325 = | 2.56 | [5 empty] | Forpower rolling as per PWD SR 2017-18 it-71 b / P.25 |  |  | 20.27
[5 empty] | 2.56 | SQM | Solid core flush door shutter with TW palin -it-110 p-47 | 2211 | SQM | 5660.16
[5 empty] | 2.56 | SQM | Labour for Wrought & Putup p33/156b | 248 | SQM | 634.88
[5 empty] | 4 | NO | Door Handle with CP screws 6' p41/80b | 50.9 | NO | 203.6 |  |  |  | Flush door shutter size 1500x2400 (Double leaves)
[5 empty] | 10 | NO | 5" Butt Hings p40/77a | 79.1 | NO | 791 |  |  |  | shutter size 1500x2400 (Double leaves)=1.4 x 2.325 = | 3.255
[5 empty] | 3 | NO | 6"x1/2" Tower Bolt p40/78e | 57.2 | NO | 171.6 |  | 3.255 | SQM | Solid core flush door shutter with TW palin -it-93 p-43 | 2211 | SQM | 7196.805
[5 empty] | 1 | NO | 10"x5/8" Aldrop p41/79b | 159.7 | NO | 159.7 |  | 3.255 | SQM | Labour for Wrought & Putup (SR P.31,it-156) | 248 | SQM | 807.24
[5 empty] | 162 | NO | Brass Screws | 2.37 | NO | 383.94 |  | 4 | NO | Door Handle with CP screws 6' | 50.9 | NO | 203.6
[5 empty] | 2 | NO | Rubber bush p41/83 | 22.7 | NO | 45.4 |  | 10 | NO | 5" Butt Hings | 79.1 | NO | 791
[5 empty] | 2 | NO | Door Stopper | 43.8 | NO | 87.6 |  | 3 | NO | 6"x1/2" Tower Bolt | 57.2 | NO | 171.6
[5 empty] | 0.411 | SQM | Varnish Two Coats | 206.338 | SQM | 84.8049 |  | 1 | NO | 10"x5/8" Aldrop | 159.7 | NO | 159.7
[7 empty] | Rate for 2.23 Sqm |  |  | 8222.6849 |  | 162 | NO | Brass Screws | 2.37 | NO | 383.94
[7 empty] | Rate for 1 Sqm |  |  | 3211.9863 |  | 2 | NO | Rubber bush | 22.7 | NO | 45.4
[12 empty] | 2 | NO | Door Stopper | 43.8 | NO | 87.6
[12 empty] | 0 | SQM | Varnish Two Coats | 206.338 | SQM | 0
[7 empty] | Flush door shutter size 1000x2100 ( Single leaf) | [6 empty] | Rate for 3.26 Sqm |  |  | 9846.885 |  |  | Flush door shutter size 1000x2400 ( Single leaf) | [10 empty] | Flush door shutter size 900x2100 ( Single leaf)
[7 empty] | Shutter size (0.9 x 2.025) | 1.8225 | [5 empty] | Rate for 1 Sqm |  |  | 3025.1567 |  |  | Shutter size (0.9 x 2.325) | 2.0925 | [9 empty] | Shutter size (0.9 x 2.025) | 1.62
[5 empty] | 1.8225 | SQM | Solid core flush door shutter with TW palin | 2211 | SQM | 4029.5475 | [7 empty] | 2.0925 | SQM | Solid core flush door shutter with TW palin | 2211 | SQM | 4626.5175 | [5 empty] | 1.62 | SQM | Solid core flush door shutter with TW plain | 2211 | SQM | 3581.82
[5 empty] | 1.8225 | SQM | Labour for Wrought & Putup p33/156a | 161 | SQM | 293.4225 | [7 empty] | 2.0925 | SQM | Labour for Wrought & Putup | 161 | SQM | 336.8925 | [5 empty] | 1.62 | SQM | Labour for Wrought & Putup p31/156a | 161 | SQM | 260.82
[5 empty] | 2 | NO | Door Handle with CP screws 6' | 50.9 | NO | 101.8 |  |  |  | Flush door shutter size 1200x2400 ( Single leaf) |  |  |  | 2 | NO | Door Handle with CP screws 6' | 50.9 | NO | 101.8 | [5 empty] | 2 | NO | Door Handle with CP screws 6' | 50.9 | NO | 101.8
[5 empty] | 5 | NO | 5" Butt Hings | 79.1 | NO | 395.5 |  |  |  | shutter size 1200x2400 (Double leaves)=1.1 x 2.325 = | 2.5575 |  |  | 6 | NO | 5" Butt Hings | 79.1 | NO | 474.6 | [5 empty] | 5 | NO | 5" Butt Hings | 79.1 | NO | 395.5
[5 empty] | 2 | NO | 6"x1/2" Tower Bolt | 57.2 | NO | 114.4 |  | 2.5575 | SQM | Solid core flush door shutter with TW palin | 2211 | SQM | 5654.6325 | 2 | NO | 6"x1/2" Tower Bolt | 57.2 | NO | 114.4 | [5 empty] | 2 | NO | 6"x1/2" Tower Bolt | 57.2 | NO | 114.4
[5 empty] | 1 | NO | 10"x5/8" Aldrop | 159.7 | NO | 159.7 |  | 2.5575 | SQM | Labour for Wrought & Putup (SR P.32,it-156a) | 122 | SQM | 312.015 | 1 | NO | 10"x5/8" Aldrop | 159.7 | NO | 159.7 | [5 empty] | 1 | NO | 10"x5/8" Aldrop | 159.7 | NO | 159.7
[5 empty] | 92 | NO | Brass Screws | 2.37 | NO | 218.04 |  | 2 | NO | Door Handle with CP screws 6' | 50.9 | NO | 101.8 | 92 | NO | Brass Screws | 2.37 | NO | 218.04 | [5 empty] | 92 | NO | Brass Screws | 2.37 | NO | 218.04
[5 empty] | 1 | NO | Rubber bush | 22.7 | NO | 22.7 |  | 5 | NO | 5" Butt Hings | 79.1 | NO | 395.5 | 1 | NO | Rubber bush | 22.7 | NO | 22.7 | [5 empty] | 1 | NO | Rubber bush | 22.7 | NO | 22.7
[5 empty] | 1 | NO | Door Stopper | 43.8 | NO | 43.8 |  | 2 | NO | 6"x1/2" Tower Bolt | 57.2 | NO | 114.4 | 1 | NO | Door Stopper | 43.8 | NO | 43.8 | [5 empty] | 1 | NO | Door Stopper | 43.8 | NO | 43.8
[5 empty] | 0.35 | SQM | Painting Two Coats | 244.3233 | SQM |  |  | 1 | NO | 10"x5/8" Aldrop | 159.7 | NO | 159.7 | 0.39 | SQM | Painting Two Coats | 244.3233 | SQM | [6 empty] | 0.35 | SQM | Painting Two Coats | 244.3233 | SQM
[7 empty] | Rate for 1.82 Sqm |  |  | 5378.91 |  | 92 | NO | Brass Screws | 2.37 | NO | 218.04 |  |  | Rate for 2.09 Sqm |  |  | 6098.45 | [7 empty] | Rate for 1.62 Sqm |  |  | 4898.58
[7 empty] | Rate for 1 Sqm |  |  | 2951.3909 |  | 1 | NO | Rubber bush | 22.7 | NO | 22.7 |  |  | Rate for 1 Sqm |  |  | 2914.4325 | [7 empty] | Rate for 1 Sqm |  |  | 3023.8148
[12 empty] | 1 | NO | Door Stopper | 43.8 | NO | 43.8
[13 empty] | SQM | Varnish Two Coats | 206.338 | SQM | 0
[6 empty] | * | SUPPLYING AND FIXING | [6 empty] | Rate for 2.56 Sqm |  |  | 7022.5875 |  |  | Flush door shutter size 1500x2100 ( Double leaf)
[7 empty] | WASHBASIN (White Pedastal type) 22"X16" INCLUDING | [6 empty] | Rate for 1 Sqm |  |  | 2745.8798 |  |  | Shutter size (1.4 x 2.025) | 2.835
[7 empty] | COST OF ALL MATERIALS AND | [10 empty] | 2.835 | SQM | Solid core flush door shutter with TW palin | 2211 | SQM | 6268.185
[7 empty] | FIXING CHARGES | [10 empty] | 2.835 | SQM | Labour for Wrought & Putup | 248 | SQM | 703.08
[7 empty] | - | [10 empty] | 4 | NO | Door Handle with CP screws 6' | 50.9 | NO | 203.6
[5 empty] | 1 | NO. | Wash Hand Basin of size 550 x 400 mm with all accessories such as CI brackets, 32mm dia CP waste coupling, Rubber plug and chain, 32mm dia B class GI waste pipe, 15mm dia brass nipples. 15mm CP pillar tap etc.,P-55 it-169 -i | 1640 | NO. | 1640 | [7 empty] | 10 | NO | 5" Butt Hings | 79.1 | NO | 791
[18 empty] | 3 | NO | 6"x1/2" Tower Bolt | 57.2 | NO | 171.6
[18 empty] | 1 | NO | 10"x5/8" Aldrop | 159.7 | NO | 159.7
[5 empty] | 1 | NO. | deduct rate for 15mm dia GM wheel valve | -166 | NO. | -166 | [7 empty] | 162 | NO | Brass Screws | 2.37 | NO | 383.94
[18 empty] | 2 | NO | Rubber bush | 22.7 | NO | 45.4
[5 empty] | 1 | NO. | Angle Valve | 250 | NO. | 250 | [7 empty] | 2 | NO | Door Stopper | 43.8 | NO | 87.6
[18 empty] | 0.65 | SQM | Painting Two Coats | 244.3233 | SQM | 158.8101
[5 empty] | 0.5 | NO. | PLUMBER I | 933.8 | NO. | 466.9 | [9 empty] | Rate for 2.84 Sqm |  |  | 8972.9151
[5 empty] | 1 | NO. | MAZDOOR I | 702.8 | NO. | 702.8 | [9 empty] | Rate for 1 Sqm |  |  | 3165.0494
[5 empty] | 0.5 | NO. | MASON I | 1076.6 | NO. | 538.3
[6 empty] | L.S | SUNDRIES FOR PLUGSCREW,PAINT |  | L.S | 0.82
[10 empty] | - | [9 empty] | Flush door shutter size 1500x2400 ( Double leaf)
[7 empty] | TOTAL FOR ONE NUMBER |  |  | 3432.82 | [9 empty] | Shutter size (1.4 x 2.325) | 3.255
[10 empty] | - | [7 empty] | 3.255 | SQM | Solid core flush door shutter with TW palin | 2211 | SQM | 7196.805
[18 empty] | 3.255 | SQM | Labour for Wrought & Putup | 248 | SQM | 807.24
[7 empty] | Two legged scaffolding using 15cm dia casurna props | [10 empty] | 4 | NO | Door Handle with CP screws 6' | 50.9 | NO | 203.6
[5 empty] | 70 | Rmt | 15cm dia Casurina post p-20 it-138 | 33 | 1 Rmt | 2310 | [7 empty] | 12 | NO | 5" Butt Hings | 79.1 | NO | 949.2
[5 empty] | 0.3 | cum | Country wood planks (silver oak) p-138 it130/78b | 17600 | 1 Cum | 5280 | [7 empty] | 3 | NO | 6"x1/2" Tower Bolt | 57.2 | NO | 171.6
[7 empty] | total cost of material used for 10 times |  |  | 7590 | [7 empty] | 1 | NO | 10"x5/8" Aldrop | 159.7 | NO | 159.7
[7 empty] | Cost per 1 operation |  |  | 759 | [7 empty] | 162 | NO | Brass Screws | 2.37 | NO | 383.94
[5 empty] | 1 | Oper | 15cm dia casurina post | 759 | Oper | 759 | [7 empty] | 2 | NO | Rubber bush | 22.7 | NO | 45.4
[5 empty] | 2 | Nos | Mazdoor - I | 702.8 | Each | 1405.6 | [7 empty] | 2 | NO | Door Stopper | 43.8 | NO | 87.6
[7 empty] | Add for coir, nail etc |  |  | 10.3 | [7 empty] | 0.73 | SQM | Painting Two Coats | 244.3233 | SQM | 178.356
[7 empty] | Rate for 6m |  |  | 2174.9 | [9 empty] | Rate for 3.26 Sqm |  |  | 10183.441
[7 empty] | Rate for intial height of 3m and length of 1m |  |  | 362.4833 | [9 empty] | Rate for 1 Sqm |  |  | 3128.5533
For every additional height of 2.5m height
[5 empty] | 49 | m | vertical post of casurina post (13cm to 15cm) | 33 | 1 Rmt | 1617 | [9 empty] | Flush door shutter size 1800x2400 (Double leaf)
[5 empty] | 0.3 | cum | Cost of material plank | 17600 | cum | 5280 | [9 empty] | shutter size 1800x2400 (Double leaf)=1.7 x 2.325 = | 3.9525
[7 empty] | Cost per 10 operation |  |  | 6897 | [7 empty] | 3.9525 | SQM | Solid core flush door shutter with TW palin | 2211 | SQM | 8738.9775
[7 empty] | Cost per 1 operation |  |  | 689.7 | [7 empty] | 3.9525 | SQM | Labour for Wrought & Putup | 248 | SQM | 980.22
[5 empty] | 2 | nos | Mazdoor - I | 702.8 | nos | 1405.6 | [7 empty] | 4 | NO | Door Handle with CP screws 6' | 50.9 | NO | 203.6
[7 empty] | Sundries for coir , nais etc |  |  | 4.35 | [7 empty] | 10 | NO | 5" Butt Hings | 79.1 | NO | 791
[7 empty] | cost for 6 Rmt |  |  | 2099.65 | [7 empty] | 3 | NO | 6"x1/2" Tower Bolt | 57.2 | NO | 171.6
[7 empty] | cost of 1m run ane every additional height of 2.5m |  |  | 349.9417 | [7 empty] | 1 | NO | 10"x5/8" Aldrop | 159.7 | NO | 159.7
[7 empty] | For 3m Height |  |  | 362.4833 | [7 empty] | 118 | NO | Brass Screws | 2.37 | NO | 279.66
[7 empty] | 5.5m height in addition of 2.5m ht | 362.4833 | 349.9417 | 712.425 | [7 empty] | 2 | NO | Rubber bush | 22.7 | NO | 45.4
[7 empty] | 8m height in addition of 2.5m ht | 712.425 | 349.9417 | 1062.3667 | [7 empty] | 2 | NO | Door Stopper | 43.8 | NO | 87.6
[7 empty] | 10.5m height in addition of 2.5m ht | 1062.3667 | 349.9417 | 1412.3083 | [11 empty] | SQM | 0
[7 empty] | 13m height in addition of 2.5m ht | 1412.3083 | 349.9417 | 1762.25 | [9 empty] | Rate for 3.95 Sqm |  |  | 11457.7575
[20 empty] | Rate for 1 Sqm |  |  | 2898.8634
[6 empty] | * | TW single leaf french window
shutter for frame of overall height 3.08 x 2.1cm
-
[5 empty] | 0.0707 | cum | TW scantling below 2m length | 99400 | CUM | 7027.58 | [9 empty] | Flush door shutter size 1800x2100 (Double leaf)
[5 empty] | 5.16 | SQM | LABOUR CHARGE for wroght & put up | 537 | CUM | 2770.92 | [9 empty] | shutter size 1800x2100 (Double leaf)=1.7 x 2.025 = | 3.4425
[5 empty] | 3.666 | SQM | 4 mm thicj frosted glass | 208.8 | SQM | 765.4608 | [7 empty] | 3.4425 | SQM | Solid core flush door shutter with TW palin | 2211 | SQM | 7611.3675
[5 empty] | 22.66 | Rmt | TW Beeding 15 x12 mm | 14.4 | Rmt | 326.304 | [7 empty] | 3.4425 | SQM | Labour for Wrought & Putup | 248 | SQM | 853.74
[5 empty] | 15 | NO. | 5" ALU BUTT HINGES | 69.85 | NO. | 1582.801 | [7 empty] | 4 | NO | Door Handle with CP screws 6' | 50.9 | NO | 203.6
[5 empty] | 10 | NO. | 200 mm long x12mm ALU. TOWERBOLT (8") | 64.05 | NO. | 960.75 | [7 empty] | 10 | NO | 5" Butt Hings | 79.1 | NO | 791
[5 empty] | 5 | NO. | 6" Handles ( 150mm long) | 50.6 | NO. | 253 | [7 empty] | 3 | NO | 6"x1/2" Tower Bolt | 57.2 | NO | 171.6
[5 empty] | 5 | NO. | NYLON BUSH with screws | 7.3 | NO. | 73 | [7 empty] | 1 | NO | 10"x5/8" Aldrop | 159.7 | NO | 159.7
[5 empty] | 10 |  | Brass screw | 2.37 | NO. | 23.7 | [7 empty] | 118 | NO | Brass Screws | 2.37 | NO | 279.66
[10 empty] | - | [7 empty] | 2 | NO | Rubber bush | 22.7 | NO | 45.4
[7 empty] | TOTAL FOR 5.16 SQM |  |  | 13783.5158 | [7 empty] | 2 | NO | Door Stopper | 43.8 | NO | 87.6
[10 empty] | - | [11 empty] | SQM | 0
[7 empty] | RATE PER SQM |  |  | 2671.224 | [9 empty] | Rate for 3.44 Sqm |  |  | 10203.6675
[10 empty] | = | [9 empty] | Rate for 1 Sqm |  |  | 2964.0283
[5 empty] | 22.2(d) | * | TW Panelled Swing type ventilater
[7 empty] | of size 75x 75cm | [12 empty] | Flush door shutter size 1200x2100 ( Single leaf)
[7 empty] | - | [12 empty] | shutter size 1200x2100 (single leaf)=1.1 x 2.025 = |  | 2.2275
[7 empty] | SHUTTER SIZE-0.65X0.65 | = | 0.4225 | Sqm | [7 empty] | 2.2275 | SQM | Solid core flush door shutter with TW palin | 2211 | SQM | 4925.0025
[18 empty] | 2.2275 | SQM | Labour for Wrought & Putup | 122 | SQM | 271.755
[7 empty] | STYLES -2X0.65 x 7.525 x 3.125 = 0.052 | = | 0.052 | Cum | [7 empty] | 2 | NO | Door Handle with CP screws 6' | 50.9 | NO | 244
[7 empty] | RAILS(BELOW 2M)- | [10 empty] | 5 | NO | 5" Butt Hings | 79.1 | NO | 254.5
[7 empty] | Top & Intermediate 2X3X7.5255X0.15X0.0375 | = | 0.01772 | [8 empty] | 2 | NO | 6"x1/2" Tower Bolt | 57.2 | NO | 158.2
[18 empty] | 1 | NO | 10"x5/8" Aldrop | 159.7 | NO | 57.2
[5 empty] | 0.0053 | cum | TW scantling below 2m length | 0 | CUM | 0 | [7 empty] | 92 | NO | Brass Screws | 2.37 | NO | 218.04
[5 empty] | 0.2745 | SQM | 4 mm thicj frosted glass | 208.8 | CUM | 57.3156 | [7 empty] | 1 | NO | Rubber bush | 22.7 | NO | 2.37
[5 empty] | 0.4 | SQM | LABOUR CHARGE | 0 | SQM | 0 | [7 empty] | 1 | NO | Door Stopper | 43.8 | NO | 22.7
[5 empty] | 2 | pair | pivoted hinges with screw | 0 | pair | 0 | [8 empty] | SQM |  |  | SQM | 0
[5 empty] | 1 | NO. | 3" hooks and eyes | 0 | NO. | 0 | [9 empty] | Rate for 2.23 Sqm |  |  | 6153.7675
[5 empty] | 1 | NO. | 8" hooks and eyes | 0 | NO. | 0 | [9 empty] | Rate for 1 Sqm |  |  | 2762.6341
[5 empty] | 10 |  | Brass screw | 2.37 | NO. | 23.7
[10 empty] | - | [9 empty] | TW Panelled Door 1500 X 2100MM (Double leaves)
[7 empty] | TOTAL FOR .40 SQM |  |  | 81.0156 | [9 empty] | With Brass fittings
-
[7 empty] | RATE PER SQM |  |  | 202.539
[18 empty] | 0.0228 | CUM | T.W SCANTLING above 2m | 0 | CUM | 0
[10 empty] | = | [7 empty] | 0.0354 | CUM | T.W SCANTLING below 2m | 0 | CUM | 0
[5 empty] | 45 |  | Providing Colour Marble chips of size 10mm and below using 70.20Kgs of cement and 15 cum of Colour Marble chips for every 10 sqm over the existing plastered surface | [10 empty] | 0.0323 | CUM | T.W PLANKS (15.30 CM) (12 TO 25CM THICK) | 0 | CUM | 0
[18 empty] | 2.835 | SQM | LABOUR CHARGES FOR WROUGHT AND PUT UP | 698 | SQM | 1978.83
[18 empty] | 2 | NOS | DOOR HANDLE Mejastic | 450 | Each | 900
[5 empty] | 0.15 | CUM | Cost of Colour Marble chips ( 89.40/0.0354)=2525.42 (P-41 it-24 ) | 2525.42 | CUM | 378.813 | 2525.4237 | [6 empty] | 6 | NOS | 6" Brass HINGES | 79 | Each | 474
[5 empty] | 0.072 | M.T | CEMENT | 5800 | M.T | 417.6 | [7 empty] | 4 | NOS | 8" BRASS TOWER BOLTS | 130 | Each | 520
[5 empty] | 1.6 | NO | MASON I | 1076.6 | NO | 1722.56 | [7 empty] | 1 | NOS | Mortice lock with handle | 985 | Each | 985
[5 empty] | 0.5 | NO | MAZDOOR I | 702.8 | NO | 351.4 | [7 empty] | 2 | NOS | RUBBER BUSH | 24.2 | Each | 48.4
[5 empty] | 1.1 | NO | MAZDOOR II | 576.8 | NO | 634.48 | [7 empty] | 2 | NOS | DOOR STOPPER | 48.9 | Each | 97.8
[5 empty] | 14.5 | KG | Colour Pigment | 24.5 | KG | 355.25 | [7 empty] | 118 |  | Brass screw | 2.4 |  | 283.2
[6 empty] | LS | SUNDRIES |  | LS | 7 | [12 empty] | 5287.23
============
[7 empty] | TOTAL FOR 10 SQM |  |  | 3867.103 | [9 empty] | RATE FOR 2.835 SQM |  |  | 1864.9841
[7 empty] | RATE PER SQM |  |  | 386.7103 | [12 empty] | ============
[10 empty] | = | [7 empty] | Supply and fixing of colour matt finish door 15 microns double leaf door Aluminium Door ( 1.5 x2.1m thick)
UPVC instead of Stone ware Pipe
[7 empty] | - | [10 empty] | 28.49 | kg | Aluminium section ''it-61 a( rev SR-17-18) | 287 | kg | 8176.63
[6 empty] | * | SUPPLYING AND LAYING AND | [10 empty] | 3.82 | Rmt | Rubber beeding (An-VI -it-63 p-40 | 35.5 | Rmt | 501.66
[7 empty] | JOINTING SN8 UPVC PIPE AND SPECIALS | [10 empty] | 1.52 | sqm | Glass 5.5mm plain it-107 | 336 | sqm | 510.72
[7 empty] | BELOW G.L | [10 empty] | 1.52 | sqm | Novapan Sheet 12mm Thick | 695 | NO | 1056.4
[7 empty] | - | [10 empty] | 3 | Unit | Power Grapping p-52 it-173 | 11.1 | Unit | 33.3
[6 empty] | A | 110mm DIA UPVC PIPE BELOW G.L | [10 empty] | 4.2 | Each | PVC Felt ( It-65) | 7.2 | NO | 30.24
[7 empty] | - | [10 empty] | 3.15 | Sqm | Labbour charges | 2156 | Sqm | 6791.4
[5 empty] | 18.9 | CUM | E.W EXCLUDING REFILLING | 235.2 | CUM | 4445.28 | [7 empty] | 1 | NOS | DOOR STOPPER It-82 | 43.8 | Each | 43.8
[5 empty] | 18.63 | CUM | REFILLING CHARGE | 41.02 | CUM | 764.2026 | [7 empty] | 1 | NOS | Hydraulic DOOR Closer It-67 | 890 | Each | 890
[5 empty] | 30 | RMT | Cost of UPVC SN8 Pipe (TWAD SR 18-19 P-20 1.2 1) | 191 | RMT | 5730 | [7 empty] | 45 | NOS | SCREWS (75x 10mm)it-108 ii | 1.45 | No | 65.25
[18 empty] | 2 | NOS | Bolts & Nuts ( 3/4"x 1/4") It-78-b | 108.7 | Each | 217.4
[5 empty] | 30 | RMT | CONVEYING,LOWERING ANDLAYING | 11.02 | RMT | 330.6 | [7 empty] | 2 | NOS | Bolts & Nuts ( 6"x 1/2") it-78-e | 54 | Each | 108
TO PROPER GRADEAND
ALIGNMENT,JOINTING
[7 empty] | ETC BUT EXCLUDING COST OF | [12 empty] | TOTAL FOR 3.15 SQM |  |  | 18424.8
[7 empty] | JOINTING MATERIALS. (TWAD SR 17-18 11-b) | [12 empty] | RATE PER SQM |  |  | 5849.1429 |  | Each
[5 empty] | 5 | NO | CUTTING CHARGES ( P-32/141) | 35.6 | NO | 178 | [7 empty] | 1 | NO. | FITTER Ist CLASS | 950.6 | NO. | 950.6
[5 empty] | 1 | L.S | COST OF JOINTING MATERIALS | 12.1 | L.S | 12.1 | [7 empty] | 1 | NO. | MAZDOOR Ist CLASS | 702.8 | NO. | 702.8
[6 empty] | L.S | SUNDRIES |  | L.S | 17.1 | [7 empty] | 0.5 | NO. | CARPENTER II CLASS | 1005.2 | NO. | 502.6
[19 empty] | L.S |  |  | L.S
[10 empty] | - | [12 empty] | -
[7 empty] | TOTAL FOR 30M |  |  | 11477.2826 | [9 empty] | LABOUR RATE |  |  | 2156
[10 empty] | - | [12 empty] | -
[7 empty] | RATE PER RMT |  |  | 382.5761
-
[6 empty] | B | 160mm DIA UPVC PIPE BELOW G.L
[7 empty] | - | [10 empty] | Supply and fixing of colour matt finish door 15 microns double leaf door Aluminium Door ( 1.0 x2.1m thick)
[5 empty] | 18.9 | CUM | E.W EXCLUDING REFILLING | 235.2 | CUM | 4445.28
[5 empty] | 18.3 | CUM | REFILLING CHARGE | 41.02 | CUM | 750.666
[5 empty] | 30 | RMT | Cost of UPVC SN8 Pipe (TWAD SR 18-19 P-20 1.2 a /3) | 402 | RMT | 12060 | [7 empty] | 29.06 | kg | Aluminium section ''it-61 a( rev SR-17-18) | 287 | kg | 8340.22
[18 empty] | 9.24 | Rmt | Rubber beeding (An-VI -it-63 | 35.5 | Rmt | 328.02
[5 empty] | 30 |  | CONVEYING,LOWERING ANDLAYING | 15.54 | RMT | 466.2 | [7 empty] | 1.49 | sqm | Glass 5.5mm plain it-107 | 336 | sqm | 500.64
[7 empty] | TO PROPER GRADEAND | [10 empty] | 0.75 | sqm | Novapan Sheet 12mm Thick | 695 | NO | 521.25
[7 empty] | ALIGNMENT,JOINTING | [10 empty] | 2 | Unit | Power Grapping p-52 it-173 | 11.1 | Unit | 22.2
[7 empty] | ETC BUT EXCLUDING COST OF | [10 empty] | 7.08 | Each | PVC Felt ( It-65) | 7.2 | NO | 50.976
[7 empty] | JOINTING MATERIALS. (TWAD SR 17-18 11-b) | [10 empty] | 2.1 | Sqm | Labbour charges | 2156 | Sqm | 4527.6
[18 empty] | 1 | NOS | DOOR STOPPER It-82 | 43.8 | Each | 43.8
[5 empty] | 5 | L.S | CUTTING CHARGES ( P-32/141) | 35.6 | NO | 178 | [7 empty] | 1 | NOS | Hydraulic DOOR Closer It-67 | 890 | Each | 890
[5 empty] | 1 |  | COST OF JOINTING MATERIALS | 12.1 | L.S | 12.1 | [7 empty] | 6 | NOS | SCREWS (75x 10mm)(An-VI -it-163 | 1.45 | No | 8.7
[7 empty] | SUNDRIES |  | L.S | 24.3 | [7 empty] | 2 | NOS | Bolts & Nuts ( 3/4"x 1/4") It-78-b p-40 | 108.7 | Each | 217.4
[18 empty] | 2 | NOS | Bolts & Nuts ( 6"x 1/2") it-78-e | 54 | Each | 108
[7 empty] | TOTAL FOR 30M |  |  | 17936.546 | [9 empty] | TOTAL FOR 2.1 SQM |  |  | 15558.806
[10 empty] | - | [9 empty] | RATE PER SQM |  |  | 7408.9552
[7 empty] | RATE PER RMT |  |  | 597.8849
Aluminium Anodised 1.80 x1.35 m
Supplying, fabricating and fixing inposition Aluminium anodised natural colour matt finish four Track Sliding Window size 1.80mm x 1.35 mm of with outer frame section with 62x38x2mm at 1.174 kg/m and the louvered with moving arrangements made with aluminium channel of size 60x30x4mm @ 1.274 kg/m ALuminium clips 19.05x17.27/ 11.05x0.075mm @ 0.169kg/m with necessary 4mm thick plain glass panel for louvers including cost of all materials, labour and power required for fabrications, chipping dismantling making holes in RCC column ,slab, masonry and made good to the original condition after fixing etc., complete. The Aluminium surface is to be anodised with matt finish under electrically controlled condition in accordance with ISI specification 1868/1962 for anodic film thickness of notless than 15 Microns,etc., complete.1.80mm x 1.35 mm
[18 empty] | 17.44 | kg | Aluminium section ''it-61 a( rev SR-18-19) | 287 | kg | 5005.28
[7 empty] | SUPPLY AND FIXING OF GALVANIUM SHEET 0.47MM THICK | [10 empty] | 13.56 | Rmt | Rubber beeding (An-VI -it-63 | 33.89 | Rmt | 501.66
[5 empty] | 11 | Sqm | GALVANIUM SHEET 0.47MM THICK ( qtn) | 378 | Sqm | 4158 | [7 empty] | 2.62 | sqm | Glass 4 mm thichk plain it-106 | 258.52 | sqm | 677.3224
[5 empty] | 2.2 | Each | FITTER I st CLASS | 950.6 | Each | 2091.32 | [7 empty] | 8 | Nos | PVC Roller for sliding ''it-75 ( rev SR-18-19) | 13.1 | Nos | 104.8
[5 empty] | 1.1 | Each | CARPENTER I ST CLASS | 1052.8 | Each | 1158.08 | [7 empty] | 3 | Nos | Lock for sliding ''it-70 ( rev SR-18-19) | 62.8 | Unit | 188.4
[5 empty] | 3.2 | Each | MAZDOOR I ST CLASS | 702.8 | Each | 2248.96 | [7 empty] | 4 | Nos | Handle" D "type 100mm long ''it-80 c ( rev SR-18-19) | 29.5 | NO | 118
[6 empty] | L.S | Bolts & Washers | L.S |  | 107.11 | [7 empty] | 2.43 | Sqm | Labbour charges | 2156 | Sqm | 5239.08
[7 empty] | Rate For 10 Sqm |  |  | 9763.47 | [8 empty] | LS | Screws rayal plugs and stopper etc |  | LS | 130
[7 empty] | Rate For 1 Sqm |  |  | 976.347 |  |  | 0 | [9 empty] | 11964.5424
[23 empty] | 4923.68 |  | Sqm
[5 empty] | REVISED SR 2017-18 | [16 empty] | Say | 3584
[7 empty] | Wall Panelling data as per DPO Thanjavur | [12 empty] | Aluminium Anodised 1.35 x1.35 m
[5 empty] | 36 | Rmt | Country wood reeper (50 x 25 mm p-22 s.no.132) | 34.6 | Rmt | 1245.6 | [9 empty] | Supplying, fabricating and fixing inposition Aluminium anodised natural colour matt finish four Track Sliding Window size 1.35mm x 1.35 mm of with outer frame section with 62x38x2mm at 1.174 kg/m and the louvered with moving arrangements made with aluminium channel of size 60x30x4mm @ 1.274 kg/m ALuminium clips 19.05x17.27/ 11.05x0.075mm @ 0.169kg/m with necessary 4mm thick plain glass panel for louvers including cost of all materials, labour and power required for fabrications, chipping dismantling making holes in RCC column ,slab, masonry and made good to the original condition after fixing etc., complete. The Aluminium surface is to be anodised with matt finish under electrically controlled condition in accordance with ISI specification 1868/1962 for anodic film thickness of notless than 15 Microns,etc., complete.1.80mm x 1.35 mm
[5 empty] | 9 | Sqm | 6mm tk MDF Ply wood ( CER No.107-2012-13 DPO Thanjavur) | 350 | Sqm | 3150
[5 empty] | 9 | Sqm | 4mm tk vennar ( CER No.107-2012-13 DPO Thanjavur) | 860.8 | Sqm | 7747.2 | [7 empty] | 14.43 | kg | Aluminium section ''it-61 a( rev SR-17-18) | 287 | kg | 4141.41
[5 empty] | 9 | Sqm | Melamin Polish | 1520.3085 | Sqm | 13682.7762 | [7 empty] | 10.434 | Rmt | Rubber beeding (An-VI -it-63 | 33.89 | Rmt | 501.66
[5 empty] | 9 | Sqm | labour charges | 1941.8 | Sqm | 17476.2 | [7 empty] | 2.16 | sqm | Glass 4 mm thichk plain it-106 | 258.52 | sqm | 558.4032
[10 empty] | 43301.7762 | [7 empty] | 6 | Nos | PVC Roller for sliding ''it-75 ( rev SR-17-18) | 13.1 | Nos | 78.6
[7 empty] | Rate For 9 Sqm |  |  | 4811.3085 | [7 empty] | 2 | Nos | Lock for sliding ''it-70 ( rev SR-17-18) | 62.8 | Unit | 125.6
[7 empty] | Say | Rate Per Sqm |  | 3282 | [7 empty] | 3 | Nos | Handle" D "type 100mm long ''it-80 c ( rev SR-17-18) | 29.5 | NO | 88.5
[7 empty] | Labour Charges | [10 empty] | 1.823 | Sqm | Labbour charges | 2156 | Sqm | 3930.388
[5 empty] | 1 | nos | FITTER Ist Class | 950.6 | nos | 950.6 | [8 empty] | LS | Screws rayal plugs and stopper etc |  | LS | 110
[5 empty] | 1 | nos | MAZDOOR I | 702.8 | nos | 702.8 | [12 empty] | 9534.5612
[5 empty] | 0.5 | nos | MAZDOOR II | 576.8 | nos | 288.4 | [12 empty] | 5230.1488
[10 empty] | 1941.8 | [12 empty] | 3873
DATA
ONE COAT OF WALL PATTY CHENNAI CITY
PATTY ( Qtn) 40 Kg= Rs .1050/40=26.25
[5 empty] | 5 | Kg | Vat 4 % (26.25+1.05 =27.30 | 27.3 | Kg | 136.5
[5 empty] | 1 | No | Painter - I st Class | 861 | No | 861
[6 empty] | LS | SUNDRIES |  | LS | 0.8
[7 empty] | Rate for 10 Sqm |  |  | 998.3
[7 empty] | Rate for 1 Sqm |  |  | 99.83
Providing Colour Marble Chips
[5 empty] | Qty | Unit |  | Rate | Unit | Amount
[5 empty] | 0.15 | Cum | Cost of Colour Marble chips ( 84.4/0.0354)=2384.18 (P-36 it-11 ) | 2525.42 | Cum | 378.813
[5 empty] | 0.072 | MT | Cement | 5800 | MT | 417.6
[5 empty] | 14.5 | kg | Colour Pigment | 24.5 | kg | 355.25
[5 empty] | 1.6 | nos | Mazon Ist Class | 1076.6 | nos | 1722.56
[5 empty] | 0.5 | nos | MAZDOOR I | 702.8 | nos | 351.4
[5 empty] | 1.1 | nos | MAZDOOR II | 280 | nos | 308
[7 empty] | SUNDRIES | LS |  | 52.63
[7 empty] | Rate for 10 Sqm |  |  | 3586.253
[7 empty] | Rate for 1 Sqm |  |  | 358.6253
*
THERMOCOAL FALSE CEILING ARRANGEMENTS
-
[5 empty] | 21.55 | Kg | Cost of Aluminium section | 861 | Kg | 18554.55
[7 empty] | Wastage 10% on Aluminium section |  |  | 1855.455
[5 empty] | 3.7 | Kg | MS Rod | 45000 | MT | 16.65
[7 empty] | Wastage 5 % on MS Rod |  |  | 0.8325
[5 empty] | 18 | NOS | Cost of Thermocoal 20mm thick sheet | 15 | Nos | 270
[7 empty] | Wastage 10 % |  |  | 27
[5 empty] | 28 | NOS | Adjustable Screws | 1 | NOS | 28
[5 empty] | 28 | NOS | MS Hooks | 2 | NOS | 56
[5 empty] | 4 | NOS | Fitter Ist Class | 950.6 | NOS | 3802.4
[5 empty] | 2 | NOS | Carpenter Ist Class | 1052.8 | NOS | 2105.6
[5 empty] | 6 | NOS | Mazdoor Ist Class | 702.8 | NOS | 4216.8
[6 empty] | L.S | SUNDRIES |  | L.S | 5.38
[7 empty] | TOTAL FOR 18 SQM |  |  | 30938.6675
-
[7 empty] | RATE PER SQ M |  | Rs. | 1718.8149
-
Revised SR 2018-19
Aluminium partition wall ( 1/3 Glass 5.5mm & 2/3 novapan sheet 12mm thick
[5 empty] | 38.86 | kg | Aluminium section 'it- 61 a( SR-16-17) | 287 | kg | 11152.82
[5 empty] | 2.43 | sqm | Glass 5.5mm plain it-107 | 336 | sqm | 816.48
[5 empty] | 4.85 | sqm | Novapan Sheet 12mm Thick | 695 | NO | 3370.75
[5 empty] | 34.65 | Rmt | Rubber beeding (An-VI -it-63 | 35.5 | Rmt | 1230.075
[5 empty] | 144 | NOS | BRASS SCREWS ( 30x6mm)(An-VI -it-162 p-53 | 2.25 | No | 324
[5 empty] | 12 | NOS | BRASS SCREWS (75x 10mm)(An-VI -it-163 | 4.55 | No | 54.6
[5 empty] | 12 | NOS | Plug (An-VI -it-166 | 1 | No | 12
[5 empty] | 2 | Unit | Power Grapping it-173 | 11.1 | Unit | 22.2
[5 empty] | 6.615 | Sqm | Labbour charges | 2156 | Sqm | 7011.5693
[7 empty] | TOTAL FOR 6.615 SQM |  |  | 23994.4942
[7 empty] | RATE PER SQM |  |  | 3627.2856 | Each
[5 empty] | 1 | NO. | FITTER Ist CLASS | 950.6 | NO. | 950.6
[5 empty] | 1 | NO. | MAZDOOR Ist CLASS | 702.8 | NO. | 702.8
[5 empty] | 0.5 | NO. | CARPENTER II CLASS | 1005.2 | NO. | 502.6
[6 empty] | L.S |  |  | L.S
-
[8 empty] | LABOUR RATE |  | 2156
-
[6 empty] | * | Suppling and laying colour matt finish wall tiles
-
[5 empty] | 1.86 | SQM | COST OF TILES (Quotation rate) | 699.4 | SQM | 1300.884
[5 empty] | 0.4 | Kg | Grout | 36.1 | Kg | 14.44
[5 empty] | 0.02 | CUM | C.M(1:2) | 6414.7 | CUM | 128.294
[5 empty] | 1 | NO | MASON I | 1076.6 | NO | 1076.6
[5 empty] | 1 | NO | Mazdoor-I | 702.8 | NO | 702.8
[6 empty] | L.S | SUNDRIES |  | L.S
-
[7 empty] | TOTAL FOR 1.860 SQM |  |  | 3223.018
-
[7 empty] | RATE PER SQM |  |  | 1732.8054
=
[6 empty] | * | Suppling and laying colour matt finish floor tiles
[7 empty] | - | -
[5 empty] | 10 | SQM | COST OF matt finish wall of 12x12 (Quotation rate) | 538.21 | SQM | 5382.1
[5 empty] | 0.21 | CUM | C.M(1:3) | 5022.7 | CUM | 1054.767
LABOUR FOR LAYING & POINTING
[5 empty] | 1.1 | NO | MASON I | 1076.6 | NO | 1184.26
[5 empty] | 1.1 | NO | MASON II | 1005.2 | NO | 1105.72
[5 empty] | 2.2 | NO | MAZDOOR I | 702.8 | NO | 1546.16
[5 empty] | 2.2 | NO | MAZDOOR II | 576.8 | NO | 1268.96
[5 empty] | 20 | Kg | CEMENT | 5800 | M.T | 116
[5 empty] | 2 | Kg | Grout | 36.1 | Kg | 72.2
[5 empty] | 1.6 | NO | MASON II | 1005.2 | NO | 1608.32
[5 empty] | 0.5 | NO | MAZDOOR I | 702.8 | NO | 351.4
[5 empty] | 1.1 | NO | MAZDOOR II | 576.8 | NO | 634.48
[6 empty] | L.S | SUNDRIES |  | L.S | 0
-
[7 empty] | TOTAL FOR 10 SQM |  |  | 14324.367
-
[7 empty] | RATE PER SQM |  |  | 1432.4367
=
[6 empty] | M.S VENTILATOR OF SIZE -1200 X 800mm ( 1 No ) |  | 0.96
|  |  |  | ALROUND M.S FLAT OF SIZE 50 X 10mm = 4.0 M X 3.9 Kg/Met |  |  | 15.6 | KG
|  |  |  | SQUARE BARS OF SIZE 20 x 20mm =11Nos X 0. 8M 3.14 Kg/Met |  |  | 27.632 | KG
|  |  |  | M.S FLAT OF SIZE 25 X 6mm HORIZONTAL = 1 X 2 X1.200 x 1.2 Kg/Met |  |  | 2.88 | KG
|  |  |  | VERTICAL = 1 X 3 X 0.80 X 1.2 Kg/Met |  |  | 2.88 | KG
|  |  |  | ADD FOR WELLDING |  |  | 5
=============
[7 empty] | 53.992 | KG | 2.292
=============
|  |  |  | 53.992 | Kg | Steel | 54.5 | Kg | 2942.564
|  |  |  | 0.96 | Sqm | Weld Mesh of size 7.5 x 2.5 cm 10 gauge | 295 | Sqm | 283.2
|  |  |  | 0.96 | Sqm | Chicken Mesh | 31.65 | Sqm | 30.384
[6 empty] | Hinges | 266.81 | L.S | 266.81
============
[6 empty] | Rate for 1 No. |  |  | 3522.958
============
[6 empty] | Rate per sqm |  |  | 3669.7479
[6 empty] | M.S VENTILATOR OF SIZE -1000 X 800mm ( 1 No ) |  | 0.8
|  |  |  | ALROUND M.S FLAT OF SIZE 50 X 10mm = 3.6 M X 3.9 Kg/Met |  |  | 14.04 | KG
|  |  |  | SQUARE BARS OF SIZE 20 x 20mm = 9Nos X 0. 8M 3.14 Kg/Met |  |  | 22.608 | KG
|  |  |  | M.S FLAT OF SIZE 25 X 6mm HORIZONTAL = 1 X 2 X1.000 x 1.2 Kg/Met |  |  | 2.4 | KG
|  |  |  | VERTICAL = 1 X 3 X 0.80 X 1.2 Kg/Met |  |  | 2.88 | KG
|  |  |  | ADD FOR WELLDING |  |  | 5
=============
[7 empty] | 46.928 | KG
=============
|  |  |  | 46.928 | Kg | Steel | 54.5 | Kg | 2557.576
|  |  |  | 0.8 | Sqm | Weld Mesh of size 7.5 x 2.5 cm 10 gauge | 295 | Sqm | 236
|  |  |  | 0.8 | Sqm | Chicken Mesh | 31.65 | Sqm | 25.32
[6 empty] | Hinges | 266.81 | L.S | 47.1
============
[6 empty] | Rate for 1 No. |  |  | 2865.996
============
[6 empty] | Rate per sqm |  |  | 3582.495
|  |  |  | M.S FLAT OF SIZE 25 X 6mm HORIZONTAL = 1 X 2 X 1.2 Kg/Met |  |  | 3.24 | KG
|  |  |  | VERTICAL = 1 X 3 X 0.6 X 1.2 Kg/Met |  |  | 2.16 | KG
============
5.4
============
|  |  |  | 42.81 | Kg | Steel | 0 | Kg | 0
|  |  |  | 0.77 | Sqm | Weld Mesh | 0 | Sqm | 0
|  |  |  | 0.77 | Sqm | Fly proof Mesh | 0 | Sqm | 0
[6 empty] | Hings | 47.1 | L.S | 47.1
============
[6 empty] | Rate for 1 No. |  |  | 47.1
============
[6 empty] | 0.771 |  |  | 61.0895
|  |  |  | 0 |  | 0
0.8
1.571
2.0403
Old RCC Door frame
[5 empty] | 21.1 | * | SUPPLYING AND FIXING MONOLITHIC RCC DOOR
FRAME OF SIZEM 100MMX75MM WITH ONE EDGE
GROOVE OF SIZE 30MMX20MM IN RCC(1:1.5:3)USING
20MM HBS JELLY INCLUDING COST OF STEEL AND
FABRICATION OF REINFORCEMENT WITH -6MM M.S
ROD AROUND AND 3MM STEEL STIRRUP AT 30CM C/C
INCLUDING FIXING OF 3NOS OF IRON BRACKET OF
SIZE 100MMX100MMX5MM, 6NOS OF HOLDFAST
CHECKNUTS AND ALUMINIUM SLEEVES AND 2 NOS OF
I.O.TOWER BOLT RECEIVER ALL AS PER DRAWING
INCLUDING MOULDING INSTEEL MOULD PRECASTING
WITH SMOOTH SURFACE AND FINE EDGES, CURING,
TRANSPORTING ETC., ALL COMPLETE, AS DIRECTED
BY DEPT.OFFICERS.
[6 empty] | c. | 1000MMX2100MM SIZE OF DOOR FRAME
-------------------------------
[5 empty] | 0.0381 | CUM | R.C.C.IN C.C 1:1.5:3 | 9487.987 | CUM | 361.4923
[5 empty] | 5.01 | Kg | FAB OF M.S STEEL | 78120.5 | M.T | 391.3837
[5 empty] | 3 | NO. | HANGER BRACKET | 14.8 | NO. | 44.4
[5 empty] | 12 | NO. | ALU.SLEEVES | 2 | NO. | 24
[5 empty] | 2 | NO. | TOWER BOLT RECEIVER | 4.9 | NO. | 9.8
[5 empty] | 6 | NO. | TAILNUT FOR BOLT | 4.45 | NO. | 26.7
[5 empty] | 1 | NO. | MASON Ist | 1076.6 | NO. | 1076.6
[5 empty] | 1 | NO. | MAZDOOR Ist | 702.8 | NO. | 702.8
[5 empty] | 1 | NO. | MOULDING CHARGES | 25 | NO. | 25
[5 empty] | 0.5 | NO. | HANDLING CHARGES MAZDOOR-II | 576.8 | NO. | 288.4
[6 empty] | L.S | ADD FOR OIL,CONVEYANCE ETC., |  | L.S | 1.13
-
[7 empty] | TOTAL FOR 1 NO |  |  | 2951.706
-
[6 empty] | a. | 900MMX2100MM SIZE OF DOOR FRAME
-------------------------------
[5 empty] | 0.0368 | CUM | Satndardised cement Concrtet 1:1.5:3 | 9487.987 | CUM | 349.1579
[5 empty] | 4.87 | Kg | FAB OF M.S STEEL | 78120.5 | M.T | 380.4468
[5 empty] | 3 | NO. | HANGER BRACKET | 14.8 | NO. | 44.4
[5 empty] | 12 | NO. | ALU.SLEEVES | 2 | NO. | 24
[5 empty] | 2 | NO. | TOWER BOLT RECEIVER | 4.9 | NO. | 9.8
[5 empty] | 6 | NO. | TAILNUT FOR BOLT | 4.45 | NO. | 26.7
[5 empty] | 1 | NO. | MASON Ist | 1076.6 | NO. | 1076.6
[5 empty] | 1 | NO. | MAZDOOR Ist | 702.8 | NO. | 702.8
[5 empty] | 1 | NO. | MOULDING CHARGES | 25 | NO. | 25
[5 empty] | 0.5 | NO. | HANDLING CHARGES MAZDOOR-II | 576.8 | NO. | 288.4
[6 empty] | L.S | ADD FOR OIL,CONVEYANCE ETC., |  | L.S | 1.98
-
[7 empty] | TOTAL FOR 1 NO |  |  | 2929.2848 | 1200.2848
-
[6 empty] | b. | 700MMX2100MM SIZE OF DOOR FRAME
-------------------------------
[5 empty] | 0.0353 | CUM | R.C.C.IN C.C 1:1.5:3 | 9487.987 | CUM | 334.9259
[5 empty] | 4.59 | Kg | FAB OF M.S STEEL | 78120.5 | M.T | 358.5731
[5 empty] | 3 | NO. | HANGER BRACKET | 14.8 | NO. | 44.4
[5 empty] | 12 | NO. | ALU.SLEEVES | 2 | NO. | 24
[5 empty] | 2 | NO. | TOWER BOLT RECEIVER | 4.9 | NO. | 9.8
[5 empty] | 6 | NO. | TAILNUT FOR BOLT | 4.45 | NO. | 26.7
[5 empty] | 1 | NO. | MASON Ist | 1076.6 | NO. | 1076.6
[5 empty] | 1 | NO. | MAZDOOR Ist | 702.8 | NO. | 702.8
[5 empty] | 1 | NO. | MOULDING CHARGES | 25 | NO. | 25
[5 empty] | 0.5 | NO. | HANDLING CHARGES MAZDOOR-II | 576.8 | NO. | 288.4
[6 empty] | L.S | ADD FOR OIL,CONVEYANCE ETC., | 0 | L.S | 1.39
-
[7 empty] | TOTAL FOR 1 NO |  |  | 2892.589
-
1200MMX2100MM SIZE OF DOOR FRAME
[5 empty] | 0.065 | CUM | R.C.C.IN C.C 1:1.5:3 | 9487.987 | CUM | 616.7192
[5 empty] | 8.45 | Kg | FAB OF M.S STEEL | 78120.5 | M.T | 660.1182
[5 empty] | 3 | NO. | HANGER BRACKET | 14.8 | NO. | 44.4
[5 empty] | 12 | NO. | ALU.SLEEVES | 2 | NO. | 24
[5 empty] | 2 | NO. | TOWER BOLT RECEIVER | 4.9 | NO. | 9.8
[5 empty] | 6 | NO. | TAILNUT FOR BOLT | 4.45 | NO. | 26.7
[5 empty] | 1 | NO. | MASON Ist | 1076.6 | NO. | 1076.6
[5 empty] | 1 | NO. | MAZDOOR Ist | 702.8 | NO. | 702.8
[5 empty] | 1 | NO. | MOULDING CHARGES | 25 | NO. | 25
[5 empty] | 0.5 | NO. | HANDLING CHARGES MAZDOOR-II | 576.8 | NO. | 288.4
[6 empty] | L.S | ADD FOR OIL,CONVEYANCE ETC., | 0 | L.S | 2.1
-
[7 empty] | TOTAL FOR 1 NO |  |  | 3476.6374
-
Cochin House Data
Aluminium window openable 1.8x1.35m (Three leaves)
[5 empty] | 4.88 | kg | Aluminium section | 287 | kg | 1400.56
[5 empty] | 7.76 | kg | Aluminium section | 287 | kg | 2227.12
[5 empty] | 3.03 | kg | Aluminium section | 287 | kg | 869.61
[5 empty] | 1.45 | kg | Aluminium section | 287 | kg | 416.15
[5 empty] | 2.43 | sqm | glass 4mm pin headed | 208.8 | sqm | 507.384
[5 empty] | 11.7 | Rmt | rubber beeding | 28.6 | Rmt | 334.62
[5 empty] | 3 | NO | Max hinges Qtn | 350 | NO | 1050
[5 empty] | 3 | NO | handle | 50.9 | NO | 152.7
[5 empty] | 4 | NO | holdfast | 15 | NO | 60
[5 empty] | 2.43 | Sqm | labbour charges | 2156 | NO | 5239.08
sundries
[7 empty] | Rate per each |  |  | 12257.224
[7 empty] | Rate per Sqm |  | Sqm | 5044.1251
Aluminium window openable 1.35x1.35m (Two leaves)
[5 empty] | 12.08 | kg | Aluminium section | 287 | kg | 3466.96
[5 empty] | 1.823 | sqm | glass 4mm pin headed | 208.8 | sqm | 380.6424
[5 empty] | 8.1 | Rmt | rubber beeding | 28.6 | Rmt | 231.66
[5 empty] | 2 | sets | Max hinges | 350 | NO | 700
[5 empty] | 2 | NO | handle | 50.9 | NO | 101.8
[5 empty] | 4 | NO | holdfast | 15 | NO | 60
[5 empty] | 1.823 | Sqm | labbour charges | 2156 | Sqm | 3930.388
[7 empty] | TOTAL FOR 1.823 SQM |  |  | 8871.4504
[7 empty] | Say Rs. Rate Per m2 = |  |  | 4866.4018
Aluminium window openable 1.35x1.05m ( Two leaves)
[5 empty] | 3.72 | kg | Aluminium section | 287 | kg | 1067.64
[5 empty] | 4.57 | kg | Aluminium section | 287 | kg | 1311.59
[5 empty] | 1.18 | kg | Aluminium section | 287 | kg | 338.66
[5 empty] | 0.86 | kg | Aluminium section | 287 | kg | 246.82
[5 empty] | 1.42 | sqm | glass 4mm pin headed | 208.8 | sqm | 296.496
[5 empty] | 6.9 | Rmt | rubber beeding | 28.6 | Rmt | 197.34
[5 empty] | 2 | NO | Max hinges | 350 | NO | 700
[5 empty] | 2 | NO | handle | 50.9 | NO | 101.8
[5 empty] | 4 | NO | holdfast | 15 | NO | 60
[5 empty] | 1.42 | Sqm | labbour charges | 2156 | Sqm | 3061.52
sundries
[7 empty] | Rate per each |  |  | 7381.866
[7 empty] | Say Rs. Rate Per m2 = |  |  | 5198.4972
Aluminium window openable 1.20x1.35m ( Two leaves)
[5 empty] | 11.61 | kg | Aluminium section | 287 | kg | 3332.07
[5 empty] | 7.8 | Rmt | Rubber beeding | 28.6 | Rmt | 223.08
[5 empty] | 1.62 | sqm | Glass 4mm pin headed | 208.8 | sqm | 338.256
[5 empty] | 2 | NO | Handle | 50.9 | NO | 101.8
[5 empty] | 2 | NO | Max | 350 | NO | 700
[5 empty] | 4 | NO | Holdfast | 15 | NO | 60
[5 empty] | 1.62 | Sqm | Labbour charges | 2156 | Sqm | 3492.72
Sundries
[7 empty] | Rate per each |  |  | 8247.926
[7 empty] | Say Rs. Rate Per m2 = |  |  | 5091.3123
FRENCH WINDOW FOR DOOR OF SIZE
1.80 X 2.0M (3 bay openable )
-
SHUTTER
[7 empty] | TW scantling styles (upto 2M) -3X2X1.90X0.075 x 0.0375 |  | 0.032062 | Cum
[7 empty] | TW scantling rails (above 2 M) -3X2X0.50X0.075 x 0.0375 |  | 0.0084375 | Cum
-
[9 empty] | 0.0405 | Cum
-
LABOUR FOR WROUGHT&PUTUP
[7 empty] | 3X1.90X0.50 |  | 2.85 | SQM
4 MM THICK PIN HEADED GLASS
[7 empty] | 3X1.775X0.375 |  | 1.9969 | SQM
TW Decorative Beeding ( 15 x 12mm )
[7 empty] | 3 [ 2 (1.775 + 0.375)] |  | 2.15
[9 empty] | 12.9 | Rmt
Main Data
FOR Shutter
[5 empty] | 0.0405 | CUM | T.W SCANTLING upto 2M LONG | 99400 | CUM | 4025.7
[5 empty] | 2.85 | SQM | LABOUR FOR WROUGHT&PUTUP | 1509.2 | SQM | 4301.22
[5 empty] | 1.9969 | SQM | 4 MM THICK PIN HEADED GLASS | 208.8 | SQM | 416.9475
[5 empty] | 12.9 | Rmt | TW Beeding ( 15 x 12mm ) | 45.7 | Rmt | 589.53
[5 empty] | 9 | NO. | 5" ALU BUTT HINGES | 79.1 | NO. | 711.9
[5 empty] | 6 | NO. | 200 mm x 12 mm Alu. Towerbolt | 68.5 | NO. | 411
[5 empty] | 3 | NO. | 6" Handle | 50.9 | NO. | 152.7
[5 empty] | 3 | NO. | NYLON BUSH | 7.3 | NO. | 21.9
[5 empty] | 120 | NO. | Brass scrwew | 2.37 | NO. | 284.4
-
[7 empty] | Total For 2.850 Sqm |  |  | 10915.2975
-
[7 empty] | Rate For 1 Sqm |  |  | 3829.9289 | 0

## Short data (hidden)
TAMIL NADU POLICE HOUSING CORPORATION
======================================
PLACE:- |  | OOTY |  | 2021-2022
QTY |  | COST OF MATERIALS | RATE | PER | AMOUNT
| * | CEMENT MORTAR(1:2)
0.72 | M.T | CEMENT | 5960 | M.T | 4291.2
1 | CUM | SAND | 2207.18 | CUM | 2207.18
1 | CUM | MIXING OF MORTAR | 140 | CUM | 140
| L.S | SUNDRIES |  | L.S
|  | TOTAL FOR 1 CUM |  |  | 6638.38
-
| * | CEMENT MORTAR(1:3)
0.48 | M.T | CEMENT | 5960 | M.T | 2860.8
1 | CUM | SAND | 2207.18 | CUM | 2207.18
1 | CUM | MIXING OF MORTAR | 140 | CUM | 140
| L.S | SUNDRIES |  | L.S
|  | TOTAL FOR 1 CUM |  |  | 5207.98
-
| * | CEMENT MORTAR(1:4)
0.36 | M.T | CEMENT | 5960 | M.T | 2145.6
1 | CUM | SAND | 2207.18 | CUM | 2207.18
1 | CUM | MIXING OF MORTAR | 140 | CUM | 140
| L.S | SUNDRIES |  | L.S
|  | TOTAL FOR 1 CUM |  |  | 4492.78
-
| * | CEMENT MORTAR(1:5)
0.288 | M.T | CEMENT | 5960 | M.T | 1716.48
1 | CUM | SAND | 2207.18 | CUM | 2207.18
1 | CUM | MIXING OF MORTAR | 140 | CUM | 140
| L.S | SUNDRIES |  | L.S
|  | TOTAL FOR 1 CUM |  |  | 4063.66
-
| * | CEMENT MORTAR(1:6)
0.24 | M.T | CEMENT | 5960 | M.T | 1430.4
1 | CUM | SAND | 2207.18 | CUM | 2207.18
1 | CUM | MIXING OF MORTAR | 140 | CUM | 140
| L.S | SUNDRIES |  | L.S
-
|  | TOTAL FOR 1 CUM |  |  | 3777.58
56.1. | * | SUPPLYING AND FIXING OF I.W.C
20"WITH TOP LEFT ROUGH TO RECEIVE
FLOOR FINISH
IN G.FLOOR.
1 | NO. | I.W.C 20"SIZE(Orissa pan) | 1190 | NO. | 1190
0.65 | CUM | E.W EXCAVATION | 270.48 | CUM | 175.81
0.57 | CUM | REFILLING | 47.04 | CUM | 26.81
0.081 | CUM | BRICK JELLY CONCRETE USING 40mm(1:8:16) | 5316.65 | CUM | 430.65
1 | NO. | PLUMBER I | 1045.8 | NO. | 1045.8
0.5 | NO. | MASON II | 1125.6 | NO. | 562.8
0.5 | NO. | MAZDOOR I | 786.8 | NO. | 393.4
| L.S | SUNDRIES |  | L.S | 1.25
|  | TOTAL FOR ONE NUMBER |  |  | 3826.52
56.2. | * | SUPPLYING AND FIXING OF I.W.C
20"WITH TOP LEFT ROUGH TO RECEIVE
FLOOR FINISH
IN OTHER THAN G.FLOOR.
1 | NO. | I.W.C 20"SIZE(Orissa pan) | 1190 | NO. | 1190
0.405 | CUM | WEATHERING COURSE | 5280.27 | CUM | 2138.51
USING20mmBRICK JELLY
1.89 | SQM | PLASTERING IN C.M(1:3) | 324.3 | SQM | 612.93
12mMT.K MIXED WITH W.P.C.
0.081 | CUM | BRICK JELLY CONCRETE (1:8:16) | 5316.65 | CUM | 430.65
USING 40 mm BRICK JELLY
1 | NO | PLUMBER I | 1045.8 | NO | 1045.8
0.5 | NO. | MASON II | 1125.6 | NO. | 562.8
0.5 | NO. | MAZDOOR I | 786.8 | NO. | 393.4
| L.S | SUNDRIES |  | L.S | 1.03
|  | TOTAL FOR ONE NUMBER |  |  | 6375.12
58.1(a) | * | SUPPLY AND FIXING P.V.C.SOIL
PIPESPECIALS OF FOLLOWING DIA:-
-
| A. | SUPPLY AND FIXING OF PVC soil PIPE
110MM DIA OF PVC SWR PIPE INCLUDING
PACKING THE JOINTS WITH RUBBER
LUBRICANT AND FIXING IN TO
WALL WITH WOODEN PLUGS
SCREWSHOLDING CLAMPSETC
COMPLETE type 'B'.
3 | RMT | P.V.C. PIPE 110mm DIA | 193.05 | RMT | 579.15
1 | NO | P.V.C BEND WITH DOOR 110MM | 76 | EACH | 76
1 | NO | P.V.C COWL 110MM | 78.4 | EACH | 78.4
1 | NO | P.V.C DOOR TEE 110MM p-61 D-c | 178.9 | EACH | 178.9
0.5 | NO. | PLUMBER I | 1045.8 | EACH | 522.9
0.5 | NO. | MASON II | 1125.6 | EACH | 562.8
0.5 | NO. | MAZDOOR I | 786.8 | EACH | 393.4
| L.S | COST OF RUBBER | 2.79 | L.S | 2.79
LUBRICANTT.W.PLUGS AND
C.I.CLAMPS ETC
|  | SUNDERS |  | L.S | 0.12
|  | TOTAL FOR 3 RMT |  |  | 2394.46
|  | RATE PER RMT |  |  | 798.15
-
58.1(b) | B. | SUPPLY AND FIXING OF PVC PIPE
75MM DIA OF PVC SWR PIPE INCLUDING
PACKING THE JOINTS WITH RUBBER
LUBERICANT AND FIXING IN TO
WALL WITH WOODEN PLUGES
SCREWSHOLDING CLAMPSETC
COMPLETE type 'B'.
3 | RMT | P.V.C. PIPE 75mm DIA | 115.85 | RMT | 347.55
1 | NO | P.V.C BEND WITH DOOR | 45 | EACH | 45
1 | NO | P.V.C COWL | 52.9 | EACH | 52.9
1 | NO | P.V.C DOOR TEE | 119.3 | EACH | 119.3
0.5 | NO. | PLUMBER I | 1045.8 | EACH | 522.9
0.5 | NO. | MASON II | 1125.6 | EACH | 562.8
0.5 | NO. | MAZDOOR I | 786.8 | EACH | 393.4
| L.S | COST OF RUBBER |  | L.S | 2.73
LUBRICANTT.W.PLUGS AND
C.I.CLAMPS ETC
|  | SUNDERS |  | L.S | 0.27
|  | TOTAL FOR 3 RMT |  |  | 2046.85
|  | RATE PER RMT |  |  | 682.28
44.1 | * | SUPPLY AND FIXING OF
110mmDIA P.V.C RAIN WATER
DOWN FALL PIPE Type- A SWR pipe
-
3 | RMT | 110mmDIA P.V.C PIPE | 120.54 | RMT | 361.62
1 | NO. | 110mmDIA P.V.C PLAIN BEND | 76 | NO. | 76
1 | NO. | 110mmDIA P.V.C SHOE | 79.5 | NO. | 79.5
2 | NO. | SPECIAL CLAMP | 21.4 | NO. | 42.8
1 | NO. | C.I. GRATING 100mm DIA | 31.8 | NO. | 31.8
0.5 | NO. | PLUMBER I | 1045.8 | NO. | 522.9
| L.S | COST OF PLUG SCREWS , RUBBER |  | L.S
LUBRICANT ETC
|  | TOTAL FOR 3 RMT |  |  | 1114.62
|  | RATE PER RMT |  |  | 371.54
29.5 | * | Providing White/Color ceramic floor tiles (Anti-skid)of
any size 0f 6mm T.K including pointing etc.,
as directed by the Dept.Officers.
10 | SQM | COST OF CERAMIC FLOOR TILES | 363.34 | SQM | 3633.4
0.21 | CUM | C.M(1:3) | 5207.98 | CUM | 1093.68
LABOUR FOR LAYING & POINTING
1.1 | NO | MASON I | 1205.4 | NO | 1325.94
1.1 | NO | MASON II | 1125.6 | NO | 1238.16
2.2 | NO | MAZDOOR I | 786.8 | NO | 1730.96
2.2 | NO | MAZDOOR II | 645.4 | NO | 1419.88
20 | Kg | CEMENT | 5960 | M.T | 119.2
2 | Kg | Grout ( qtn) | 36.1 | Kg | 72.2
1.6 | NO | MASON II | 1125.6 | NO | 1800.96
0.5 | NO | MAZDOOR I | 786.8 | NO | 393.4
1.1 | NO | MAZDOOR II | 645.4 | NO | 709.94
| L.S | SUNDRIES |  | L.S | 0
|  | TOTAL FOR 10 SQM |  |  | 13537.72
|  | RATE PER SQM |  |  | 1353.77
29.4 | * | Suppling and laying White/Plain colour
Glazed tiles in C.M(1:2)
1.86 | SQM | COST OF GLAZED TILES | 400 | SQM | 744
0.4 | Kg | Grout | 36.1 | Kg | 14.44
0.02 | CUM | C.M(1:2) | 6638.38 | CUM | 132.77
1 | NO | MASON I | 1205.4 | NO | 1205.4
1 | NO | Mazdoor-I | 786.8 | NO | 786.8
| L.S | SUNDRIES |  | L.S
|  | TOTAL FOR 1.860 SQM |  |  | 2883.41
|  | RATE PER SQM |  |  | 1550.22
15mm dia half turn CP tap
Sub-Data
Labour charge
0.1 | Nos | Fitter I class | 1064 | Each | 106.4
0.1 | Nos | Mazdoor I | 786.8 | Each | 78.68
10 | gram | Shellac p-49/168 | 18.3 | 100 gms | 1.83
0.25 | Nos | Thread ball p-49/173 | 3.57 | Each | 1
|  |  | Total/1 No |  | 187.91
|  | Main Data | Long body |  | short body
|  |  | 331 |  | 283
|  | Cost of Tap | 187.91 |  | 187.91
|  | Labour | 518.91 |  | 470.91
|  |  | 519 |  | 471
52 | * | SUPPLYING AND LAYING THE FOLLOWING PVC
PIPES WITH NECESSARY SPECIALS ELBOWS,
TEE,REDUCE ,PLUG,UNION,BEND,COUPLE,
NIPPLE,GATE VLVE,CHECK AND WHEEL VALVE
WHEREVER NECESSARY INCLUDING LABOUR BELOW
GROUND LEVEL(OR) FIXING ON WALLS TO THE
PROPER GRADIENT AND ALIGNMENT ETC.ALL
COMPLETE AS DIRECTED BY DEPT. OFFICERS.
| * | ASTM-D SCHEDULE- 40 THREADED PVC PIPE
WITH NECESSARY PVC-GI SPECIALS
| c. | 20MM DIA PVC PIPE ABOVE G.L:-
1 | Rmt | COST OF 20MM DIA PVC PIPE | 26 | Rmt | 26
1 | L.S | ADD 70% FOR PVC/GI SPECIALS | 18.2 | L.S | 18.2
1 | Rmt | LABOUR FOR LAYING & FIXING | 217.84 | Rmt | 217.84
|  | TOTAL FOR 1 RMT |  |  | 262.04
| b. | 25MM DIA PVC PIPE ABOVE G.L:-
1 | Rmt | COST OF 25MM DIA PVC PIPE | 35 | Rmt | 35
1 | L.S | ADD 40% FOR PVC/GI SPECIALS | 14 | L.S | 14
1 | Rmt | LABOUR FOR LAYING & FIXING | 217.83 | Rmt | 217.83
|  | TOTAL FOR 1 RMT |  |  | 266.83
| a. | 32MM DIA PVC PIPE ABOVE G.L:-
1 | Rmt | COST OF 32MM DIA PVC PIPE | 52 | Rmt | 52
1 | L.S | ADD 20% FOR PVC/GI SPECIALS | 10.4 | L.S | 10.4
1 | Rmt | LABOUR FOR LAYING & FIXING | 221.66 | Rmt | 221.66
|  | TOTAL FOR 1 RMT |  |  | 284.06
Aluminium partition wall novapan sheet 12mm thick
38.86 | kg | Aluminium section 'it- 61 a( SR-16-17) | 301 | kg | 11696.86
2.43 | sqm | Novapan Sheet 12mm Thick above | 695 | sqm | 1688.85
4.85 | sqm | Novapan Sheet 12mm Thick | 695 | NO | 3370.75
34.65 | Rmt | Rubber beeding (An-VI -it-63 | 37.9 | Rmt | 1313.235
144 | NOS | BRASS SCREWS ( 30x6mm)(An-VI -it-162 p-53 | 2.39 | No | 344.16
12 | NOS | BRASS SCREWS (75x 10mm)(An-VI -it-163 | 4.84 | No | 58.08
12 | NOS | Plug (An-VI -it-166 | 1.07 | No | 12.84
2 | Unit | Power Grapping it-173 | 11.8 | Unit | 23.6
6.615 | Sqm | Labbour charges | 2413 | Sqm | 15961.995
|  | TOTAL FOR 6.615 SQM |  |  | 34470.37
|  | RATE PER SQM |  |  | 5210.9403
1 | NO. | FITTER Ist CLASS | 1064 | NO. | 1064
1 | NO. | MAZDOOR Ist CLASS | 786.2 | NO. | 786.2
0.5 | NO. | CARPENTER II CLASS | 1125.6 | NO. | 562.8
| L.S |  |  | L.S
-
|  |  | LABOUR RATE |  | 2413
52.1 | S & F of GI Pipe 20mm dia for Hot Water line Pipe Fully Consealed in Wall
LABOUR CHARGE FOR LAYING
GI PIPE 20MM DIA
-
30 | RMT | LAYING,FIXING AND CONSELING GI PIPE | 15.53 | RMT | 465.9
8 | NO. | CUTTING CHARGES | 8.1 | NO. | 64.8
8 | NO. | THREADING CHARGES | 11.7 | NO. | 93.6
3 | NO. | STONE CUTTER II | 891.8 | NO. | 2675.4
1 | NO. | MASAN I | 1205.4 | NO. | 1205.4
2 | NO. | MAZDOOR I | 786.8 | NO. | 1573.6
1 | NO. | MAZDOOR II | 645.4 | NO. | 645.4
-
|  | TOTAL FOR 30 M |  |  | 6724.1
-
|  | RATE PER RMT |  |  | 224.14
-
52 | * | SUPPLYING AND LAYING THE FOLLOWING PVC
PIPES WITH NECESSARY SPECIALS ELBOWS,
TEE,REDUCE ,PLUG,UNION,BEND,COUPLE,
NIPPLE,GATE VLVE,CHECK AND WHEEL VALVE
WHEREVER NECESSARY INCLUDING LABOUR BELOW
GROUND LEVEL(OR) FIXING ON WALLS FULLY CONCEALED TO THE
PROPER GRADIENT AND ALIGNMENT ETC.ALL
COMPLETE AS DIRECTED BY DEPT. OFFICERS.
|  | = | =
| * | ASTM-D SCHEDULE- 40 THREADED PVC PIPE
WITH NECESSARY PVC-GI SPECIALS
| c. | 20MM DIA PVC PIPE ABOVE G.L:-
-
1 | Rmt | COST OF 20MM DIA PVC PIPE | 26 | Rmt | 26
1 | L.S | ADD 70% FOR PVC/GI SPECIALS | 18.2 | L.S | 18.2
1 | Rmt | LABOUR FOR LAYING & FIXING | 219.84 | Rmt | 219.84
|  | TOTAL FOR 1 RMT |  |  | 264.04
=
OPEN WIRING IN PVC PIPE
Open wiring for Light point with ceiling rose for flats/ houses
Wirng with 1.5 sqmm copper PVC insulated unsheathed single core 1.1 KV grade cable with continuous earth by means of 1.5 sqmm copper PVC insulated unsheathed single core 1.1 KV grade cable confirming to IS 694 / 1980 with ISI mark in PVC rigid conduit pipe heavy duty with ISI mark with suitable size MS box of 16g thick concealed and covered with 3mm thick laminated hylem sheet for LIGHT POINT WITH CEILING ROSE controlled by 5 amps flush type switch including citcuit mains, cost of all materials, specials, etc., all complete,(Open wiring)
90 | Rmt | 1.5 sqmm copper PVC insulated unsheathed single core cable | 15.5 | Rmt | 1395
45 | Rmt | PVC rigid conduit pipe 19 mm / 20mm heavy duty with ISI mark | 19.1 | 1 Rmt | 859.5
20 | No | 19 mm PVC rigid bends | 3 | No | 60
150 | No | Tw Plugs (p 91 p J e) | 287 | 1000 nos | 43.05
10 | No | 19 mm PVC rigid tees | 1.28 | No | 12.8
10 | No | PVC joint box ( Part- I ,p 129 6b) | 41.2 | Dozen | 34.33
0.015 | Sqm | Hylem sheet 3 mm thick with lamination | 630 | Sqm | 9.45
10 | No | 5 amps flush type switch | 16.05 | No | 160.5
10 | No | Ceiling rose | 13.6 | No | 136
1 | Gross | Brass screws 40mm p 130 L 1c | 68.8 | Gross | 68.8
72 | No | 19 mm MS clamp | 47.7 | Gross | 23.85
0.16667 | Bag | Cement | 298 | Bag | 49.67
10 | No | TW switch box 100 x 100 x 75 mm p 130 jd | 13.8 | No | 138
1 | No | TW junction box 150 x 100 x 75 mm p-130 j c | 16.5 | No | 16.5
0.1 | Sqm | 3 mm thick laminated Hylem sheet (10X0.1X0.1) | 630 | Sqm | 63
45 | Rmt | 1.5 sqmm copper PVC insulated unsheathed single core cable for continuous earth connection | 15.5 | 90 Rmt | 697.5
0.5 | Litre | Paint SEP p-44 it-117 | 225.4 | Litre | 112.7
10 | Points | Labour charges |  | LS | 4392.67
LS |  | Sundries 1% on materials |  | LS | 27.68
|  | Total for 10 Points |  |  | 8301
|  | Rate for 1 Point |  |  | 830.1
Labour Charges for wirnig in PVC pipe concealed
Sub - data
1 | No | Maistry | 817 | No | 817
2 | No | Wiremen Grade - I | 712 | No | 1424
3 | No | Wiremen Grade - II | 708 | No | 2124
4 | No | Helper | 556 | No | 2224
6589
4392.6667
DATA - 7
5 AMPS 5 PIN PLUG SOCKET POINT AT SWITCH BOARD ITSELF
Wirng with 1.5 sqmm copper PVC insulated unsheathed single core 1.1 KV grade cable with continuous earth by means of 1.5 sqmm copper PVC insulated unsheathed single core 1.1 KV grade cable confirming to IS 694 / 1980 with ISI mark in fully concealed PVC rigid conduit pipe heavy duty with ISI mark with suitable size MS box of 16g thick concealed and covered with 3mm thick laminated hylem sheet for 5 amps 5 pin PLUG SOCKET POINT AT SWITCH BOARD ITSELF including citcuit mains, cost of all materials, specials, etc., all complete,
5 | Rmt | 1.5 sqmm copper PVC insulated unsheathed single core cable | 15.5 | 1 Rmt | 77.5
2.5 | Rmt | PVC rigid conduit pipe 19 mm / 20mm heavy duty with ISI mark | 19.1 | Rmt | 47.75
1 | No | 5 A 5 pin non - inter locking switch and plug ( flush type ) part - c (I a) + part - d (I a)( Rs. 192.60/12 + 23.90) p-118 +123 part d a | 39.95 | No | 39.95
|  | Labour charges |  |  | 578.94
|  | Sundries |  |  | 20.86
|  | Rate for 1 point |  |  | 765
2 X 2.5 Sq mm in fully concealed PVC conduit (open wiring)
Run off mains with 2 wires of 2.5 Sqmm copper PVC insulated unsheathed single core 1.1KV cable wire contuinuous earth by means of 1.5 Sqmm copper PVC insulated unsheathed single core 1.1 KV grade cable in fully concealed 19 mm / 20 mm dia rigid PVC conduit pipe heavy duty with ISI mark including cost of all materials, specials, etc., all complete.
|  | Total as per Data No. |  |  | 10737
180 | Rmt | Add 180 mt 2.5 Sqmm copper PVC insulated unsheathed S.C. cable | 24.1 | Rmt | 4338
180 | Rmt | Deduct 1.5 Sqmm copper PVC insulated unsheathed S.C. cable | 15.5 | Rmt | 2790
Sundries
|  | Total for 90 metres |  |  | 12285
|  | Rate for 1 Rmt |  |  | 136.5
Light point with bakelite batern type holder for flats/ houses(Open wiring)
Wirng with 1.5 sqmm copper PVC insulated unsheathed single core 1.1 KV grade cable with continuous earth by means of 1.5 sqmm copper PVC insulated unsheathed single core 1.1 KV grade cable confirming to IS 694 / 1980 with ISI mark in PVC rigid conduit pipe heavy duty with ISI mark with suitable size MS box of 16g thick concealed and covered with 3mm thick laminated hylem sheet for LIGHT POINT WITH BAKELITE BATTERN TYPE HOLDER FOR FLATS/ HOUSES controlled by 5 amps flush type switch including citcuit mains, cost of all materials, specials, etc., all complete,
|  | Total for Data 1 excluding sundries |  |  | 8273.32
|  | Deduct cost of ceiling rose 10 Nos |  |  | 136
|  | Add cost of Bakelite battern type holders 10 Nos @ Rs 16.50 / Each p-116, it-25 |  |  | 165
|  | Sundries |  |  | 29.68
|  | Total for 10 points |  |  | 8332
|  | Rate for 1 points |  |  | 833.2
5 AMPS 5 PIN PLUG SOCKET POINT AT CONVENIENT PLACES (OPEN WIRING)
Wirng with 1.5 sqmm copper PVC insulated unsheathed single core 1.1 KV grade cable with continuous earth by means of 1.5 sqmm copper PVC insulated unsheathed single core 1.1 KV grade cable confirming to IS 694 / 1980 with ISI mark in fully concealed PVC rigid conduit pipe heavy duty with ISI mark with suitable size MS box of 16g thick concealed and covered with 3mm thick laminated hylem sheet for 5 amps 5 pin PLUG SOCKET POINT AT CONVENIENT PLACES including citcuit mains, cost of all materials, specials, etc., all complete,
90 | Rmt | 1.5 sqmm copper PVC insulated unsheathed single core cable | 15.5 | Rmt | 1395
45 | Rmt | PVC rigid conduit pipe 19 mm / 20mm heavy duty with ISI mark | 19.1 | Rmt | 859.5
20 | No | 19 mm PVC rigid bends | 3 | Dozen | 60
10 | No | 19 mm PVC rigid tees | 1.28 | Dozen | 12.8
1 | No | MS box 150x 100 x 75 mm | 63.1 | No | 63.1
0.015 | Sqm | 3 mm thick laminated Hylem sheet | 630 | Sqm | 9.45
15 | No | 5 A 5 pin non - inter locking switch and plug ( flush type ) | 39.95 | No | 599.25
15 | No | MS box 150x 100 x 75 mm | 63.1 | No | 946.5
0.225 | Sqm | 3 mm thick laminated Hylem sheet | 630 | SQqm | 141.75
1.25 | Bag | Cement | 298 | Bag | 372.5
45 | Sqm | 1.5 sqmm copper PVC insulated unsheathed single core cable for continuous earth connection | 15.5 | Rmt | 697.5
|  | Labour charges |  |  | 4392.67
|  | Sundries |  |  | 27.48
|  | Total for 15 points |  |  | 9577.5
|  | Rate for 1 point |  |  | 638.5
Labour charges
1 | No | Maistry | 817 | No | 817
2 | No | Wiremen Grade - I | 712 | No | 1424
3 | No | Wiremen Grade - II | 708 | No | 2124
4 | No | Helper | 556 | No | 2224
6589
DATA - 8
15 AMPS POWER PLUG
Supplying and fixing of 15 Amps 3 pin flush type plug socket on suitable MS box of 16g thick concealed and covered with 3 mm thick laminated hylem sheet inclusive of all materials, etc., all complete.
1 | No | 15 Amps 3 pin flush type plug socket Part-D1 b p-123 | 54 | No | 54
1 | No | MS box 150 x 100 x 75mm | 63.1 | No | 63.1
0.015 | Sqm | 3 mm thick laminated hulem sheet | 630 | Sqm | 9.45
LS |  | Labour charges and sundries such as cement, screws etc., |  |  | 12.15
|  | Rate for Each |  |  | 138.7
DATA - 16
WATER TIGHT BULK HEAD FITTING suitable for 12W LED bulb
Supplying and fixing of water tight bulk head fittings with guard suitable for 60 / 100 watts including necessary connections, cost of materials, etc., All complete.
1 | No | Bulk head fittings P-116 it-26 | 274.9 | No | 274.9
|  | Sundries |  |  | 6
|  | Labour charges |  |  | 205.6
|  | Total For 1 No |  |  | 486.5
Labour Charges Data
2 | No | Wiremen Grade II | 708 | No | 1416
3 | No | Helper | 556 | No | 1668
|  | Total for 15 Nos |  |  | 3084
|  | Rate for 1 No |  |  | 205.6
82 |  | S/F OF STREET LIGHTS. |  |  | 2774.3
4 X 6 Sq mm in fully concealed PVC conduit (open wiring)
Run off mains with 2 wires of 2.5 Sqmm copper PVC insulated unsheathed single core 1.1KV cable wire contuinuous earth by means of 1.5 Sqmm copper PVC insulated unsheathed single core 1.1 KV grade cable in fully concealed 19 mm / 20 mm dia rigid PVC conduit pipe heavy duty with ISI mark including cost of all materials, specials, etc., all complete.
|  | Total as per Data No. |  |  | 10737
360 | Rmt | Add 180 mt 6 Sqmm copper PVC insulated unsheathed S.C. cable part E-2 -e | 56.7 | Rmt | 20412
180 | Rmt | Deduct 1.5 Sqmm copper PVC insulated unsheathed S.C. cable | 15.5 | Rmt | 2790
Sundries
|  | Total for 90 metres |  |  | 28359
|  | Rate for 1 Rmt |  |  | 315.1
4 X 4 Sq mm in fully concealed PVC conduit (open wiring)
Run off mains with 2 wires of 2.5 Sqmm copper PVC insulated unsheathed single core 1.1KV cable wire contuinuous earth by means of 1.5 Sqmm copper PVC insulated unsheathed single core 1.1 KV grade cable in fully concealed 19 mm / 20 mm dia rigid PVC conduit pipe heavy duty with ISI mark including cost of all materials, specials, etc., all complete.
|  | Total as per Data No. |  |  | 10737
360 | Rmt | Add 180 mt 4 Sqmm copper PVC insulated unsheathed S.C. cable part E-2 -e | 38.3 | Rmt | 13788
180 | Rmt | Deduct 1.5 Sqmm copper PVC insulated unsheathed S.C. cable | 15.5 | Rmt | 2790
Sundries
|  | Total for 90 metres |  |  | 21735
|  | Rate for 1 Rmt |  |  | 241.5

## Short data (2) (hidden)
TAMIL NADU POLICE HOUSING CORPORATION
======================================
PLACE:- |  | OOTY |  | 2021-2022
QTY |  | COST OF MATERIALS | RATE | PER | AMOUNT
| * | CEMENT MORTAR(1:2)
0.72 | M.T | CEMENT | 5960 | M.T | 4291.2
1 | CUM | SAND | 2207.18 | CUM | 2207.18
1 | CUM | MIXING OF MORTAR | 140 | CUM | 140
| L.S | SUNDRIES |  | L.S
|  | TOTAL FOR 1 CUM |  |  | 6638.38
-
| * | CEMENT MORTAR(1:3)
0.48 | M.T | CEMENT | 5960 | M.T | 2860.8
1 | CUM | SAND | 2207.18 | CUM | 2207.18
1 | CUM | MIXING OF MORTAR | 140 | CUM | 140
| L.S | SUNDRIES |  | L.S
|  | TOTAL FOR 1 CUM |  |  | 5207.98
-
| * | CEMENT MORTAR(1:4)
0.36 | M.T | CEMENT | 5960 | M.T | 2145.6
1 | CUM | SAND | 2207.18 | CUM | 2207.18
1 | CUM | MIXING OF MORTAR | 140 | CUM | 140
| L.S | SUNDRIES |  | L.S
|  | TOTAL FOR 1 CUM |  |  | 4492.78
-
| * | CEMENT MORTAR(1:5)
0.288 | M.T | CEMENT | 5960 | M.T | 1716.48
1 | CUM | SAND | 2207.18 | CUM | 2207.18
1 | CUM | MIXING OF MORTAR | 140 | CUM | 140
| L.S | SUNDRIES |  | L.S
|  | TOTAL FOR 1 CUM |  |  | 4063.66
-
| * | CEMENT MORTAR(1:6)
0.24 | M.T | CEMENT | 5960 | M.T | 1430.4
1 | CUM | SAND | 2207.18 | CUM | 2207.18
1 | CUM | MIXING OF MORTAR | 140 | CUM | 140
| L.S | SUNDRIES |  | L.S
-
|  | TOTAL FOR 1 CUM |  |  | 3777.58
56.1. | * | SUPPLYING AND FIXING OF I.W.C
20"WITH TOP LEFT ROUGH TO RECEIVE
FLOOR FINISH
IN G.FLOOR.
1 | NO. | I.W.C 20"SIZE(Orissa pan) | 1190 | NO. | 1190
0.65 | CUM | E.W EXCAVATION | 270.48 | CUM | 175.81
0.57 | CUM | REFILLING | 47.04 | CUM | 26.81
0.081 | CUM | BRICK JELLY CONCRETE USING 40mm(1:8:16) | 5316.65 | CUM | 430.65
1 | NO. | PLUMBER I | 1045.8 | NO. | 1045.8
0.5 | NO. | MASON II | 1125.6 | NO. | 562.8
0.5 | NO. | MAZDOOR I | 786.8 | NO. | 393.4
| L.S | SUNDRIES |  | L.S | 1.25
|  | TOTAL FOR ONE NUMBER |  |  | 3826.52
56.2. | * | SUPPLYING AND FIXING OF I.W.C
20"WITH TOP LEFT ROUGH TO RECEIVE
FLOOR FINISH
IN OTHER THAN G.FLOOR.
1 | NO. | I.W.C 20"SIZE(Orissa pan) | 1190 | NO. | 1190
0.405 | CUM | WEATHERING COURSE | 5280.27 | CUM | 2138.51
USING20mmBRICK JELLY
1.89 | SQM | PLASTERING IN C.M(1:3) | 324.3 | SQM | 612.93
12mMT.K MIXED WITH W.P.C.
0.081 | CUM | BRICK JELLY CONCRETE (1:8:16) | 5316.65 | CUM | 430.65
USING 40 mm BRICK JELLY
1 | NO | PLUMBER I | 1045.8 | NO | 1045.8
0.5 | NO. | MASON II | 1125.6 | NO. | 562.8
0.5 | NO. | MAZDOOR I | 786.8 | NO. | 393.4
| L.S | SUNDRIES |  | L.S | 1.03
|  | TOTAL FOR ONE NUMBER |  |  | 6375.12
58.1(a) | * | SUPPLY AND FIXING P.V.C.SOIL
PIPESPECIALS OF FOLLOWING DIA:-
-
| A. | SUPPLY AND FIXING OF PVC soil PIPE
110MM DIA OF PVC SWR PIPE INCLUDING
PACKING THE JOINTS WITH RUBBER
LUBRICANT AND FIXING IN TO
WALL WITH WOODEN PLUGS
SCREWSHOLDING CLAMPSETC
COMPLETE type 'B'.
3 | RMT | P.V.C. PIPE 110mm DIA | 193.05 | RMT | 579.15
1 | NO | P.V.C BEND WITH DOOR 110MM | 76 | EACH | 76
1 | NO | P.V.C COWL 110MM | 78.4 | EACH | 78.4
1 | NO | P.V.C DOOR TEE 110MM p-61 D-c | 178.9 | EACH | 178.9
0.5 | NO. | PLUMBER I | 1045.8 | EACH | 522.9
0.5 | NO. | MASON II | 1125.6 | EACH | 562.8
0.5 | NO. | MAZDOOR I | 786.8 | EACH | 393.4
| L.S | COST OF RUBBER | 2.79 | L.S | 2.79
LUBRICANTT.W.PLUGS AND
C.I.CLAMPS ETC
|  | SUNDERS |  | L.S | 0.12
|  | TOTAL FOR 3 RMT |  |  | 2394.46
|  | RATE PER RMT |  |  | 798.15
-
58.1(b) | B. | SUPPLY AND FIXING OF PVC PIPE
75MM DIA OF PVC SWR PIPE INCLUDING
PACKING THE JOINTS WITH RUBBER
LUBERICANT AND FIXING IN TO
WALL WITH WOODEN PLUGES
SCREWSHOLDING CLAMPSETC
COMPLETE type 'B'.
3 | RMT | P.V.C. PIPE 75mm DIA | 115.85 | RMT | 347.55
1 | NO | P.V.C BEND WITH DOOR | 45 | EACH | 45
1 | NO | P.V.C COWL | 52.9 | EACH | 52.9
1 | NO | P.V.C DOOR TEE | 119.3 | EACH | 119.3
0.5 | NO. | PLUMBER I | 1045.8 | EACH | 522.9
0.5 | NO. | MASON II | 1125.6 | EACH | 562.8
0.5 | NO. | MAZDOOR I | 786.8 | EACH | 393.4
| L.S | COST OF RUBBER |  | L.S | 2.73
LUBRICANTT.W.PLUGS AND
C.I.CLAMPS ETC
|  | SUNDERS |  | L.S | 0.27
|  | TOTAL FOR 3 RMT |  |  | 2046.85
|  | RATE PER RMT |  |  | 682.28
44.1 | * | SUPPLY AND FIXING OF
110mmDIA P.V.C RAIN WATER
DOWN FALL PIPE Type- A SWR pipe
-
3 | RMT | 110mmDIA P.V.C PIPE | 120.54 | RMT | 361.62
1 | NO. | 110mmDIA P.V.C PLAIN BEND | 76 | NO. | 76
1 | NO. | 110mmDIA P.V.C SHOE | 79.5 | NO. | 79.5
2 | NO. | SPECIAL CLAMP | 21.4 | NO. | 42.8
1 | NO. | C.I. GRATING 100mm DIA | 31.8 | NO. | 31.8
0.5 | NO. | PLUMBER I | 1045.8 | NO. | 522.9
| L.S | COST OF PLUG SCREWS , RUBBER |  | L.S
LUBRICANT ETC
|  | TOTAL FOR 3 RMT |  |  | 1114.62
|  | RATE PER RMT |  |  | 371.54
29.5 | * | Providing White/Color ceramic floor tiles (Anti-skid)of
any size 0f 6mm T.K including pointing etc.,
as directed by the Dept.Officers.
10 | SQM | COST OF CERAMIC FLOOR TILES | 363.34 | SQM | 3633.4
0.21 | CUM | C.M(1:3) | 5207.98 | CUM | 1093.68
LABOUR FOR LAYING & POINTING
1.1 | NO | MASON I | 1205.4 | NO | 1325.94
1.1 | NO | MASON II | 1125.6 | NO | 1238.16
2.2 | NO | MAZDOOR I | 786.8 | NO | 1730.96
2.2 | NO | MAZDOOR II | 645.4 | NO | 1419.88
20 | Kg | CEMENT | 5960 | M.T | 119.2
2 | Kg | Grout ( qtn) | 36.1 | Kg | 72.2
1.6 | NO | MASON II | 1125.6 | NO | 1800.96
0.5 | NO | MAZDOOR I | 786.8 | NO | 393.4
1.1 | NO | MAZDOOR II | 645.4 | NO | 709.94
| L.S | SUNDRIES |  | L.S | 0
|  | TOTAL FOR 10 SQM |  |  | 13537.72
|  | RATE PER SQM |  |  | 1353.77
29.4 | * | Suppling and laying White/Plain colour
Glazed tiles in C.M(1:2)
1.86 | SQM | COST OF GLAZED TILES | 400 | SQM | 744
0.4 | Kg | Grout | 36.1 | Kg | 14.44
0.02 | CUM | C.M(1:2) | 6638.38 | CUM | 132.77
1 | NO | MASON I | 1205.4 | NO | 1205.4
1 | NO | Mazdoor-I | 786.8 | NO | 786.8
| L.S | SUNDRIES |  | L.S
|  | TOTAL FOR 1.860 SQM |  |  | 2883.41
|  | RATE PER SQM |  |  | 1550.22
15mm dia half turn CP tap
Sub-Data
Labour charge
0.1 | Nos | Fitter I class | 1064 | Each | 106.4
0.1 | Nos | Mazdoor I | 786.8 | Each | 78.68
10 | gram | Shellac p-49/168 | 18.3 | 100 gms | 1.83
0.25 | Nos | Thread ball p-49/173 | 3.57 | Each | 1
|  |  | Total/1 No |  | 187.91
|  | Main Data | Long body |  | short body
|  |  | 331 |  | 283
|  | Cost of Tap | 187.91 |  | 187.91
|  | Labour | 518.91 |  | 470.91
|  |  | 519 |  | 471
52 | * | SUPPLYING AND LAYING THE FOLLOWING PVC
PIPES WITH NECESSARY SPECIALS ELBOWS,
TEE,REDUCE ,PLUG,UNION,BEND,COUPLE,
NIPPLE,GATE VLVE,CHECK AND WHEEL VALVE
WHEREVER NECESSARY INCLUDING LABOUR BELOW
GROUND LEVEL(OR) FIXING ON WALLS TO THE
PROPER GRADIENT AND ALIGNMENT ETC.ALL
COMPLETE AS DIRECTED BY DEPT. OFFICERS.
| * | ASTM-D SCHEDULE- 40 THREADED PVC PIPE
WITH NECESSARY PVC-GI SPECIALS
| c. | 20MM DIA PVC PIPE ABOVE G.L:-
1 | Rmt | COST OF 20MM DIA PVC PIPE | 26 | Rmt | 26
1 | L.S | ADD 70% FOR PVC/GI SPECIALS | 18.2 | L.S | 18.2
1 | Rmt | LABOUR FOR LAYING & FIXING | 217.84 | Rmt | 217.84
|  | TOTAL FOR 1 RMT |  |  | 262.04
| b. | 25MM DIA PVC PIPE ABOVE G.L:-
1 | Rmt | COST OF 25MM DIA PVC PIPE | 35 | Rmt | 35
1 | L.S | ADD 40% FOR PVC/GI SPECIALS | 14 | L.S | 14
1 | Rmt | LABOUR FOR LAYING & FIXING | 217.83 | Rmt | 217.83
|  | TOTAL FOR 1 RMT |  |  | 266.83
| a. | 32MM DIA PVC PIPE ABOVE G.L:-
1 | Rmt | COST OF 32MM DIA PVC PIPE | 52 | Rmt | 52
1 | L.S | ADD 20% FOR PVC/GI SPECIALS | 10.4 | L.S | 10.4
1 | Rmt | LABOUR FOR LAYING & FIXING | 221.66 | Rmt | 221.66
|  | TOTAL FOR 1 RMT |  |  | 284.06
Aluminium partition wall novapan sheet 12mm thick
38.86 | kg | Aluminium section 'it- 61 a( SR-16-17) | 301 | kg | 11696.86
2.43 | sqm | Novapan Sheet 12mm Thick above | 695 | sqm | 1688.85
4.85 | sqm | Novapan Sheet 12mm Thick | 695 | NO | 3370.75
34.65 | Rmt | Rubber beeding (An-VI -it-63 | 37.9 | Rmt | 1313.235
144 | NOS | BRASS SCREWS ( 30x6mm)(An-VI -it-162 p-53 | 2.39 | No | 344.16
12 | NOS | BRASS SCREWS (75x 10mm)(An-VI -it-163 | 4.84 | No | 58.08
12 | NOS | Plug (An-VI -it-166 | 1.07 | No | 12.84
2 | Unit | Power Grapping it-173 | 11.8 | Unit | 23.6
6.615 | Sqm | Labbour charges | 2413 | Sqm | 15961.995
|  | TOTAL FOR 6.615 SQM |  |  | 34470.37
|  | RATE PER SQM |  |  | 5210.9403
1 | NO. | FITTER Ist CLASS | 1064 | NO. | 1064
1 | NO. | MAZDOOR Ist CLASS | 786.2 | NO. | 786.2
0.5 | NO. | CARPENTER II CLASS | 1125.6 | NO. | 562.8
| L.S |  |  | L.S
-
|  |  | LABOUR RATE |  | 2413
52.1 | S & F of GI Pipe 20mm dia for Hot Water line Pipe Fully Consealed in Wall
LABOUR CHARGE FOR LAYING
GI PIPE 20MM DIA
-
30 | RMT | LAYING,FIXING AND CONSELING GI PIPE | 15.53 | RMT | 465.9
8 | NO. | CUTTING CHARGES | 8.1 | NO. | 64.8
8 | NO. | THREADING CHARGES | 11.7 | NO. | 93.6
3 | NO. | STONE CUTTER II | 891.8 | NO. | 2675.4
1 | NO. | MASAN I | 1205.4 | NO. | 1205.4
2 | NO. | MAZDOOR I | 786.8 | NO. | 1573.6
1 | NO. | MAZDOOR II | 645.4 | NO. | 645.4
-
|  | TOTAL FOR 30 M |  |  | 6724.1
-
|  | RATE PER RMT |  |  | 224.14
-
52 | * | SUPPLYING AND LAYING THE FOLLOWING PVC
PIPES WITH NECESSARY SPECIALS ELBOWS,
TEE,REDUCE ,PLUG,UNION,BEND,COUPLE,
NIPPLE,GATE VLVE,CHECK AND WHEEL VALVE
WHEREVER NECESSARY INCLUDING LABOUR BELOW
GROUND LEVEL(OR) FIXING ON WALLS FULLY CONCEALED TO THE
PROPER GRADIENT AND ALIGNMENT ETC.ALL
COMPLETE AS DIRECTED BY DEPT. OFFICERS.
|  | = | =
| * | ASTM-D SCHEDULE- 40 THREADED PVC PIPE
WITH NECESSARY PVC-GI SPECIALS
| c. | 20MM DIA PVC PIPE ABOVE G.L:-
-
1 | Rmt | COST OF 20MM DIA PVC PIPE | 26 | Rmt | 26
1 | L.S | ADD 70% FOR PVC/GI SPECIALS | 18.2 | L.S | 18.2
1 | Rmt | LABOUR FOR LAYING & FIXING | 219.84 | Rmt | 219.84
|  | TOTAL FOR 1 RMT |  |  | 264.04
=
OPEN WIRING IN PVC PIPE
Open wiring for Light point with ceiling rose for flats/ houses
Wirng with 1.5 sqmm copper PVC insulated unsheathed single core 1.1 KV grade cable with continuous earth by means of 1.5 sqmm copper PVC insulated unsheathed single core 1.1 KV grade cable confirming to IS 694 / 1980 with ISI mark in PVC rigid conduit pipe heavy duty with ISI mark with suitable size MS box of 16g thick concealed and covered with 3mm thick laminated hylem sheet for LIGHT POINT WITH CEILING ROSE controlled by 5 amps flush type switch including citcuit mains, cost of all materials, specials, etc., all complete,(Open wiring)
90 | Rmt | 1.5 sqmm copper PVC insulated unsheathed single core cable | 15.5 | Rmt | 1395
45 | Rmt | PVC rigid conduit pipe 19 mm / 20mm heavy duty with ISI mark | 19.1 | 1 Rmt | 859.5
20 | No | 19 mm PVC rigid bends | 3 | No | 60
150 | No | Tw Plugs (p 91 p J e) | 287 | 1000 nos | 43.05
10 | No | 19 mm PVC rigid tees | 1.28 | No | 12.8
10 | No | PVC joint box ( Part- I ,p 129 6b) | 41.2 | Dozen | 34.33
0.015 | Sqm | Hylem sheet 3 mm thick with lamination | 630 | Sqm | 9.45
10 | No | 5 amps flush type switch | 16.05 | No | 160.5
10 | No | Ceiling rose | 13.6 | No | 136
1 | Gross | Brass screws 40mm p 130 L 1c | 68.8 | Gross | 68.8
72 | No | 19 mm MS clamp | 47.7 | Gross | 23.85
0.16667 | Bag | Cement | 298 | Bag | 49.67
10 | No | TW switch box 100 x 100 x 75 mm p 130 jd | 13.8 | No | 138
1 | No | TW junction box 150 x 100 x 75 mm p-130 j c | 16.5 | No | 16.5
0.1 | Sqm | 3 mm thick laminated Hylem sheet (10X0.1X0.1) | 630 | Sqm | 63
45 | Rmt | 1.5 sqmm copper PVC insulated unsheathed single core cable for continuous earth connection | 15.5 | 90 Rmt | 697.5
0.5 | Litre | Paint SEP p-44 it-117 | 225.4 | Litre | 112.7
10 | Points | Labour charges |  | LS | 4392.67
LS |  | Sundries 1% on materials |  | LS | 27.68
|  | Total for 10 Points |  |  | 8301
|  | Rate for 1 Point |  |  | 830.1
Labour Charges for wirnig in PVC pipe concealed
Sub - data
1 | No | Maistry | 817 | No | 817
2 | No | Wiremen Grade - I | 712 | No | 1424
3 | No | Wiremen Grade - II | 708 | No | 2124
4 | No | Helper | 556 | No | 2224
6589
4392.6667
DATA - 7
5 AMPS 5 PIN PLUG SOCKET POINT AT SWITCH BOARD ITSELF
Wirng with 1.5 sqmm copper PVC insulated unsheathed single core 1.1 KV grade cable with continuous earth by means of 1.5 sqmm copper PVC insulated unsheathed single core 1.1 KV grade cable confirming to IS 694 / 1980 with ISI mark in fully concealed PVC rigid conduit pipe heavy duty with ISI mark with suitable size MS box of 16g thick concealed and covered with 3mm thick laminated hylem sheet for 5 amps 5 pin PLUG SOCKET POINT AT SWITCH BOARD ITSELF including citcuit mains, cost of all materials, specials, etc., all complete,
5 | Rmt | 1.5 sqmm copper PVC insulated unsheathed single core cable | 15.5 | 1 Rmt | 77.5
2.5 | Rmt | PVC rigid conduit pipe 19 mm / 20mm heavy duty with ISI mark | 19.1 | Rmt | 47.75
1 | No | 5 A 5 pin non - inter locking switch and plug ( flush type ) part - c (I a) + part - d (I a)( Rs. 192.60/12 + 23.90) p-118 +123 part d a | 39.95 | No | 39.95
|  | Labour charges |  |  | 578.94
|  | Sundries |  |  | 20.86
|  | Rate for 1 point |  |  | 765
2 X 2.5 Sq mm in fully concealed PVC conduit (open wiring)
Run off mains with 2 wires of 2.5 Sqmm copper PVC insulated unsheathed single core 1.1KV cable wire contuinuous earth by means of 1.5 Sqmm copper PVC insulated unsheathed single core 1.1 KV grade cable in fully concealed 19 mm / 20 mm dia rigid PVC conduit pipe heavy duty with ISI mark including cost of all materials, specials, etc., all complete.
|  | Total as per Data No. |  |  | 10737
180 | Rmt | Add 180 mt 2.5 Sqmm copper PVC insulated unsheathed S.C. cable | 24.1 | Rmt | 4338
180 | Rmt | Deduct 1.5 Sqmm copper PVC insulated unsheathed S.C. cable | 15.5 | Rmt | 2790
Sundries
|  | Total for 90 metres |  |  | 12285
|  | Rate for 1 Rmt |  |  | 136.5
Light point with bakelite batern type holder for flats/ houses(Open wiring)
Wirng with 1.5 sqmm copper PVC insulated unsheathed single core 1.1 KV grade cable with continuous earth by means of 1.5 sqmm copper PVC insulated unsheathed single core 1.1 KV grade cable confirming to IS 694 / 1980 with ISI mark in PVC rigid conduit pipe heavy duty with ISI mark with suitable size MS box of 16g thick concealed and covered with 3mm thick laminated hylem sheet for LIGHT POINT WITH BAKELITE BATTERN TYPE HOLDER FOR FLATS/ HOUSES controlled by 5 amps flush type switch including citcuit mains, cost of all materials, specials, etc., all complete,
|  | Total for Data 1 excluding sundries |  |  | 8273.32
|  | Deduct cost of ceiling rose 10 Nos |  |  | 136
|  | Add cost of Bakelite battern type holders 10 Nos @ Rs 16.50 / Each p-116, it-25 |  |  | 165
|  | Sundries |  |  | 29.68
|  | Total for 10 points |  |  | 8332
|  | Rate for 1 points |  |  | 833.2
5 AMPS 5 PIN PLUG SOCKET POINT AT CONVENIENT PLACES (OPEN WIRING)
Wirng with 1.5 sqmm copper PVC insulated unsheathed single core 1.1 KV grade cable with continuous earth by means of 1.5 sqmm copper PVC insulated unsheathed single core 1.1 KV grade cable confirming to IS 694 / 1980 with ISI mark in fully concealed PVC rigid conduit pipe heavy duty with ISI mark with suitable size MS box of 16g thick concealed and covered with 3mm thick laminated hylem sheet for 5 amps 5 pin PLUG SOCKET POINT AT CONVENIENT PLACES including citcuit mains, cost of all materials, specials, etc., all complete,
90 | Rmt | 1.5 sqmm copper PVC insulated unsheathed single core cable | 15.5 | Rmt | 1395
45 | Rmt | PVC rigid conduit pipe 19 mm / 20mm heavy duty with ISI mark | 19.1 | Rmt | 859.5
20 | No | 19 mm PVC rigid bends | 3 | Dozen | 60
10 | No | 19 mm PVC rigid tees | 1.28 | Dozen | 12.8
1 | No | MS box 150x 100 x 75 mm | 63.1 | No | 63.1
0.015 | Sqm | 3 mm thick laminated Hylem sheet | 630 | Sqm | 9.45
15 | No | 5 A 5 pin non - inter locking switch and plug ( flush type ) | 39.95 | No | 599.25
15 | No | MS box 150x 100 x 75 mm | 63.1 | No | 946.5
0.225 | Sqm | 3 mm thick laminated Hylem sheet | 630 | SQqm | 141.75
1.25 | Bag | Cement | 298 | Bag | 372.5
45 | Sqm | 1.5 sqmm copper PVC insulated unsheathed single core cable for continuous earth connection | 15.5 | Rmt | 697.5
|  | Labour charges |  |  | 4392.67
|  | Sundries |  |  | 27.48
|  | Total for 15 points |  |  | 9577.5
|  | Rate for 1 point |  |  | 638.5
Labour charges
1 | No | Maistry | 817 | No | 817
2 | No | Wiremen Grade - I | 712 | No | 1424
3 | No | Wiremen Grade - II | 708 | No | 2124
4 | No | Helper | 556 | No | 2224
6589
DATA - 8
15 AMPS POWER PLUG
Supplying and fixing of 15 Amps 3 pin flush type plug socket on suitable MS box of 16g thick concealed and covered with 3 mm thick laminated hylem sheet inclusive of all materials, etc., all complete.
1 | No | 15 Amps 3 pin flush type plug socket Part-D1 b p-123 | 54 | No | 54
1 | No | MS box 150 x 100 x 75mm | 63.1 | No | 63.1
0.015 | Sqm | 3 mm thick laminated hulem sheet | 630 | Sqm | 9.45
LS |  | Labour charges and sundries such as cement, screws etc., |  |  | 12.15
|  | Rate for Each |  |  | 138.7
DATA - 16
WATER TIGHT BULK HEAD FITTING suitable for 12W LED bulb
Supplying and fixing of water tight bulk head fittings with guard suitable for 60 / 100 watts including necessary connections, cost of materials, etc., All complete.
1 | No | Bulk head fittings P-116 it-26 | 274.9 | No | 274.9
|  | Sundries |  |  | 6
|  | Labour charges |  |  | 205.6
|  | Total For 1 No |  |  | 486.5
Labour Charges Data
2 | No | Wiremen Grade II | 708 | No | 1416
3 | No | Helper | 556 | No | 1668
|  | Total for 15 Nos |  |  | 3084
|  | Rate for 1 No |  |  | 205.6
82 |  | S/F OF STREET LIGHTS. |  |  | 2774.3
4 X 6 Sq mm in fully concealed PVC conduit (open wiring)
Run off mains with 2 wires of 2.5 Sqmm copper PVC insulated unsheathed single core 1.1KV cable wire contuinuous earth by means of 1.5 Sqmm copper PVC insulated unsheathed single core 1.1 KV grade cable in fully concealed 19 mm / 20 mm dia rigid PVC conduit pipe heavy duty with ISI mark including cost of all materials, specials, etc., all complete.
|  | Total as per Data No. |  |  | 10737
360 | Rmt | Add 180 mt 6 Sqmm copper PVC insulated unsheathed S.C. cable part E-2 -e | 56.7 | Rmt | 20412
180 | Rmt | Deduct 1.5 Sqmm copper PVC insulated unsheathed S.C. cable | 15.5 | Rmt | 2790
Sundries
|  | Total for 90 metres |  |  | 28359
|  | Rate for 1 Rmt |  |  | 315.1
4 X 4 Sq mm in fully concealed PVC conduit (open wiring)
Run off mains with 2 wires of 2.5 Sqmm copper PVC insulated unsheathed single core 1.1KV cable wire contuinuous earth by means of 1.5 Sqmm copper PVC insulated unsheathed single core 1.1 KV grade cable in fully concealed 19 mm / 20 mm dia rigid PVC conduit pipe heavy duty with ISI mark including cost of all materials, specials, etc., all complete.
|  | Total as per Data No. |  |  | 10737
360 | Rmt | Add 180 mt 4 Sqmm copper PVC insulated unsheathed S.C. cable part E-2 -e | 38.3 | Rmt | 13788
180 | Rmt | Deduct 1.5 Sqmm copper PVC insulated unsheathed S.C. cable | 15.5 | Rmt | 2790
Sundries
|  | Total for 90 metres |  |  | 21735
|  | Rate for 1 Rmt |  |  | 241.5

## Detail old (hidden)
TAMIL NADU POLICE HOUSING CORPORATION
Name of work : Providing Special repair work for the existing ADSP quarters at Church Hill ooty in the Nilgiris District
Detailed Estimate
Sl. No | Description of work | NO |  | L | B | D | Qty | Unit
1 | Dismantling RR masonry
| For ventilator | 3 | 1 | 0.9 | 0.4 | 0.6 | 0.648
| For exhaust | 3 | 1 | ((3.14/4)*0.30*0.30)*0.40 |  |  | 0.08
0.728
[6 empty] | Say | 0.75 | m3
2 | Dismantling floor plastering
| Bath | 3 | 1 | 1.2 | 1.54 | - | 5.544
| New toilet floor | 3 | 1 | 2.1 | 1.81 | - | 11.403
| Toilet | 3 | 1 | 1.2 | 1 | - | 3.6
| Hall | 3 | 1 | 3.6 | 5.4 | - | 58.32
| Kitchen | 3 | 1 | 3.05 | 2.42 | - | 22.143
| Bed1 | 3 | 1 | 4.27 | 3.62 | - | 46.3722
| Bed2 | 3 | 1 | 3.64 | 3.02 | - | 32.9784
| Verandah | 3 | 1 | 3.6 | 1.5 | - | 16.2
| Passage | 3 | 1 | 1 | 1.05 | - | 3.15
199.7106
[6 empty] | Say | 199.8 | m2
3 | Dismantling wall plastering
| Bath wall | 3 | 1 | 5.48 | - | 2.1 | 34.524
| D/f Door Open | 3 | -1 | 0.85 | - | 1.97 | -5.0235
| Toilet wall | 3 | 1 | 4.4 | - | 2.1 | 27.72
| D/f Door Open | 3 | -1 | 0.85 | - | 1.97 | -5.0235
| New toilet alround | 3 | 1 | 7.82 | - | 2.1 | 49.266
| D/f Door Open | 3 | -1 | 0.9 | - | 2.1 | -5.67
| New partition wall | 3 | 2 | 0.115 | - | 3 | 2.07
| Loft bottom wall | 3 | 2 | 0.115 | - | 2.1 | 1.449
99.312
[6 empty] | Say | 99.35 | m2
4 | Dismantling wooden window
| Window | 3 | 1 | 0.95 | - | 1.52 | 4.332
[6 empty] | Say | 4.35 | m2
5 | Brick work in CM 1:6, using chamber burnt bricks etc.,
| Window wall | 3 | 1 | 0.95 | 0.4 | 1.52 | 1.7328
| Brick pillar for gate | 1 | 2 | 0.45 | 0.45 | 1.8 | 0.729
2.4618
[6 empty] | Say | 2.5 | m3
6 | Brick partition wall, 112mm thick using chamber burnt bricks etc., in GF
| For loft bottom wall | 3 | 2 | 0.8 | - | 2.1 | 10.08
| New toilet partition wall | 3 | 1 | 2.1 | - | 3 | 18.9
| For plinth protection wall | 1 | 1 | 61.6 | - | 0.75 | 46.2
| D/f Door | 3 | -1 | 0.9 | - | 2.1 | -5.67
| D/f Lintel concrete | 3 | -1 | 1.36 | - | 0.1 | -0.408
| SS hand rail | 2 | 1 | 34 | - | 0.1 | 6.8
| Toilet partition | 3 | 1 | 0.85 | - | 3 | 7.65
83.552
[6 empty] | Say | 83.6 | m2
7 | Standardized concrete mix M20 using 20mm jelly etc.,
| For Road | 1 | 1 | 70 | 45 | 0.075 | 236.25
| Fencing | 1 | 43 | 0.3 | 0.3 | 0.4 | 1.548
| For lintel | 3 | 1 | 1.36 | 0.115 | 0.1 | 0.04692
237.8449
[6 empty] | Say | 236.3 | m3
8 | Supplying and fabricating of MS/RTS etc.,
| For lintel | 3 | 1 | (0.05 x 120 Kg/m3) |  |  | 16.8912 | Kg
[7 empty] | 0.016891 | M..T
9 | Supplying and fixing of steel ventilator etc.,
| Ventilator | 3 | 1 | 0.9 | - | 0.6 | 1.62
| For fencing intermidate | 1 | 43 | 0.1 | - | 1.8 | 7.74
| Front gate | 1 | 1 | 4.5 | - | 2 | 9
18.36
|  |  |  | (18.36 x 35 Kg/m2) |  |  | 642.6
[6 empty] | Say | 642 | Kg
10 | Plastering in CM 1:5 using 12mm thick etc.,
| Loft bottom wall | 3 | 2 | 1.72 | - | 2.1 | 21.672
| New toilet wall | 3 | 2 | 2.1 | - | 3 | 37.8
| D/f Door | 3 | -2 | 0.9 | - | 2.1 | -11.34
| Add jams | 3 | 1 | 5.1 | - | 0.12 | 1.836
| Toilet wall | 3 | 2 | 0.85 | - | 3 | 15.3
| Brick pillar | 1 | 2 | 1.8 | - | 1.8 | 6.48
| For plinth protection wall | 1 | 1 | 61.6 | - | 0.8 | 49.28
| Ventilator alround | 3 | 1 | 3 | - | 0.4 | 3.6
124.628
[6 empty] | Say | 124.7 | m2
11 | Supplying and laying of Glazed tiles with CM 1:2 etc.,
| Bath wall | 3 | 1 | 5.48 | - | 2.1 | 34.524
| D/f Door Open | 3 | -1 | 0.85 | - | 1.97 | -5.0235
| Toilet wall | 3 | 1 | 4.4 | - | 2.1 | 27.72
| D/f Door Open | 3 | -1 | 0.85 | - | 1.97 | -5.0235
| New toilet alround | 3 | 1 | 7.82 | - | 2.1 | 49.266
| D/f Door Open | 3 | -1 | 0.9 | - | 2.1 | -5.67
95.793
[6 empty] | Say | 95.8 | m2
12 | Supplying and laying of Anti skid tiles with CM 1:3 etc.,
| Bath | 3 | 1 | 1.2 | 1.54 | - | 5.544
| New toilet floor | 3 | 1 | 2.1 | 1.81 | - | 11.403
| Toilet | 3 | 1 | 1.2 | 1 | - | 3.6
[7 empty] | 20.547 | m2
13 | Supplying and fixing of following ASTM pipes etc.,
a. 32mm dia ASTM pipe
| Ground to tank block 1 | 1 | 2 | 7.5 | - | - | 15
| Ground to tank block 2 | 1 | 1 | 11 | - | - | 11
[7 empty] | 26 | m
b. 25mm dia ASTM pipe
| Tank to First floor toilet | 1 | 2 | 12 | - | - | 24
| Tank to FF new toilet | 1 | 2 | 6 | - | - | 12
| Tank to Kitchen line GF | 1 | 2 | 9 | - | - | 18
| Tank to Kitchen line GF | 1 | 1 | 5 | - | - | 5
| Tank to Ground floor toilet | 1 | 1 | 15 | - | - | 15
| Tank to GF new toilet | 1 | 1 | 9 | - | - | 9
[7 empty] | 83 | m
c. 20mm ASTM pipe
| Kitchen line | 1 | 3 | 5 | - | - | 15
| Inner house | 1 | 3 | 9 | - | - | 27
[7 empty] | 42 | m
14 | Supplying and fixing of G.I Pipe 20mm dia for Hot water line (Fully Concealed in walls)
| For new bath & Toilet | 3 | 1 | 6.5 | - | - | 19.5
| Existing bath | 3 | 1 | 3.5 | - | - | 10.5
[7 empty] | 30 | m
15 | Painting two coats of Plastic emulsion paint with primer including thorougly scrapping etc.,
Inner
| Verandah | 3 | 1 | 10.2 | - | 2.9 | 88.74
| D/f M.D | 3 | -1 | 1.05 | - | 2.23 | -7.0245
| D/f D | 3 | -1 | 0.9 | - | 2.23 | -6.021
| D/f Step open | 3 | -1 | 1.23 | - | 2.23 | -8.2287
| D/f W1 | 3 | -1 | 1.52 | - | 1.52 | -6.9312
| Add jams | 3 | 1 | 6.08 | - | 0.3 | 5.472
| Add jams M.D | 3 | 1 | 5.51 | - | 0.25 | 4.1325
| Passage | 3 | 1 | 3.33 | - | 2.9 | 28.971
| Kitchen alround | 3 | 1 | 10.94 | - | 2.9 | 95.178
| D/f D | 3 | -1 | 0.9 | - | 2.23 | -6.021
| D/f W | 3 | -2 | 0.95 | - | 1.52 | -8.664
| Add jams D | 3 | 1 | 6.26 | - | 0.25 | 4.695
| Add jams W | 3 | 2 | 4.94 | - | 0.25 | 7.41
| Cupboard wall | 3 | 2 | 0.72 | - | 2.1 | 9.072
| Hall alround | 3 | 1 | 18 | - | 2.9 | 156.6
| D/f M.D | 3 | -1 | 1.05 | - | 2.23 | -7.0245
| D/f D | 3 | -3 | 1.05 | - | 2.23 | -21.0735
| D/f D1 | 3 | -1 | 0.9 | - | 2.23 | -6.021
| D/f W1 | 3 | -2 | 1.52 | - | 1.52 | -13.8624
| Add jams M.D | 3 | 1 | 5.51 | - | 0.25 | 4.1325
| Add jams D | 3 | 1 | 6.26 | - | 0.25 | 4.695
| Add jams D1 | 3 | 2 | 5.55 | - | 0.25 | 8.325
| Add jams W1 | 3 | 2 | 6.08 | - | 0.25 | 9.12
| Bed 1 alround | 3 | 1 | 15.78 | - | 2.9 | 137.286
| D/f D1 | 3 | -1 | 0.9 | - | 2.23 | -6.021
| D/f W1 | 3 | -1 | 1.52 | - | 1.52 | -6.9312
| Add jams D1 | 3 | 1 | 5.55 | - | 0.25 | 4.1625
| Add jams W1 | 3 | 1 | 6.08 | - | 0.25 | 4.56
| Bath alround | 3 | 1 | 5.48 | - | 2.9 | 47.676
| D/F D2 | 3 | -1 | 0.85 | - | 2 | -5.1
| D/F V | 3 | -1 | 0.9 | - | 0.6 | -1.62
| Jams D2 | 3 | 1 | 4.85 | - | 0.25 | 3.6375
| Jams V | 3 | 1 | 3 | - | 0.25 | 2.25
| Toilet alround | 3 | 1 | 4.4 | - | 2.9 | 38.28
| D/F D2 | 3 | -1 | 0.85 | - | 2 | -5.1
| D/F V | 3 | -1 | 0.9 | - | 0.6 | -1.62
| Jams D2 | 3 | 1 | 4.85 | - | 0.25 | 3.6375
| Jams V | 3 | 1 | 3 | - | 0.25 | 2.25
| Passage alround | 3 | 1 | 7.7 | - | 2.9 | 66.99
| D/F D2 | 3 | -3 | 0.85 | - | 2 | -15.3
| Jams D2 | 3 | 3 | 4.85 | - | 0.25 | 10.9125
| Add Slab | 3 | 2 | 0.5 | - | 0.8 | 2.4
| Small portion | 3 | 1 | 3.45 | - | 2.9 | 30.015
| New bath & toilet alround | 3 | 1 | 7.82 | - | 2.9 | 68.034
| D/F D | 3 | -1 | 0.9 | - | 2.1 | -5.67
| D/F V1 | 3 | -1 | 0.9 | - | 0.6 | -1.62
| Jams D | 3 | 1 | 5.1 | - | 0.25 | 3.825
| Jams V | 3 | 1 | 3 | - | 0.25 | 2.25
| Passage | 3 | 1 | 2.1 | - | 2.9 | 18.27
| D/F D | 3 | -1 | 0.9 | - | 2.1 | -5.67
| Side wall portion alround | 3 | 1 | 6.36 | - | 2.9 | 55.332
| Loft top & bottom | 3 | 2 | 2.1 | - | 0.8 | 10.08
| Cupboard wall | 3 | 2 | 0.8 | - | 2.1 | 10.08
| Bed 2 Alround | 3 | 1 | 13.32 | - | 2.9 | 115.884
| D/f D1 | 3 | -1 | 0.9 | - | 2.23 | -6.021
| D/f W | 3 | -2 | 0.95 | - | 1.52 | -8.664
| Add jams D1 | 3 | 1 | 5.55 | - | 0.25 | 4.1625
| Add jams W | 3 | 2 | 4.94 | - | 0.25 | 7.41
| Staircase alround | 3 | 1 | 10.9 | - | 3 | 98.1
| verandah | 1 | 1 | 10.2 | - | 3 | 30.6
Outer
| Alround | 1 | 1 | 53.96 | - | 6.2 | 334.552
| Alround | 1 | 1 | 53.96 | - | 3.1 | 167.276
| D/F W | 3 | -4 | 0.95 | - | 1.52 | -17.328
| D/F W1 | 3 | -2 | 1.52 | - | 1.52 | -13.8624
| D/F V | 3 | -2 | 0.77 | - | 0.6 | -2.772
| D/F V1 | 3 | -1 | 0.9 | - | 0.6 | -1.62
| D/F D1 | 3 | -1 | 1.05 | - | 2.23 | -7.0245
| D/F D | 3 | -1 | 0.9 | - | 2.23 | -6.021
1497.6186
[6 empty] | Say | 1497.65 | m2
16 | Earth workexcavation excluding refilling etc.,
| For fencing | 1 | 43 | 0.3 | 0.3 | 0.4 | 1.548
| For Road | 1 | 1 | 70 | 4.5 | 0.15 | 47.25
48.798
[6 empty] | Say | 49 | m3
17 | PCC 1:5:10 using 40mm jelly etc.,
| For road | 1 | 1 | 70 | 4.5 | 0.15 | 47.25
| For hand rail wall | 1 | 2 | 34 | 0.115 | 0.08 | 0.6256
| For plinth protection wall | 1 | 1 | 61.6 | 0.26 | 0.075 | 1.2012
49.0768
[6 empty] | Say | 49.1 | m3
18 | Supplying and fixing of staineless steel hand rails
| Front side | 1 | 2 | 34 | - | - | 68 | m
19 | Supplying and fixing of EWC in GF including Specials, tank etc.,
| For new Bath & Toilet | 3 | 1 | - | - | - | 3 | No
20 | Supplying and fixing of following SWR pipe etc.,
a. 110mm dia SWR pipe
| for damaged portion | 1 | 3 | 6 | - | - | 18 | m
b. 75mm dia SWR pipe
| for damaged portion | 1 | 3 | 8 | - | - | 24 | m
21 | Supplying and fixing of Solid PVC Door frame and shutter etc.,
| For Bath | 2 | 1 | 0.85 | - | 2 | 3.4
| For toilet | 2 | 1 | 0.85 | - | 2 | 3.4
| For new bath & Toilet | 2 | 1 | 0.9 | - | 2.1 | 3.78
10.58
[6 empty] | Say | 10.6 | m2
22 | Providing precast Kerb stone in C.C. 1:3:6, 450 x 300 x 150 mm
| For road sides | 1 | 2 | 70 | - | - | 140 | m
23 | Two coat of White washing including cost of lime,gum,blue etc.,
| Verandah | 3 | 1 | 3.6 | 1.5 | - | 16.2
| Kitchen | 3 | 1 | 3.05 | 2.42 | - | 22.143
| Hall | 3 | 1 | 3.6 | 5.4 | - | 58.32
| Bed1 | 3 | 1 | 4.27 | 3.62 | - | 46.3722
| Bed2 | 3 | 1 | 3.64 | 3.02 | - | 32.9784
| Bath | 3 | 1 | 1.2 | 1.54 | - | 5.544
| Toilet | 3 | 1 | 1.2 | 1 | - | 3.6
| Passage | 3 | 1 | 0.91 | 2.94 | - | 8.0262
| New Bath & toilet | 3 | 1 | 2.1 | 1.8 | - | 11.34
| Passage | 3 | 1 | 2.1 | 2.1 | - | 13.23
217.7538
[6 empty] | Say | 217.8 | m2
24 | Painting two coat of new iron work etc.,
| Kerb stone | 1 | 1 | 140 | - | 0.35 | 49
| Ventilator | 3 | 1 | 0.9 | - | 0.6 | 1.62
50.62
[6 empty] | Say | 50.65 | m2
25 | Painting two coat of old wood work etc.,
| M.D | 3 | 1 | 1.05 | 2.6 | 2.23 | 18.2637
| D | 3 | 3 | 0.9 | 2.6 | 2.23 | 46.9638
| D1 | 3 | 4 | 1.05 | 2.6 | 2.23 | 73.0548
| D2 | 3 | 2 | 0.85 | 2.6 | 2 | 26.52
| W | 3 | 4 | 0.95 | 1.6 | 1.52 | 27.7248
| W1 | 3 | 3 | 1.52 | 1.6 | 1.52 | 33.2698
| W2 | 3 | 1 | 0.75 | 1.6 | 1.07 | 3.852
| W3 | 1 | 1 | 1.07 | 1.6 | 1.52 | 2.6022
| F.W | 3 | 1 | 0.46 | 2 | 1.7 | 4.692
236.9431
[6 empty] | Say | 237 | m2
26 | Dismantling Hydraulic pressed tiles , clearing away and carefully stacking the materials etc.,
| Block 1 | 1 | 3 | 4 | 3.5 | - | 42
| Block 2 | 1 | 2 | 3 | 3.7 | - | 22.2
64.2
[6 empty] | Say | 64.2 | m2
27 | Supplying and fixing of Hydraulic pressed tiles using CM 1:3etc.,
| Block 1 | 1 | 3 | 4 | 3.5 | - | 42
| Block 2 | 1 | 2 | 3 | 3.7 | - | 22.2
64.2
[6 empty] | Say | 64.2 | m2
28 | Providing precast slab 1:3:6 using 20mm thick etc., 50mm thick
| Pinth protection Alround | 1 | 1 | 61.6 | 0.6 | - | 36.96
[6 empty] | Say | 37 | m2
29 | Supplying and laying of Vitrified tiles etc.,
| Hall | 3 | 1 | 3.6 | 5.4 | - | 58.32
| Skirting | 3 | 1 | 18 | - | 0.1 | 5.4
| Kitchen | 3 | 1 | 3.05 | 2.42 | - | 22.143
| Skirting | 3 | 1 | 10.94 | - | 0.1 | 3.282
| Bed1 | 3 | 1 | 4.27 | 3.62 | - | 46.3722
| Skirting | 3 | 1 | 15.78 | - | 0.1 | 4.734
| Bed2 | 3 | 1 | 3.64 | 3.02 | - | 32.9784
| Skirting | 3 | 1 | 13.32 | - | 0.1 | 3.996
| Verandah | 3 | 1 | 3.6 | 1.5 | - | 16.2
| Skirting | 3 | 1 | 10.2 | - | 0.1 | 3.06
| Passage | 3 | 1 | 1 | 1.05 | - | 3.15
| Skirting | 3 | 1 | 4.1 | - | 0.1 | 1.23
200.8656
[6 empty] | Say | 146.1 | m2
30 | Providing T.W double leaf shutters for cupboard/ward robes with 9mm thick etc.,
| Loft bottom cupboard | 2 | 3 | 0.7 | - | 2.15 | 9.03
| Bed 1 Shelf | 2 | 1 | 1.15 | - | 2.15 | 4.945
| Bed 2 Cupboard | 2 | 1 | 0.9 | - | 2.15 | 3.87
17.845
[6 empty] | Say | 17.9 | m2
31 | Providing Earthing station using pipe electrode as per IS 3043 using 2.5m of 40mm and etc.,
| For Block 1 & 2 | 1 | 2 | - | - | - | 2 | No
32 | Supplying and fixing og HDPE Tank 700 litres etc.,
| For House | 3 | 1 | - | - | - | 3 | No
33 | Supplying and fixing of Bevelled edge mirror of approved quality and brand of size 500x400x5.5mm shelf type etc.,
| For bath | 3 | 2 | - | - | - | 6 | No
34 | Supplying and fixing of aluminium towel rails of 75cm long, including cost of etc.,
| For bath | 3 | 2 | - | - | - | 6 | No
35 | Supplying and fixing of aluminium plate with five pins for coat stand including etc.,
| Hall | 3 | 2 | - | - | - | 6
| Bed 1 & Bed 2 | 3 | 2 | - | - | - | 6
[7 empty] | 12 | No
36 | Supplying and fixing of 4mm thhick pin heade glass panels with aluminium anodized etc.,
| for damaged portion | 3 | 8 | 0.75 | - | 0.75 | 13.5
[6 empty] | Say | 13.5 | m2
37 | Supplying and fixing of water tight bulk head fittings with guard, suitable for CFL etc.,
| For damaged portion | 3 | 2 | - | - | - | 6 | No
38 | Supply and fixing of CFL road way lighting luminaries suitable for fixing 36 watts CFL etc.,(street light)
| For Block 1 & 2 | 2 | 4 | - | - | - | 8 | No
39 | Removing and redoing of wooden door etc.,
| M.D | 3 | 1 | 1.05 | - | 2.23 | 7.0245
| D | 3 | 3 | 0.9 | - | 2.23 | 18.063
| D1 | 3 | 4 | 1.05 | - | 2.23 | 28.098
| D2 | 3 | 2 | 0.85 | - | 2 | 10.2
56.361
[6 empty] | Say | 56.4 | m2
40 | Removing and redoing of wooden window shutter etc.,
| W | 3 | 4 | 0.95 | - | 1.52 | 17.328
| W1 | 3 | 3 | 1.52 | - | 1.52 | 20.7936
| W2 | 3 | 1 | 0.75 | - | 1.07 | 2.4075
| W3 | 1 | 1 | 1.07 | - | 1.52 | 1.6264
| F.W | 1 | 2 | 0.46 | - | 1.7 | 1.564
43.7195
[6 empty] | Say | 43.75 | m2
41 | Supplying and fixing best country wood meter cupboard with shutters double leaf etc.,
| For Block 1 & 2 | 1 | 2 | 0.9 | - | 0.75 | 1.35 | m2
42 | Supplying and fixing of geaser 25 litre capacity etc.,
| For Bath | 3 | 2 | - | - | - | 6 | No
43 | Wiring with 1.5 sq.mm PVC insulated single core multistrand fire retardant etc., switch board itself
| For Block 1 & 2 | 3 | 6 | - | - | - | 18 | No
44 | Wiring with 1.5 sq.mm PVC insulated single core multistrand fire retardant etc., Convenient places
| For Block 1 & 2 | 3 | 7 | - | - | - | 21 | No
45 | Supplying and fixing of CFL bulbs suitable for fixing it to pendent/bakelite holder etc.,
a) 14 watts cfl bulb for bath & WC
| For House | 3 | 8 | - | - | - | 24 | No
b) 18 watts CFL bulb for bulk head fiitings
| For Bulk head | 2 | 4 | - | - | - | 8 | No
46 | Supply, assembling and fixing of patty type fluroscent tubular lamp with fitting of 4' long etc.,
| For House | 3 | 6 | - | - | - | 18 | No
47 | Run off main with 2 wires of 1.5 Sq.mm PVC insulated single core multi strand fire retardant etc.,
| For House | 3 | 1 | 40 | - | - | 120 | m
48 | Run off main with 2 wires of 2.5 Sq.mm PVC insulated single core multi strand fire retardant etc.,
| For bath & toilet | 3 | 2 | 12 | - | - | 72
| For gate light | 2 | 1 | 23 | - | - | 46
[7 empty] | 118 | m
49 | Run off 4 wires of 4 sq.mm PVC insulated single core multi strand fire retardant flexible etc.,
| For service connection | 3 | 1 | 15 | - | - | 45 | m
50 | Supplying and fixing 15 amps 3 pin plug type socket on a suitable MS box 16g thick etc.,
| For Kitchen | 3 | 1 | - | - | - | 3
| For Bed 1 & 2 | 3 | 2 | - | - | - | 6
| For Bath | 3 | 2 | - | - | - | 6
[7 empty] | 15 | No
51 | Suplying and fixing of Chain link Fencing with binding wire etc.,
| For alround | 1 | 1 | 132.94 | - | 1.8 | 239.292
[6 empty] | Say | 239.3 | m2
52 | Supplying and fixing of Gate light etc.,
| For Gate | 1 | 2 | - | - | - | 2 | No
53 | Supply and laying concrete tiles superior such as (Hindustan /Eurocon tiles) for flooring in CM 1:3 20mm thick, etc.,
| Front side | 3 | 2 | 7.5 | - | 2.15 | 96.75
| Staircase side | 1 | 2 | 6.84 | - | 6 | 82.08
| Steps | 1 | 8 | 1.23 | - | 0.45 | 4.428
| Steps | 1 | 20 | 1.3 | - | 0.45 | 11.7
| Steps | 1 | 12 | 1.6 | - | 0.45 | 8.64
| Staircase | 1 | 18 | 1.8 | - | 0.45 | 14.58
| Landing | 1 | 2 | 1.8 | 0.9 | - | 3.24
221.418
[6 empty] | Say | 221.5 | m2
54 | Supplying and fixing of aluminium hanger rod etc.,
| M.D | 3 | 1 | 1.28 | - | - | 3.84
| D | 3 | 3 | 1.13 | - | - | 10.17
| D1 | 3 | 3 | 1.28 | - | - | 11.52
| D2 | 3 | 2 | 1.08 | - | - | 6.48
| W | 3 | 4 | 1.18 | - | - | 14.16
| W1 | 3 | 4 | 1.75 | - | - | 21
| W2 | 3 | 1 | 0.98 | - | - | 2.94
| W3 | 1 | 1 | 1.3 | - | - | 1.3
| F.W | 3 | 1 | 0.46 | - | - | 1.38
72.79
[6 empty] | Say | 72.8 | m
55 | Supplying,laying and fixing of acrylic mat including fixing solution etc.,
| Hall | 3 | 1 | 3.6 | 5.4 | - | 58.32
| Kitchen | 3 | 1 | 3.05 | 2.42 | - | 22.143
| Bed1 | 3 | 1 | 4.27 | 3.62 | - | 46.3722
| Bed2 | 3 | 1 | 3.64 | 3.02 | - | 32.9784
| Verandah | 3 | 1 | 3.6 | 1.5 | - | 16.2
| Passage | 3 | 1 | 1 | 1.05 | - | 3.15
| Staircase | 3 | 18 | 1.8 | 0.45 | - | 43.74
| Landing | 3 | 2 | 1.8 | 0.9 | - | 9.72
232.6236
[6 empty] | Say | 232.65 | m2
56 | Supplying and fixing of C.P tap 2 in 1 tap with necessary specials etc.,
| Bath | 3 | 2 | - | - | - | 6
| Toilet | 3 | 2 | - | - | - | 6
| Kitchen | 3 | 1 | - | - | - | 3
| For new bath & Toilet | 3 | 2 | - | - | - | 6
[7 empty] | 21 | No
57 | Supplying and fixing of C.P Angle valve etc.,
| Toilet | 3 | 1 | - | - | - | 3
| For new bath & Toilet | 3 | 1 | - | - | - | 3
[7 empty] | 6 | No
58 | Supplying and fixing of 15mm dia C.P half turn short body tapetc.,
| Toilet | 3 | 1 | - | - | - | 3 | No
59 | Supplying and fixing of Diveter mixer etc.,
| For house | 3 | 1 | - | - | - | 3 | No
60 | Supplying and fixing of Diveter spout with fittings etc.,
| For house | 3 | 1 | - | - | - | 3 | No
61 | Supplying and fixing of wash hand basin withPedestal and fiitings etc.,
| For house | 3 | 2 | - | - | - | 6 | No
62 | Pressed Tile pointing with CM 1:3 etc.,
| Block 1&2 | 1 | 2 | 2 | - | 3 | 12 | m2
63 | Painting two coats for new wood work etc.,
| Loft bottom cupboard | 3 | 3 | 0.7 | 2.6 | 2.15 | 35.217
| Bed 1 Shelf | 3 | 1 | 1.15 | 2.6 | 2.15 | 19.2855
| Bed 2 Cupboard | 3 | 1 | 0.9 | 2.6 | 2.15 | 15.093
| D1 | 1 | 1 | 1.05 | 2.6 | 2.23 | 6.0879
75.6834
[6 empty] | Say | 75.7 | m2
64 | S & F of Indian Water closet white glazed (Oriya type) of size 580 x 440mm - in G.F.
| For GF Houses | 2 | 1 | - | - | - | 2 | No
65 | S & F of Indian Water closet white glazed (Oriya type) of size 580 x 440mm - Other than G.F.
| For FF house | 1 | 1 | - | - | - | 1 | No
66 | Supplying and fixing of Shower with arm etc.,
| For Bath | 3 | 2 | - | - | - | 6 | No
67 | Supplying and laying of granite tile etc.,
| Kitchen | 1 | 1 | 10.94 | - | 0.8 | 8.752 | m2
68 | Supplying and fixing of stainless steel sink mixer with hot & Cold water feature (CER.no:
| Kitchen | 3 | 1 | - | - | - | 3 | No
69 | Supplying and fixing of exhaust fan 300mm etc.,
| Kitchen | 3 | 1 | - | - | - | 3 | No
70 | Supplying and fixing of stainless steel health faucet CER.no:
| Bath | 3 | 1 | - | - | - | 3 | No
71 | Supplying and fixing of basin mixer etc.,
| Bath & toilet | 3 | 2 | - | - | - | 6 | No
72 | Supplying and fixing of waste coupling etc.,
| Bath & toilet | 3 | 2 | - | - | - | 6 | No
53 | Supply and laying Granite Tiles flooring in cm1:3,20mm thick, etc., RUBY red colour
| Kitchen | 3 | 1 | 3.05 | 2.42 | - | 22.143
| Skirting | 3 | 1 | 10.94 | - | 0.1 | 3.282
| Verandah | 3 | 1 | 3.6 | 1.5 | - | 16.2
| Skirting | 3 | 1 | 10.2 | - | 0.1 | 3.06
| Passage | 3 | 1 | 1 | 1.05 | - | 3.15
| Skirting | 3 | 1 | 4.1 | - | 0.1 | 1.23
| Staircase side | 3 | 2 | 6.84 | - | 6 | 246.24
| Steps | 3 | 8 | 1.23 | - | 0.45 | 13.284
| Steps | 3 | 20 | 1.3 | - | 0.45 | 35.1
| Steps | 3 | 12 | 1.6 | - | 0.45 | 25.92
| Staircase | 3 | 18 | 1.8 | - | 0.45 | 43.74
| Landing | 3 | 2 | 1.8 | 0.9 | - | 9.72
423.069
[6 empty] | Say | 423.1 | m2