## Detailed (hidden)
Name of Work : Special Repair Works to Police Station at Cherakulam in Thoothukudi District.
DETAILED ESTIMATE
Sl.No | Description of Work | Nos |  | L | B | D | Contents
1 | Dismantling, Clearing away and carefully stacking the materials for re use for any thickness of walls.
a) Thourgh Scrapping
| Outer Alaround | 1 | 1 | 74.3 |  | 3.9
| Parapet top portion | 1 | 1 | 73.38 |  | 0.23
| Parapet Inner | 1 | 1 | 72.46 |  | 0.15
| A/f Hall Portion | 1 | 1 | 37.24 |  | 1.05
| Parapet Top Portion in Hall Area | 1 | 1 | 36.32 |  | 0.23
| Parapet Inner in Hall Portion | 1 | 1 | 35.4 |  | 0.15
| A/F Elevation Side Projection | 2 | 2 | 2.23 |  | 3.3
| D/F Window (W) | -1 | 7 | 1.5 |  | 1.3
| D/F Window (W1) | -1 | 4 | 1.2 |  | 1.3
| D/F Ventilator (V1) | -1 | 3 | 1.5 |  | 0.6
| D/F Ventilator (V2) | -1 | 1 | 1 |  | 0.6
| D/F Ventilator (V3) | -1 | 19 | 0.6 |  | 0.6
| D/F Ventilator (V4) | -1 | 2 | 1 |  | 0.6
| D/F Ventilator (V5) | -1 | 4 | 0.6 |  | 0.6
| D/F CG | -1 | 1 | 1.8 |  | 2.1
| A/F Jams for Window (W) | 1 | 7 | 5.6 | 0.05
| A/F Jams for Window (W1) | 1 | 4 | 5 | 0.05
| A/F Ventilator (V1) | 1 | 3 | 4.2 | 0.05
| A/F Ventilator (V2) | 1 | 1 | 3.2 | 0.05
| A/F Ventilator (V3) | 1 | 19 | 2.4 | 0.05
| A/F Ventilator (V4) | 1 | 2 | 3.2 | 0.05
| A/F Ventilator (V5) | 1 | 4 | 2.4 | 0.05
| A/F Jally Jams (J) | 1 | 2 | 6.9 | 0.05
| A/F Jally Jams (J1) | 1 | 1 | 4.6 | 0.05
| Sunshade for Window (W) | 1 | 7 | 1.96 | 0.6
| Sunshade for Window (W1) | 1 | 4 | 1.66 | 0.6
| Sunshade Side | 2 | 11 | 0.6 |  | 0.063
| A/F Door Jams CG | 1 | 1 | 6 | 0.23
Inner Portion
| Hall | 1 | 1 | 35.4 |  | 3.93
| D/F Door(D1) | -1 | 10 | 1 |  | 2.1
| D/F Door (D2) | -1 | 2 | 0.9 |  | 2.1
| D/F Open (O) | -1 | 2 | 1 |  | 2.1
| D/F Ventilator (V3) | -1 | 15 | 0.6 |  | 0.6
| Reception | 1 | 1 | 21 |  | 3.18
| D/F Door(D1) | -1 | 2 | 1 |  | 2.1
| D/F Door(D3) | -1 | 1 | 0.75 |  | 2.1
| D/F Open (O) | -1 | 2 | 1 |  | 2.1
| D/F CG | -1 | 1 | 1.8 |  | 2.1
| A/F Jams Open (O) | 1 | 2 | 5.2 | 0.23
| Sub Inspector | 1 | 1 | 13.2 |  | 3.18
| D/F Door(D1) | -1 | 1 | 1 |  | 2.1
| D/F Door(D3) | -1 | 1 | 0.75 |  | 2.1
| D/F Window (W1) | -1 | 2 | 1.5 |  | 1.3
| A/F Door Jams (D1) | 1 | 1 | 5.2 | 0.13
| A/F Window Jams (W1) | 1 | 2 | 5.6 | 0.18
| A/f Loft Portion | 1 | 2 | 3.6 | 0.6
| C/b side wall | 3 | 2 |  | 0.6 | 2.1
| Sub Inspector Toilet | 1 | 1 | 6.5 |  | 3.18
| Store | 1 | 1 | 6.5 |  | 3.18
| D/F Door(D3) | -1 | 2 | 0.75 |  | 2.1
| A/F Jams D3 | 1 | 2 | 4.95 | 0.18
| D/F Ventilator (V1) | -1 | 1 | 0.6 |  | 0.6
| A/F Jams | 1 | 1 | 2.4 | 0.18
| Circle Inspector | 1 | 1 | 13.2 |  | 3.18
| D/F Door(D1) | -1 | 1 | 1 |  | 2.1
| D/F Door(D3) | -1 | 1 | 0.75 |  | 2.1
| D/F Window (W1) | -1 | 2 | 1.5 |  | 1.3
| A/F Door Jams (D1) | 1 | 1 | 5.2 | 0.13
| A/F Window Jams (W1) | 1 | 2 | 5.6 | 0.18
| A/f Loft Portion | 1 | 2 | 3.6 | 0.6
| A/f c/b Portion | 3 | 2 |  | 0.6 | 2.1
| Circle Inspector Toilet | 1 | 1 | 6.5 |  | 3.18
| D/F Door(D3) | -1 | 1 | 0.75 |  | 2.1
| A/F Jams D3 | 1 | 1 | 4.95 | 0.18
| D/F Ventilator (V1) | -1 | 1 | 0.6 |  | 0.6
| A/f Ventilator Jams | 1 | 1 | 2.4 | 0.18
| Writer Room | 1 | 1 | 13.2 |  | 3.18
| D/F Door(D1) | -1 | 1 | 1 |  | 2.1
| D/F Window (W1) | -1 | 1 | 1.5 |  | 1.3
| A/F Door Jams (D1) | 1 | 1 | 5.2 | 0.13
| A/F Window Jams (W1) | 1 | 1 | 5.6 | 0.18
| A/f Loft Portion | 1 | 2 | 3.6 | 0.6
| A/f c/b Portion | 3 | 2 |  | 0.6 | 2.1
| Circle Crime | 1 | 1 | 13.2 |  | 3.18
| D/F Door(D1) | -1 | 1 | 1 |  | 2.1
| D/F Window (W1) | -1 | 1 | 1.5 |  | 1.3
| A/F Door Jams (D1) | 1 | 1 | 5.2 | 0.13
| A/F Window Jams (W1) | 1 | 1 | 5.6 | 0.18
| D/F Toilet Door (D3) | -1 | 1 | 0.75 |  | 2.1
| A/f Loft Portion | 1 | 2 | 3 | 0.6
| A/f c/b Portion | 3 | 2 |  | 0.6 | 2.1
| Circle Crime Toilet Portion | 1 | 1 | 6.5 |  | 3.18
| D/F Toilet Door (D3) | -1 | 1 | 0.75 |  | 2.1
| Circle Writer Room | 1 | 1 | 13.4 |  | 3.18
| D/F Door(D1) | -1 | 1 | 1 |  | 2.1
| D/F Window (W1) | -1 | 1 | 1.5 |  | 1.3
| A/F Door Jams (D1) | 1 | 1 | 5.2 | 0.13
| A/F Window Jams (W1) | 1 | 1 | 5.6 | 0.18
| A/f Loft Portion | 1 | 2 | 3.6 | 0.6
| A/f c/b Portion | 3 | 2 |  | 0.6 | 2.1
| Lockup ( Women) | 1 | 1 | 15.4 |  | 3.18
| A/F Bath Partition | 2 | 2 | 1.2 |  | 1.35
| Partition Wall | 1 | 2 | 2.33 |  | 1.35
| Partition Wall Top | 1 | 2 | 1.2 | 0.115
| Partition Wall Top | 1 | 1 | 2.33 | 0.115
| D/F Door (D1) | -1 | 2 | 1 |  | 2.1
| D/F Door (D4) | -1 | 2 | 0.75 |  | 1.35
| D/F Ventilator (V4) | -1 | 1 | 1 |  | 0.6
| D/F Ventilator (V5) | -1 | 2 | 0.6 |  | 0.6
| A/F Door Jams (D1) | 1 | 1 | 5.2 | 0.13
| A/F Ventilator (V4) | -1 | 1 | 3.2 | 0.18
| A/F Ventilator (V5) | -1 | 2 | 2.4 | 0.18
| Lockup ( Men) | 1 | 1 | 17.96 |  | 3.18
| A/F Bath Partition | 2 | 2 | 1.2 |  | 1.35
| Partition Wall | 1 | 2 | 2.33 |  | 1.35
| Partition Wall Top | 1 | 2 | 1.2 | 0.115
| Partition Wall Top | 1 | 1 | 2.33 | 0.115
| D/F Door (D1) | -1 | 2 | 1 |  | 2.1
| D/F Door (D4) | -1 | 2 | 0.75 |  | 0.75
| D/F Ventilator (V4) | -1 | 1 | 1 |  | 0.6
| D/F Ventilator (V5) | -1 | 2 | 0.6 |  | 0.6
| A/F Door Jams (D1) | 1 | 1 | 5.2 | 0.13
| A/F Ventilator (V4) | -1 | 1 | 3.2 | 0.18
| A/F Ventilator (V5) | -1 | 2 | 2.4 | 0.18
| Property Room | 1 | 1 | 13.7 |  | 3.18
| D/F Door (D1) | -1 | 1 | 1 |  | 2.1
| D/F Ventilator (V1) | -1 | 1 | 1.5 |  | 0.6
| A/F Door Jams (D1) | 1 | 1 | 5.2 | 0.13
| A/F Ventilator (V1) | -1 | 1 | 4.2 | 0.18
| Interrogation Room | 1 | 1 | 16.64 |  | 3.18
| D/F Door (D2) | -1 | 1 | 0.9 |  | 2.1
| D/F Window (W) | -1 | 1 | 1.5 |  | 1.3
| D/F Window (W1) | -1 | 1 | 1.2 |  | 1.3
| A/F Door Jams (D2) | 1 | 1 | 5.1 | 0.13
| A/F Window Jams (W) | 1 | 1 | 5.6 | 0.18
| A/F Window Jams (W1) | 1 | 1 | 5 | 0.18
| A/f Loft Portion | 1 | 2 | 4.72 | 0.6
| A/f c/b Portion | 3 | 2 |  | 0.6 | 2.1
| SI Crime | 1 | 1 | 12.98 |  | 3.18
| D/F Door (D1) | -1 | 1 | 1 |  | 2.1
| D/F Window (W) | -1 | 1 | 1.5 |  | 1.3
| A/F Door Jams (D1) | 1 | 1 | 5.2 | 0.13
| A/F Window Jams (W) | 1 | 1 | 5.6 | 0.18
| A/f Loft Portion | 1 | 2 | 2.9 | 0.6
| A/f c/b Portion | 3 | 2 |  | 0.6 | 2.1
| Arms Room | 1 | 1 | 10.9 |  | 3.18
| D/F Door (D1) | -1 | 1 | 1 |  | 2.1
| A/F Door Jams (D1) | 1 | 1 | 5.2 | 0.13
| D/F Ventilator (V21) | -1 | 1 | 1 |  | 0.6
| A/F Ventilator Jams (V2) | 1 | 1 | 3.2 | 0.18
| Rest Room | 1 | 1 | 16.64 |  | 3.18
| D/F Window (W) | -1 | 1 | 1.5 |  | 1.3
| A/F Window Jams (W) | 1 | 1 | 5.6 | 0.18
| D/F Door (D2) | -1 | 1 | 0.9 |  | 2.1
| A/F Door Jams (D2) | 1 | 1 | 5.1 | 0.13
| A/f Loft Portion | 1 | 2 | 4.73
| A/f c/b Portion | 3 | 2 |  | 0.6 | 2.1
| Rest Room Toilet | 1 | 1 | 9.18 |  | 3.18
| A/F Partition Wall | 1 | 2 | 1.28 |  | 2.4
| A/F Partition Wall | 1 | 2 | 2.2 |  | 2.4
| Partition Wall Top | 1 | 1 | 1.28 | 0.115
| Partition Wall Top | 1 | 1 | 2.2 | 0.115
| D/F Open O1 | -1 | 1 | 0.75 |  | 2.1
| D/F Door D3 | -1 | 2 | 0.75 |  | 2.1
| D/F Ventilator (V3) | -1 | 2 | 0.6 |  | 0.6
| A/F Open Jams O1 | 1 | 1 | 4.95 | 0.23
| A/F Ventilator V3 Jams | 1 | 2 | 2.4 | 0.18
b. Dismantling the RCC Concrete.
| Front Portico Roof Slab | 1 | 1 | 6.46 | 2.23 | 0.12 | 1.7287
| Hall Portion Extension Slab | 1 | 2 | 13.66 | 0.75 | 0.12 | 2.4588
C. Dismantling Pressed Tiles
| Hall Portion | 1 | 1 | 6 | 11.7
| Skirting Tiles | 1 | 1 | 35.4 |  | 0.23
| Over Roof Entire Span | 1 | 1 | 13.66 | 20.14
| Skirting for the above | 1 | 1 | 67.6 |  | 0.23
| A/F Toilet Portion | 1 | 1 | 2.39 | 2.2
| Skirting Tiles | 1 | 1 | 9.18 |  | 0.23
| D/F Hall Portion | -1 | 1 | 6.46 | 10.16
| Hall Portion Skirting outer Alaround | 1 | 1 | 37.24 |  | 0.23
2 | Earth work Excavation for foundation in all soils and sub soils
| For entrance steps | 1 | 1 | 1.66 | 1.1 | 0.3
3 | P.C.C 1:5:10, using 40 mm HBS jally for foundation and basement
| For entrance steps | 1 | 1 | 1.66 | 1.1 | 0.1
4 | Brick work In Cm 1:5, Using kiln Burnt country bricks
In foundation and basement
| For Chamber portion | 1 | 4 | 3.32 | 0.23 | 0.45
| For Entrance Steps Ist Footing | 1 | 1 | 1.46 | 0.9 | 0.6
| Iind footing | 1 | 1 | 1.46 | 0.6 | 0.15
| III rd Footing | 1 | 1 | 1.46 | 0.3 | 0.15
5 | Brick parttion walls in cm 1:4, 110 mm Tk Using kiln Burnt country Bricks
a) In Foundation and basement
| For Drain wall | 1 | 2 | 8.5 |  | 0.3
| for Plinth protection | 1 | 1 | 11.5 |  | 0.3
6 | Brick Work in CM 1:6, using Country Bricks.
a) In Ground Floor
| Front Side Portico Pillar | 1 | 3 | 0.6 | 0.3 | 2.4
.
7 | P.C.C. 1:2:4
| Circle Ins Room Ceiling | 1 | 1 | 3.6 | 3 | 0.075
8 | Providing Form Work and Centering
b) Grade Beam, Roof Slab
| Portico Projection Slab bottom | 1 | 1 | 6.46 | 2.23
| Side Alaround | 1 | 1 | 17.38 |  | 0.12
| Hall Projection Slab | 1 | 1 | 40.24 | 0.75
| Side Alaround | 1 | 1 | 43.24 |  | 0.12
| Circle Ins Inner Ceiling | 1 | 1 | 3.6 | 3
9 | Providing standardised concrete Mix m 20 Grade
a) In ground floor
| Portico Slab | 1 | 1 | 6.46 | 2.23 | 0.12 | 1.7287
b) In first floor
| Hall Projection Slab | 1 | 1 | 40.24 | 0.98 | 0.12 | 4.7322
10 | Supplying and fabricating placing on Mild steel rods
| qty vide item no 5 (a) | [5 empty] | 1.7287
| Qty vide item no 5 (b) | [5 empty] | 4.7322
| Qty vide item no 13 |  |  | 4.4944 |  | 0.05 | 0.22472
6.6856
[6 empty] | 110 | 735.4204
[7 empty] | 0.73542 | MT
11 | Providing cool roof ceramic tiles in c.m 1:3
| Hall Portion | 1 | 1 | 6 | 11.7
| Skirting Tiles | 1 | 1 | 35.4 |  | 0.15
| Over Roof Entire Span | 1 | 1 | 13.66 | 20.14
| Skirting for the above | 1 | 1 | 67.6 |  | 0.15
| A/F Toilet Portion | 1 | 1 | 2.39 | 2.2
| Skirting Tiles | 1 | 1 | 9.18 |  | 0.15
| D/F Hall Portion | -1 | 1 | 6.46 | 10.16
| Hall Portion Skirting outer Alaround | 1 | 1 | 37.24 |  | 0.15
12 | Supplying and laying of fybre mixed Precaust slab 50 mm thick
| For plinth protection Both end sides | 1 | 2 | 23.03 | 0.6
13 | SupplyIng and laying Precaust Slab 40 mm Thick
a) In foundation and basement
| For chamber | 1 | 4 | 1.06 | 1.06 |  | 4.4944
14 | Supplying and Fixing Upvc non Pressure Pipe The following Dia (Sn8)
a) 110 mm dia
| Septic tank inlet | 1 | 1 | 9.5
15 | Supplying and fixing the Following Swr Pipe
a) 110 mm dia Pipe
| Rest room toilet vertical | 1 | 1 | 1.6
| Cross G.floor | 1 | 1 | 1.2
| Lock Up Men Vertical | 1 | 1 | 1.6
| Coss g.floor | 1 | 1 | 0.9
b) 75 mm dia swr pipe
| Rest room toilet vertical | 1 | 1 | 1.9
| Cross G.floor | 1 | 1 | 1.2
| Lock Up Men Vertical | 1 | 1 | 1.7
| Cross g.floor | 1 | 1 | 1.1
16 | Supplying and fixing the following Swr pipe For Rain water down fall pipe type a
| Outer Vertical | 1 | 2 | 4.43
| Gross | 1 | 2 | 1.8
17 | Supplying and fixing Of CP Tap
a) Long body Tap
| Rest room toilet | 1 | 2
| Mens Lockup | 1 | 1
| womens lockup | 1 | 1
b) Short body tap
| Rest room toilet | 1 | 1
| womens lockup | 1 | 1
18 | Supplying and fixing the follwing Astm pipe
a) 32 Mm astm Pipe
| Sump to Station | 1 | 1 | 22.4
| Oht Inlet vertical | 1 | 1 | 6.5
| Cross | 1 | 2 | 2.5
b) 25 Mm Astm pipe
| parapet concelled | 1 | 2 | 17.8
| Cross | 1 | 2 | 0.9
19 | Supplying and fixing of upvc Door shutter With frame
| Rest room toilet | 1 | 1 | 0.75 |  | 2.1
20 | Run off Main with 2 wires Of 1.5 sqmm (open wiring)
| Hall Portion | 1 | 1 | 39
| Circle Ins | 1 | 1 | 5.4
| Sub ins | 1 | 1 | 5.4
| Interrogation | 1 | 1 | 6.2
| Circle crime Ins | 1 | 1 | 5.4
| circle writter | 1 | 1 | 4.3 |  |  |  |  | 0
| Writter | 1 | 1 | 5.8
20 | Run off Main with 2 Wires Of 2.5 sqmm (open wiring )
| Hall | 1 | 2 | 42.2
| Circle Ins | 1 | 1 | 12.9
| Sub ins | 1 | 1 | 11.7
| Circle ins Crime | 1 | 1 | 9.4
21 | Run off Main with 2 wires of 4 sqmm (open wiring)
| Main to db | 1 | 1 | 29.5
22 | Supplying and fixing of 15 amps power Plug
| Hall | 1 | 2
| Circle Ins | 1 | 1
| Sub ins | 1 | 1
| Circle ins Crime | 1 | 1
23 | Wiring with 1.5 sqmm Multistrand flexibe Copper cable
a) light point with ceiling rose
| Hall Portion | 1 | 2
| Circle Ins | 1 | 1
| Sub ins | 1 | 1
| Circle crime Ins | 1 | 1
| circle writter | 1 | 1
| Writter | 1 | 1
| Portico | 1 | 1
b) Light point without Ceiling rose
| Hall Portion | 1 | 1
| Circle Ins | 1 | 1
| Sub ins | 1 | 1
| Circle crime Ins | 1 | 1
| circle writter | 1 | 1
24 | Wiring with 1.5 Sqmm Multi strand flexible Copper cable (open wiring) Fan point
| Hall portion | 1 | 1
| Circle ins | 1 | 1
| sub ins | 1 | 1
| Circle crime Ins | 1 | 1
25 | Supply and delivery of 1200 mm sweep ceiling fan
| Hall portion | 1 | 1
| Circle ins | 1 | 1
| sub ins | 1 | 1
| Circle crime Ins | 1 | 1
26 | Charges Of assembling and fixing of ceiling fan
| Hall portion | 1 | 1
| Circle ins | 1 | 1
| sub ins | 1 | 1
| Circle crime Ins | 1 | 1
27 | Supply and Fixing 12 Watts led Tube Light fittings
| Hall Portion | 1 | 2
| Circle Ins | 1 | 1
| Sub ins | 1 | 1
| Circle crime Ins | 1 | 1
| circle writter | 1 | 1
| Writter | 1 | 1
| Portico | 1 | 1
28 | Supply and Fixing of 9 watts led Bulb
| Hall Portion | 1 | 1
| Circle Ins | 1 | 1
| Sub ins | 1 | 1
| Circle crime Ins | 1 | 1
| circle writter | 1 | 1
29 | Wiring with 1.5 sqmm Multistrand fire retardant Flexible copper cable 5 Amps 5 Pin Plug switch Board itself (open wiring)
| Hall | 1 | 1
| Circle Ins | 1 | 1
| Crime Ins | 1 | 1
| Writter | 1 | 1
30 | Wiring with 1.5 sqmm Multistrand fire retardant Flexible copper cable 5 Amps 5 Pin Plug At Convenient Places (open wiring)
| Hall | 1 | 2
| Circle Ins | 1 | 1
| Crime Ins | 1 | 1
| Writter | 1 | 1
| Rest room | 1 | 2
31 | Plastering in Cm 1:5, 12 Mm tick
| Front portico pillar | 1 | 3 | 1.8 |  | 2.4
| Do Top Portion | 1 | 3 | 0.6 | 0.3
| For entrance steps | 1 | 1 | 1.46 |  | 0.9
| For side portion I st footing | 1 | 2 | 0.9 |  | 0.6
| For side portion IInd footing | 1 | 2 | 0.6 |  | 0.15
| For side portion III rd footing | 1 | 2 | 0.3 |  | 0.15
| For Chamber Outer | 1 | 4 | 4.24 |  | 0.45
| Do top portion | 1 | 4 | 3.32 | 0.23
| Portico Slab top | 1 | 1 | 6.46 | 2.23
| do side | 1 | 1 | 10.92 |  | 0.12
| Hall Projection slab Top | 1 | 1 | 40.24 | 0.98
| Side Alaround | 1 | 1 | 43.24 |  | 0.12
| For Drain wall outer | 1 | 2 | 8.5 |  | 0.3
| Do Top portion | 1 | 2 | 8.5 | 0.115
| for plinth protection Al around outer | 1 | 1 | 79.1 |  | 0.45
| Compound wall portion | 1 | 2 | 15 |  | 1.5
| Do Top Portion | 1 | 1 | 15 | 0.23
32 | Floor plastering in Cm 1:4, 20 mm thick
| Hall portion | 1 | 1 | 6 | 11.7
| Lockup Men | 1 | 1 | 3.6 | 5.38
| LockUp women | 1 | 1 | 3.6 | 4.1
| Drain portion | 1 | 1 | 8.5 | 0.3
| Chamber portion | 1 | 4 | 0.6 | 0.6
33 | Plastering in Cm 1:4. 12 Mm thick
| For Drain wall Inner | 1 | 2 | 8.5 |  | 0.3
| Chamber inner | 1 | 4 | 2.4 |  | 0.45
34 | Special Ceiling plastering in cm 1:3, 10 mm Tk
| Portico slab | 1 | 1 | 6.46 | 2.23
| Hall Projection slab Top | 1 | 1 | 40.24 | 0.98
| Circle Ins Room Ceiling | 1 | 1 | 3.6 | 3
35 | Painting Inner one Coat Primer Using white Cement
| Outer Alaround | 1 | 1 | 74.3 |  | 3.9
| Parapet top portion | 1 | 1 | 73.38 |  | 0.23
| Parapet Inner | 1 | 1 | 72.46 |  | 0.15
| A/f Hall Portion | 1 | 1 | 37.24 |  | 1.05
| Parapet Top Portion in Hall Area | 1 | 1 | 36.32 |  | 0.23
| Parapet Inner in Hall Portion | 1 | 1 | 35.4 |  | 0.15
| A/F Elevation Side Projection | 2 | 2 | 2.23 |  | 3.3
| D/F Window (W) | -1 | 7 | 1.5 |  | 1.3
| D/F Window (W1) | -1 | 4 | 1.2 |  | 1.3
| D/F Ventilator (V1) | -1 | 3 | 1.5 |  | 0.6
| D/F Ventilator (V2) | -1 | 1 | 1 |  | 0.6
| D/F Ventilator (V3) | -1 | 19 | 0.6 |  | 0.6
| D/F Ventilator (V4) | -1 | 2 | 1 |  | 0.6
| D/F Ventilator (V5) | -1 | 4 | 0.6 |  | 0.6
| D/F CG | -1 | 1 | 1.8 |  | 2.1
| A/F Jams for Window (W) | 1 | 7 | 5.6 | 0.05
| A/F Jams for Window (W1) | 1 | 4 | 5 | 0.05
| A/F Ventilator (V1) | 1 | 3 | 4.2 | 0.05
| A/F Ventilator (V2) | 1 | 1 | 3.2 | 0.05
| A/F Ventilator (V3) | 1 | 19 | 2.4 | 0.05
| A/F Ventilator (V4) | 1 | 2 | 3.2 | 0.05
| A/F Ventilator (V5) | 1 | 4 | 2.4 | 0.05
| A/F Jally Jams (J) | 1 | 2 | 6.9 | 0.05
| A/F Jally Jams (J1) | 1 | 1 | 4.6 | 0.05
| Sunshade Side | 2 | 11 | 0.6 |  | 0.063
| A/F Door Jams CG | 1 | 1 | 6 | 0.23
Inner Portion
| Hall | 1 | 1 | 35.4 |  | 3.93
| D/F Door(D1) | -1 | 10 | 1 |  | 2.1
| D/F Door (D2) | -1 | 2 | 0.9 |  | 2.1
| D/F Open (O) | -1 | 2 | 1 |  | 2.1
| D/F Ventilator (V3) | -1 | 15 | 0.6 |  | 0.6
| Reception | 1 | 1 | 21 |  | 3.18
| D/F Door(D1) | -1 | 2 | 1 |  | 2.1
| D/F Door(D3) | -1 | 1 | 0.75 |  | 2.1
| D/F Open (O) | -1 | 2 | 1 |  | 2.1
| D/F CG | -1 | 1 | 1.8 |  | 2.1
| A/F Jams Open (O) | 1 | 2 | 5.2 | 0.23
| Sub Inspector | 1 | 1 | 13.2 |  | 3.18
| D/F Door(D1) | -1 | 1 | 1 |  | 2.1
| D/F Door(D3) | -1 | 1 | 0.75 |  | 2.1
| D/F Window (W1) | -1 | 2 | 1.5 |  | 1.3
| A/F Door Jams (D1) | 1 | 1 | 5.2 | 0.13
| A/F Window Jams (W1) | 1 | 2 | 5.6 | 0.18
| A/f Loft Portion | 1 | 2 | 3.6 | 0.6
| C/b side wall | 3 | 2 |  | 0.6 | 2.1
| Sub Inspector Toilet | 1 | 1 | 6.5 |  | 3.18
| Store | 1 | 1 | 6.5 |  | 3.18
| D/F Door(D3) | -1 | 2 | 0.75 |  | 2.1
| A/F Jams D3 | 1 | 2 | 4.95 | 0.18
| D/F Ventilator (V1) | -1 | 1 | 0.6 |  | 0.6
| A/F Jams | 1 | 1 | 2.4 | 0.18
| Circle Inspector | 1 | 1 | 13.2 |  | 3.18
| D/F Door(D1) | -1 | 1 | 1 |  | 2.1
| D/F Door(D3) | -1 | 1 | 0.75 |  | 2.1
| D/F Window (W1) | -1 | 2 | 1.5 |  | 1.3
| A/F Door Jams (D1) | 1 | 1 | 5.2 | 0.13
| A/F Window Jams (W1) | 1 | 2 | 5.6 | 0.18
| A/f Loft Portion | 1 | 2 | 3.6 | 0.6
| A/f c/b Portion | 3 | 2 |  | 0.6 | 2.1
| Circle Inspector Toilet | 1 | 1 | 6.5 |  | 3.18
| D/F Door(D3) | -1 | 1 | 0.75 |  | 2.1
| A/F Jams D3 | 1 | 1 | 4.95 | 0.18
| D/F Ventilator (V1) | -1 | 1 | 0.6 |  | 0.6
| A/f Ventilator Jams | 1 | 1 | 2.4 | 0.18
| Writer Room | 1 | 1 | 13.2 |  | 3.18
| D/F Door(D1) | -1 | 1 | 1 |  | 2.1
| D/F Window (W1) | -1 | 1 | 1.5 |  | 1.3
| A/F Door Jams (D1) | 1 | 1 | 5.2 | 0.13
| A/F Window Jams (W1) | 1 | 1 | 5.6 | 0.18
| A/f Loft Portion | 1 | 2 | 3.6 | 0.6
| A/f c/b Portion | 3 | 2 |  | 0.6 | 2.1
| Circle Crime | 1 | 1 | 13.2 |  | 3.18
| D/F Door(D1) | -1 | 1 | 1 |  | 2.1
| D/F Window (W1) | -1 | 1 | 1.5 |  | 1.3
| A/F Door Jams (D1) | 1 | 1 | 5.2 | 0.13
| A/F Window Jams (W1) | 1 | 1 | 5.6 | 0.18
| D/F Toilet Door (D3) | -1 | 1 | 0.75 |  | 2.1
| A/f Loft Portion | 1 | 2 | 3 | 0.6
| A/f c/b Portion | 3 | 2 |  | 0.6 | 2.1
| Circle Crime Toilet Portion | 1 | 1 | 6.5 |  | 3.18
| D/F Toilet Door (D3) | -1 | 1 | 0.75 |  | 2.1
| Circle Writer Room | 1 | 1 | 13.4 |  | 3.18
| D/F Door(D1) | -1 | 1 | 1 |  | 2.1
| D/F Window (W1) | -1 | 1 | 1.5 |  | 1.3
| A/F Door Jams (D1) | 1 | 1 | 5.2 | 0.13
| A/F Window Jams (W1) | 1 | 1 | 5.6 | 0.18
| A/f Loft Portion | 1 | 2 | 3.6 | 0.6
| A/f c/b Portion | 3 | 2 |  | 0.6 | 2.1
| Lockup ( Women) | 1 | 1 | 15.4 |  | 3.18
| A/F Bath Partition | 2 | 2 | 1.2 |  | 1.35
| Partition Wall | 1 | 2 | 2.33 |  | 1.35
| Partition Wall Top | 1 | 2 | 1.2 | 0.115
| Partition Wall Top | 1 | 1 | 2.33 | 0.115
| D/F Door (D1) | -1 | 2 | 1 |  | 2.1
| D/F Door (D4) | -1 | 2 | 0.75 |  | 1.35
| D/F Ventilator (V4) | -1 | 1 | 1 |  | 0.6
| D/F Ventilator (V5) | -1 | 2 | 0.6 |  | 0.6
| A/F Door Jams (D1) | 1 | 1 | 5.2 | 0.13
| A/F Ventilator (V4) | -1 | 1 | 3.2 | 0.18
| A/F Ventilator (V5) | -1 | 2 | 2.4 | 0.18
| Lockup ( Men) | 1 | 1 | 17.96 |  | 3.18
| A/F Bath Partition | 2 | 2 | 1.2 |  | 1.35
| Partition Wall | 1 | 2 | 2.33 |  | 1.35
| Partition Wall Top | 1 | 2 | 1.2 | 0.115
| Partition Wall Top | 1 | 1 | 2.33 | 0.115
| D/F Door (D1) | -1 | 2 | 1 |  | 2.1
| D/F Door (D4) | -1 | 2 | 0.75 |  | 0.75
| D/F Ventilator (V4) | -1 | 1 | 1 |  | 0.6
| D/F Ventilator (V5) | -1 | 2 | 0.6 |  | 0.6
| A/F Door Jams (D1) | 1 | 1 | 5.2 | 0.13
| A/F Ventilator (V4) | -1 | 1 | 3.2 | 0.18
| A/F Ventilator (V5) | -1 | 2 | 2.4 | 0.18
| Property Room | 1 | 1 | 13.7 |  | 3.18
| D/F Door (D1) | -1 | 1 | 1 |  | 2.1
| D/F Ventilator (V1) | -1 | 1 | 1.5 |  | 0.6
| A/F Door Jams (D1) | 1 | 1 | 5.2 | 0.13
| A/F Ventilator (V1) | -1 | 1 | 4.2 | 0.18
| Interrogation Room | 1 | 1 | 16.64 |  | 3.18
| D/F Door (D2) | -1 | 1 | 0.9 |  | 2.1
| D/F Window (W) | -1 | 1 | 1.5 |  | 1.3
| D/F Window (W1) | -1 | 1 | 1.2 |  | 1.3
| A/F Door Jams (D2) | 1 | 1 | 5.1 | 0.13
| A/F Window Jams (W) | 1 | 1 | 5.6 | 0.18
| A/F Window Jams (W1) | 1 | 1 | 5 | 0.18
| A/f Loft Portion | 1 | 2 | 4.72 | 0.6
| A/f c/b Portion | 3 | 2 |  | 0.6 | 2.1
| SI Crime | 1 | 1 | 12.98 |  | 3.18
| D/F Door (D1) | -1 | 1 | 1 |  | 2.1
| D/F Window (W) | -1 | 1 | 1.5 |  | 1.3
| A/F Door Jams (D1) | 1 | 1 | 5.2 | 0.13
| A/F Window Jams (W) | 1 | 1 | 5.6 | 0.18
| A/f Loft Portion | 1 | 2 | 2.9 | 0.6
| A/f c/b Portion | 3 | 2 |  | 0.6 | 2.1
| Arms Room | 1 | 1 | 10.9 |  | 3.18
| D/F Door (D1) | -1 | 1 | 1 |  | 2.1
| A/F Door Jams (D1) | 1 | 1 | 5.2 | 0.13
| D/F Ventilator (V21) | -1 | 1 | 1 |  | 0.6
| A/F Ventilator Jams (V2) | 1 | 1 | 3.2 | 0.18
| Rest Room | 1 | 1 | 16.64 |  | 3.18
| D/F Window (W) | -1 | 1 | 1.5 |  | 1.3
| A/F Window Jams (W) | 1 | 1 | 5.6 | 0.18
| D/F Door (D2) | -1 | 1 | 0.9 |  | 2.1
| A/F Door Jams (D2) | 1 | 1 | 5.1 | 0.13
| A/f Loft Portion | 1 | 2 | 4.73
| A/f c/b Portion | 3 | 2 |  | 0.6 | 2.1
| Rest Room Toilet | 1 | 1 | 9.18 |  | 3.18
| A/F Partition Wall | 1 | 2 | 1.28 |  | 2.4
| A/F Partition Wall | 1 | 2 | 2.2 |  | 2.4
| Partition Wall Top | 1 | 1 | 1.28 | 0.115
| Partition Wall Top | 1 | 1 | 2.2 | 0.115
| D/F Open O1 | -1 | 1 | 0.75 |  | 2.1
| D/F Door D3 | -1 | 2 | 0.75 |  | 2.1
| D/F Ventilator (V3) | -1 | 2 | 0.6 |  | 0.6
| A/F Open Jams O1 | 1 | 1 | 4.95 | 0.23
| A/F Ventilator V3 Jams | 1 | 2 | 2.4 | 0.18
| Front portico pillar | 1 | 3 | 1.8 |  | 2.4
| Do Top Portion | 1 | 3 | 0.6 | 0.3
| For entrance steps | 1 | 1 | 1.46 |  | 0.9
| For side portion I st footing | 1 | 2 | 0.9 |  | 0.6
| For side portion IInd footing | 1 | 2 | 0.6 |  | 0.15
| For side portion III rd footing | 1 | 2 | 0.3 |  | 0.15
| For Chamber Outer | 1 | 4 | 4.24 |  | 0.45
| Do top portion | 1 | 4 | 3.32 | 0.23
| Portico Slab top | 1 | 1 | 6.46 | 2.23
| do side | 1 | 1 | 10.92 |  | 0.12
| Hall Projection slab Top | 1 | 1 | 40.24 | 0.98
| Side Alaround | 1 | 1 | 43.24 |  | 0.12
| For Drain wall outer | 1 | 2 | 8.5 |  | 0.3
| Do Top portion | 1 | 2 | 8.5 | 0.115
| for plinth protection Al around outer | 1 | 1 | 79.1 |  | 0.45
| For Compound Wall | 1 | 2 | 30 |  | 1.5
| Do Top Portion | 1 | 1 | 30 | 0.23
36 | White Washing two coat For old wall
| Hall | 1 | 1 | 6 | 11.7
| Receiption | 1 | 1 | 6 | 4.5
| Circle Ins | 1 | 1 | 3.6 | 3
| Circle Ins toilets | 1 | 2 | 1.75 | 1.5
| Sub ins | 1 | 1 | 3.6 | 3
| Sub ins toilet and store | 1 | 2 | 1.75 | 1.5
| Writter | 1 | 1 | 3.6 | 3
| Circle writter | 1 | 1 | 3.6 | 3.1
| Lockup women | 1 | 1 | 3.6 | 4.1
| Property room | 1 | 1 | 3.6 | 3.25
| Lockup men | 1 | 1 | 3.6 | 5.38
| Rest Room | 1 | 1 | 4.73 | 3.59
| Rest room toilet | 1 | 1 | 2.62 | 2.2
| Arms room | 1 | 1 | 1.86 | 3.59
| Si Crime | 1 | 1 | 2.9 | 3.59
| Interagation | 1 | 1 | 3.6 | 4.72
| Sunshade for Window (W) | 1 | 7 | 1.96 | 0.6
| Sunshade for Window (W1) | 1 | 4 | 1.66 | 0.6
37 | White Wsahing For three Coat Using Lime
| Portico slab | 1 | 1 | 6.46 | 2.23
| Hall Projection slab Top | 1 | 1 | 40.24 | 0.98
| Circle Ins Room Ceiling | 1 | 1 | 3.6 | 3
38 | Painting two coat Obd
Inner Portion
| Hall | 1 | 1 | 35.4 |  | 3.93
| D/F Door(D1) | -1 | 10 | 1 |  | 2.1
| D/F Door (D2) | -1 | 2 | 0.9 |  | 2.1
| D/F Open (O) | -1 | 2 | 1 |  | 2.1
| D/F Ventilator (V3) | -1 | 15 | 0.6 |  | 0.6
| Reception | 1 | 1 | 21 |  | 3.18
| D/F Door(D1) | -1 | 2 | 1 |  | 2.1
| D/F Door(D3) | -1 | 1 | 0.75 |  | 2.1
| D/F Open (O) | -1 | 2 | 1 |  | 2.1
| D/F CG | -1 | 1 | 1.8 |  | 2.1
| A/F Jams Open (O) | 1 | 2 | 5.2 | 0.23
| Sub Inspector | 1 | 1 | 13.2 |  | 3.18
| D/F Door(D1) | -1 | 1 | 1 |  | 2.1
| D/F Door(D3) | -1 | 1 | 0.75 |  | 2.1
| D/F Window (W1) | -1 | 2 | 1.5 |  | 1.3
| A/F Door Jams (D1) | 1 | 1 | 5.2 | 0.13
| A/F Window Jams (W1) | 1 | 2 | 5.6 | 0.18
| A/f Loft Portion | 1 | 2 | 3.6 | 0.6
| C/b side wall | 3 | 2 |  | 0.6 | 2.1
| Sub Inspector Toilet | 1 | 1 | 6.5 |  | 3.18
| Store | 1 | 1 | 6.5 |  | 3.18
| D/F Door(D3) | -1 | 2 | 0.75 |  | 2.1
| A/F Jams D3 | 1 | 2 | 4.95 | 0.18
| D/F Ventilator (V1) | -1 | 1 | 0.6 |  | 0.6
| A/F Jams | 1 | 1 | 2.4 | 0.18
| Circle Inspector | 1 | 1 | 13.2 |  | 3.18
| D/F Door(D1) | -1 | 1 | 1 |  | 2.1
| D/F Door(D3) | -1 | 1 | 0.75 |  | 2.1
| D/F Window (W1) | -1 | 2 | 1.5 |  | 1.3
| A/F Door Jams (D1) | 1 | 1 | 5.2 | 0.13
| A/F Window Jams (W1) | 1 | 2 | 5.6 | 0.18
| A/f Loft Portion | 1 | 2 | 3.6 | 0.6
| A/f c/b Portion | 3 | 2 |  | 0.6 | 2.1
| Circle Inspector Toilet | 1 | 1 | 6.5 |  | 3.18
| D/F Door(D3) | -1 | 1 | 0.75 |  | 2.1
| A/F Jams D3 | 1 | 1 | 4.95 | 0.18
| D/F Ventilator (V1) | -1 | 1 | 0.6 |  | 0.6
| A/f Ventilator Jams | 1 | 1 | 2.4 | 0.18
| Writer Room | 1 | 1 | 13.2 |  | 3.18
| D/F Door(D1) | -1 | 1 | 1 |  | 2.1
| D/F Window (W1) | -1 | 1 | 1.5 |  | 1.3
| A/F Door Jams (D1) | 1 | 1 | 5.2 | 0.13
| A/F Window Jams (W1) | 1 | 1 | 5.6 | 0.18
| A/f Loft Portion | 1 | 2 | 3.6 | 0.6
| A/f c/b Portion | 3 | 2 |  | 0.6 | 2.1
| Circle Crime | 1 | 1 | 13.2 |  | 3.18
| D/F Door(D1) | -1 | 1 | 1 |  | 2.1
| D/F Window (W1) | -1 | 1 | 1.5 |  | 1.3
| A/F Door Jams (D1) | 1 | 1 | 5.2 | 0.13
| A/F Window Jams (W1) | 1 | 1 | 5.6 | 0.18
| D/F Toilet Door (D3) | -1 | 1 | 0.75 |  | 2.1
| A/f Loft Portion | 1 | 2 | 3 | 0.6
| A/f c/b Portion | 3 | 2 |  | 0.6 | 2.1
| Circle Crime Toilet Portion | 1 | 1 | 6.5 |  | 3.18
| D/F Toilet Door (D3) | -1 | 1 | 0.75 |  | 2.1
| Circle Writer Room | 1 | 1 | 13.4 |  | 3.18
| D/F Door(D1) | -1 | 1 | 1 |  | 2.1
| D/F Window (W1) | -1 | 1 | 1.5 |  | 1.3
| A/F Door Jams (D1) | 1 | 1 | 5.2 | 0.13
| A/F Window Jams (W1) | 1 | 1 | 5.6 | 0.18
| A/f Loft Portion | 1 | 2 | 3.6 | 0.6
| A/f c/b Portion | 3 | 2 |  | 0.6 | 2.1
| Lockup ( Women) | 1 | 1 | 15.4 |  | 3.18
| A/F Bath Partition | 2 | 2 | 1.2 |  | 1.35
| Partition Wall | 1 | 2 | 2.33 |  | 1.35
| Partition Wall Top | 1 | 2 | 1.2 | 0.115
| Partition Wall Top | 1 | 1 | 2.33 | 0.115
| D/F Door (D1) | -1 | 2 | 1 |  | 2.1
| D/F Door (D4) | -1 | 2 | 0.75 |  | 1.35
| D/F Ventilator (V4) | -1 | 1 | 1 |  | 0.6
| D/F Ventilator (V5) | -1 | 2 | 0.6 |  | 0.6
| A/F Door Jams (D1) | 1 | 1 | 5.2 | 0.13
| A/F Ventilator (V4) | -1 | 1 | 3.2 | 0.18
| A/F Ventilator (V5) | -1 | 2 | 2.4 | 0.18
| Lockup ( Men) | 1 | 1 | 17.96 |  | 3.18
| A/F Bath Partition | 2 | 2 | 1.2 |  | 1.35
| Partition Wall | 1 | 2 | 2.33 |  | 1.35
| Partition Wall Top | 1 | 2 | 1.2 | 0.115
| Partition Wall Top | 1 | 1 | 2.33 | 0.115
| D/F Door (D1) | -1 | 2 | 1 |  | 2.1
| D/F Door (D4) | -1 | 2 | 0.75 |  | 0.75
| D/F Ventilator (V4) | -1 | 1 | 1 |  | 0.6
| D/F Ventilator (V5) | -1 | 2 | 0.6 |  | 0.6
| A/F Door Jams (D1) | 1 | 1 | 5.2 | 0.13
| A/F Ventilator (V4) | -1 | 1 | 3.2 | 0.18
| A/F Ventilator (V5) | -1 | 2 | 2.4 | 0.18
| Property Room | 1 | 1 | 13.7 |  | 3.18
| D/F Door (D1) | -1 | 1 | 1 |  | 2.1
| D/F Ventilator (V1) | -1 | 1 | 1.5 |  | 0.6
| A/F Door Jams (D1) | 1 | 1 | 5.2 | 0.13
| A/F Ventilator (V1) | -1 | 1 | 4.2 | 0.18
| Interrogation Room | 1 | 1 | 16.64 |  | 3.18
| D/F Door (D2) | -1 | 1 | 0.9 |  | 2.1
| D/F Window (W) | -1 | 1 | 1.5 |  | 1.3
| D/F Window (W1) | -1 | 1 | 1.2 |  | 1.3
| A/F Door Jams (D2) | 1 | 1 | 5.1 | 0.13
| A/F Window Jams (W) | 1 | 1 | 5.6 | 0.18
| A/F Window Jams (W1) | 1 | 1 | 5 | 0.18
| A/f Loft Portion | 1 | 2 | 4.72 | 0.6
| A/f c/b Portion | 3 | 2 |  | 0.6 | 2.1
| SI Crime | 1 | 1 | 12.98 |  | 3.18
| D/F Door (D1) | -1 | 1 | 1 |  | 2.1
| D/F Window (W) | -1 | 1 | 1.5 |  | 1.3
| A/F Door Jams (D1) | 1 | 1 | 5.2 | 0.13
| A/F Window Jams (W) | 1 | 1 | 5.6 | 0.18
| A/f Loft Portion | 1 | 2 | 2.9 | 0.6
| A/f c/b Portion | 3 | 2 |  | 0.6 | 2.1
| Arms Room | 1 | 1 | 10.9 |  | 3.18
| D/F Door (D1) | -1 | 1 | 1 |  | 2.1
| A/F Door Jams (D1) | 1 | 1 | 5.2 | 0.13
| D/F Ventilator (V21) | -1 | 1 | 1 |  | 0.6
| A/F Ventilator Jams (V2) | 1 | 1 | 3.2 | 0.18
| Rest Room | 1 | 1 | 16.64 |  | 3.18
| D/F Window (W) | -1 | 1 | 1.5 |  | 1.3
| A/F Window Jams (W) | 1 | 1 | 5.6 | 0.18
| D/F Door (D2) | -1 | 1 | 0.9 |  | 2.1
| A/F Door Jams (D2) | 1 | 1 | 5.1 | 0.13
| A/f Loft Portion | 1 | 2 | 4.73
| A/f c/b Portion | 3 | 2 |  | 0.6 | 2.1
| Rest Room Toilet | 1 | 1 | 9.18 |  | 3.18
| A/F Partition Wall | 1 | 2 | 1.28 |  | 2.4
| A/F Partition Wall | 1 | 2 | 2.2 |  | 2.4
| Partition Wall Top | 1 | 1 | 1.28 | 0.115
| Partition Wall Top | 1 | 1 | 2.2 | 0.115
| D/F Open O1 | -1 | 1 | 0.75 |  | 2.1
| D/F Door D3 | -1 | 2 | 0.75 |  | 2.1
| D/F Ventilator (V3) | -1 | 2 | 0.6 |  | 0.6
| A/F Open Jams O1 | 1 | 1 | 4.95 | 0.23
| A/F Ventilator V3 Jams | 1 | 2 | 2.4 | 0.18
| Front portico pillar | 1 | 3 | 1.8 |  | 2.4
| Do Top Portion | 1 | 3 | 0.6 | 0.3
| Portico Slab top | 1 | 1 | 6.46 | 2.23
| do side | 1 | 1 | 10.92 |  | 0.12
| Hall Projection slab Top | 1 | 1 | 40.24 | 0.98
| Side Alaround | 1 | 1 | 43.24 |  | 0.12
39 | painting Outer Emusion For old wall
| Outer Alaround | 1 | 1 | 74.3 |  | 3.9
| Parapet top portion | 1 | 1 | 73.38 |  | 0.23
| Parapet Inner | 1 | 1 | 72.46 |  | 0.15
| A/f Hall Portion | 1 | 1 | 37.24 |  | 1.05
| Parapet Top Portion in Hall Area | 1 | 1 | 36.32 |  | 0.23
| Parapet Inner in Hall Portion | 1 | 1 | 35.4 |  | 0.15
| A/F Elevation Side Projection | 2 | 2 | 2.23 |  | 3.3
| D/F Window (W) | -1 | 7 | 1.5 |  | 1.3
| D/F Window (W1) | -1 | 4 | 1.2 |  | 1.3
| D/F Ventilator (V1) | -1 | 3 | 1.5 |  | 0.6
| D/F Ventilator (V2) | -1 | 1 | 1 |  | 0.6
| D/F Ventilator (V3) | -1 | 19 | 0.6 |  | 0.6
| D/F Ventilator (V4) | -1 | 2 | 1 |  | 0.6
| D/F Ventilator (V5) | -1 | 4 | 0.6 |  | 0.6
| D/F CG | -1 | 1 | 1.8 |  | 2.1
| A/F Jams for Window (W) | 1 | 7 | 5.6 | 0.05
| A/F Jams for Window (W1) | 1 | 4 | 5 | 0.05
| A/F Ventilator (V1) | 1 | 3 | 4.2 | 0.05
| A/F Ventilator (V2) | 1 | 1 | 3.2 | 0.05
| A/F Ventilator (V3) | 1 | 19 | 2.4 | 0.05
| A/F Ventilator (V4) | 1 | 2 | 3.2 | 0.05
| A/F Ventilator (V5) | 1 | 4 | 2.4 | 0.05
| A/F Jally Jams (J) | 1 | 2 | 6.9 | 0.05
| A/F Jally Jams (J1) | 1 | 1 | 4.6 | 0.05
| Sunshade Side | 2 | 11 | 0.6 |  | 0.063
| A/F Door Jams CG | 1 | 1 | 6 | 0.23
| Portico Slab top | 1 | 1 | 6.46 | 2.23
| do side | 1 | 1 | 10.92 |  | 0.12
| Hall Projection slab Top | 1 | 1 | 40.24 | 0.98
| Side Alaround | 1 | 1 | 43.24 |  | 0.12
| For Compound Wall | 1 | 2 | 30 |  | 1.5
| Do Top Portion | 1 | 1 | 30 | 0.23
40 | Painting Old iron work
| For window w | 1 | 7 | 1.5 | 1 | 1.3
| For window w1 | 1 | 4 | 1.2 | 1 | 1.3
| Ventilator V1 | 1 | 3 | 1.5 | 1 | 0.6
| For Ventilator v2 | 1 | 1 | 1 | 1 | 0.6
| For Ventilator v3 | 1 | 19 | 0.6 | 1 | 0.6
| Ventilator V4 | 1 | 2 | 1 | 1 | 0.6
| Ventilator v5 | 1 | 4 | 0.6 | 1 | 0.6
| For main Door grill CG | 1 | 1 | 1.8 | 1 | 2.4
41 | Painting Two Coat The new iron work
Rain water pipe
| Outer Vertical | 1 | 2 | 4.43 | 3.14 | 0.11
| Gross | 1 | 2 | 1.8 | 3.14 | 0.11
Swr Pipe
| Rest room toilet vertical | 1 | 1 | 1.6 | 3.14 | 0.11
| Cross G.floor | 1 | 1 | 1.2 | 3.14 | 0.11
| Lock Up Men Vertical | 1 | 1 | 1.6 | 3.14 | 0.11
| Coss g.floor | 1 | 1 | 0.9 | 3.14 | 0.11
| Rest room toilet vertical | 1 | 1 | 1.9 | 3.14 | 0.075
| Cross G.floor | 1 | 1 | 1.2 | 3.14 | 0.075
| Lock Up Men Vertical | 1 | 1 | 1.7 | 3.14 | 0.075
| Cross g.floor | 1 | 1 | 1.1 | 3.14 | 0.075
42 | painting two Coat old wood work
| Door D1 | 1 | 12 | 1 | 2.6 | 2.1
| Door D2 | 1 | 2 | 0.9 | 2.6 | 2.1
| Door D3 | 1 | 6 | 0.75 | 2.6 | 2.1
| Door D4 | 1 | 4 | 0.75 | 2.6 | 2.1
43 | Supplying and Fixing of Floor Ceramic Antiskid Tiles
Circle Ins
| Toilet | 1 | 1 | 1.75 | 1.5
| D/F IWC | -1 | 1 | 0.55 | 0.45
Circle Ins Crime
| Toilet | 1 | 1 | 1.75 | 1.5
| D/F IWC | -1 | 1 | 0.55 | 0.45
Sub Ins
| Toilet | 1 | 1 | 1.75 | 1.5
| D/F IWC | -1 | 1 | 0.55 | 0.45
Rear Side
| Bath | 1 | 1 | 1.28 | 1.18
| WC | 1 | 1 | 1.28 | 0.9
| D/F IWC | -1 | 1 | 0.55 | 0.45
| Passage Portion | 1 | 1 | 2.43 | 1
44 | Supplying and Fixing of Glazed Tiles
Circle Ins
| Toilet | 1 | 1 | 6.5 |  | 1.5
| D/F Door (D3) | -1 | 1 | 0.75 |  | 1.5
Circle Ins Crime
| Toilet | 1 | 1 | 6.5 |  | 1.5
| D/F Door (D3) | -1 | 1 | 0.75 |  | 1.5
Sub Ins
| Toilet | 1 | 1 | 6.5 |  | 1.5
| D/F Door (D3) | -1 | 1 | 0.75 |  | 1.5
Rear Side
| Bath | 1 | 1 | 4.92 |  | 1.5
| D/F Door (D3) | -1 | 1 | 0.75 |  | 1.5
| WC | 1 | 1 | 4.36 |  | 1.5
| D/F Door (D3) | -1 | 1 | 0.75 |  | 1.5
| Passage Portion | 1 | 1 | 6.4 |  | 1.5
| D/F Door D3 | -1 | 2 | 0.75 |  | 1.5
| Passage Open | -1 | 1 | 0.75 |  | 1.5

## abstract (hidden)
Name of Work : Special Repair Works to Police Station at Cherakulam in Thoothukudi District.
ABSTRACT
Sl.No | Qty | Description of Work | Rate | Per | Total
1 |  | Dismantling, Clearing away and carefully stacking the materials for re use for any thickness of walls.
| 0 | a. Dismantling and Removal of Brick Work. | 221.9 | cum | 0
Sr p 23 (21-22)
| 2.4588 | b. Dismantling the RCC Concrete. | 402 | sqm | 988.4376
Sr p 25 (21-22)
| #REF! | C. Dismantling Pressed Tiles | 36.1 | sqm | #REF!
Sr p 22 (21-22)
| 0 | d . Dismantling Ceramic Tiles | 47.8 | sqm | 0
Sr p 22 (21-22)
2 | 0 | Scraping the old plastered Surface | 3.65 | sqm | 0
Sr p 26 (21-22)
3 |  | A/F Jally Jams (J)
| 0 | In foundation and basement | 6623.28 | cum | 0
4 | 0 | D/F Door(D1) | 1132 | sqm | 0
5 | 0 | Store | 1132 | sqm | 0
6 | 0 | D/F Toilet Door (D3) | 235.4 | sqm | 0
7 | 0 | A/f Loft Portion | 241.4 | sqm | 0
8 | 0 | Circle Inspector | 267.19 | sqm | 0
9 | 0 | A/f c/b Portion | 259.88 | sqm | 0
10 |  | Partition Wall Top
| 0 | D/F Door (D1) | 233.23 | rmt | 0
| 0 | A/F Door Jams (D1) | 216 | rmt | 0
11 |  | A/F Bath Partition
| 0 | Partition Wall | 674.9 | rmt | 0
| 0 | D/F Ventilator (V4) | 559.03 | rmt | 0
12 | 0 | A/F Ventilator (V5) | 6720 | nos | 0
13 |  | D/F Ventilator (V1)
| 0 | A/F Door Jams (D1) | 1487.27 | sqm | 0
14 | 0 | D/F Window (W1) | 79705.3 | Mt | 0
15 | 0 | D/F Door (D1) | 41.12 | sqm | 0
16 | 0 | Outer Alaround | 56.21 | sqm | 0
17 | 0 | 0 | 114.4 | sqm | 0
18 | 0 | 0 | 214.48 | sqm | 0
19 | 0 | 0 | 476.05 | sqm | 0
20 | 0 | 0 | 410.35 | sqm | 0
21 | 0 | 0 | 1119.34 | sqm | 0
22 | 0 | Supplying and Delivery of 3.5 core 70 sqmm Pvc armaulated LTUG cable | 403.7 | Rmt | 0
23 | 0 | Laying of Ug Cable Below Ground level Including earthwork excavation | 245.49 | Rmt | 0
24 | 0 | Laying testing Commisioning of thec 1.1 Kv grade 3.5 core 70 Sqmm | 150.69 | Rmt | 0
25 | 0 | Supplying and Fixing Of Altug Gripping (aluminium lug) | 7.7 | Nos | 0
26 | 0 | Supplying and Fixing Of cable cland suitable for 3.5 core of 70 sqmm | 75.35 | Nos | 0
|  | SUB TOTAL - I |  |  | #REF!
|  | STGST - 6% |  |  | #REF!
|  | CGST - 6% |  |  | #REF!
|  | SUB TOTAL - II |  |  | #REF!
|  | Labour Welfare Fund @ 1% |  |  | #REF!
|  | Supervision Charges @ 7.5% |  |  | #REF!
|  | TOTAL |  |  | #REF!
|  |  |  | Say | #REF!

## dATA (hidden)
Data 2019 - 2020
1.4 |  | EARTH WORK EXCAVATION for open foundationEXCLUDING REFILLING
10 | CUM | EARTH WORK EXCAVATION IN SS20B | 76.76 | CUM | 767.6
10 | CUM | 1/3REFILLING CHARGES | 8.93 | CUM | 89.3
| L.S | SUNDRIES |  | L.S | 0
-
|  | TOTAL FOR 10 CUM |  |  | 856.9
-
85.69
1.5 |  | RATE PER CUM EXCLUDING REFILLING | 0 TO 2M |  | 76.76
|  |  | 2 TO 3M |  | 83.86
2.1 | * | FILLING IN FOUNDATION AND
BASEMENT WITH FILLING SAND
-
1 | CUM | COST OF FILLINGSAND | 1552 | CUM | 1552
1 | CUM | LABOUR CHARGES FOR FILLING | 23.52 | CUM | 23.52
| L.S | SUNDRIES |  | L.S | 0
-
|  | TOTAL FOR 1.0 CUM |  |  | 1575.52
-
3.1 | * | CEMENT CONCRETE(1:5:10) USING
40mm HBSTONE METEL
-
9 | CUM | H.B.STONEJELLY 40mm | 1151.76 | CUM | 10365.84
4.5 | CUM | CEMENT MORTAR(1:5) | 3208 | CUM | 14436
1.8 | NO. | MASON II | 639.45 | NO. | 1151.01
17.7 | NO. | MAZDOOR I | 447.3 | NO. | 7917.21
14.1 | NO. | MAZDOOR II | 386.4 | NO. | 5448.24
| L.S | SUNDRIES |  | L.S | 0
-
39318.3
|  | TOTAL FOR 10 CUM |  |  | -
3931.83
|  | RATE PER CUM |  |  | =
3.2 | * | CEMENT CONCRETE PCC (1:2:4) USING
20mm HBSTONE METEL
-
9 | CUM | H.B.STONEJELLY 20mm | 1535.76 | CUM | 13821.84
4.5 | CUM | CEMENT MORTAR(1:2) | 5771.49 | CUM | 25971.71
1.8 | NO. | MASON II | 639.45 | NO. | 1151.01
17.7 | NO. | MAZDOOR I | 447.3 | NO. | 7917.21
14.1 | NO. | MAZDOOR II | 386.4 | NO. | 5448.24
| L.S | SUNDRIES |  | L.S | 0
-
54310.01
|  | TOTAL FOR 10 CUM |  |  | -
5431
|  | RATE PER CUM |  |  | =
32.1 | * | FINISHING TOP OF ROOF WITH
ONE COURSE OF PRESSED TILES
OVER A BED OF C.M(1:3),
12mmTHICK MIXED WITH WATER PROOF COMPOUND
AT 2% BY WEIGHT OF CEMENT
-
190 | NOS | PRESSED TILES 23X23X2cm P-15 | 15487 | 1000 Nos | 2942.53
0.12 | CUM | C.M(1:3) | 4391.49 | CUM | 526.98
10 | SQM | POINTING WITH C.M(1:3) | 223.11 | SQM | 2231.1
1.54 | Kg | WPC | 41.5 | Kg | 63.91
1.1 | NO | MASON I | 684.6 | NO | 753.06
2.1 | NO | MASON II | 639.45 | NO | 1342.85
2.2 | NO | MAZDOOR I | 447.3 | NO | 984.06
1.1 | NO | MAZDOOR II | 386.4 | NO | 425.04
| L.S | SUNDRIES |  | L.S | 0
-
|  | TOTAL FOR 10 SQM |  |  | 9269.53
-
|  | RATE PER SQM |  |  | 926.95
=
56.1. | * | SUPPLYING AND FIXING OF I.W.C
20"WITH TOP LEFT ROUGH TO RECEIVE
FLOOR FINISH
IN G.FLOOR.
-
1 | NO. | I.W.C 20"SIZE(Orissa pan) | 1170 | NO. | 1170
0.65 | CUM | E.W EXCAVATION | 153.52 | CUM | 99.79
0.57 | CUM | REFILLING | 26.78 | CUM | 15.26
0.081 | CUM | BRICK JELLY CONCRETE USING 40mm(1:8:16) | 3372.61 | CUM | 273.18
1 | NO. | PLUMBER I | 594.3 | NO. | 594.3
0.5 | NO. | MASON II | 639.45 | NO. | 319.73
0.5 | NO. | MAZDOOR I | 447.3 | NO. | 223.65
| L.S | SUNDRIES |  | L.S | 1.25
-
|  | TOTAL FOR ONE NUMBER |  |  | 2697.16
=
57 | * | SUPPLY AND FIXING OF E.W.C. 18" SIZE (WHITE)
WITH DOUBLE FLAPPED PLASTIC SEAT COVER
LOW LEVEL FLUSHING CISTERN 10 LIT.
-
1 | SET | EUROPEAN WATER CLOSET WITH "P" OR "S" TRAP WITH DOUBLE FLAPPED SEAT AND SEAT COVER WITH BRASS HINGES AND 10LIT CAPACITY PVC L;OW LEVEL FLUSHING TANK WITH ALL INTERNAL FITTINGS | 3000 | SET | 3000
LABOUR FOR FIXING OF EWC
1 | NO. | MASON I | 684.6 | NO. | 684.6
2 | NO. | PLUMBER I | 594.3 | NO. | 1188.6
1 | NO. | MAZDOOR II | 386.4 | NO. | 386.4
LABOUR FOR FIXING OF FLUSHING TANK
0.5 | NO. | PLUMBER I | 594.3 | NO. | 297.15
0.5 | NO. | MAZDOOR I | 447.3 | NO. | 223.65
|  | Deduct rate for "P" & "S" trap | 0 |  | -164
|  | Add rate for PVC SWR "P" & "S" trap |  |  | 134.1
| L.S | SUNDRIES |  | L.S | 0.7
TOTAL FOR ONE NUMBER
5751.2
33. | * | PLASTERING C.M(1:5) 12mmTHICK
-
0.14 | CUM | CEMENT MORTAR(1:5) | 3208 | CUM | 449.12
1.1 | NO. | MASON I | 684.6 | NO. | 753.06
0.5 | NO. | MAZDOOR I | 447.3 | NO. | 223.65
1.1 | NO. | MAZDOOR II | 386.4 | NO. | 425.04
| L.S | SUNDRIES |  | L.S | 0
-
|  | TOTAL FOR 10 SQM |  |  | 1850.87
-
|  | RATE PER SQM |  |  | 185.09
| * | PAINTING TWO COATS OVER NEW (as per PWD Standard Data)
PLASTERED SURFACE WITH
OBD
-
1.34 | Kg | OBD p-50 sl.129 | 71.7 | Kg | 96.08
0.5 | NO | PAINTER I | 548.1 | NO | 274.05
0.5 | NO | MAZDOOR I | 447.3 | NO | 223.65
0.8 | NO | MAZDOOR II | 386.4 | NO | 309.12
| L.S | SUNDRIES FOR BRUSHES,ETC |  | L.S | 2.6
-
|  | TOTAL FOR 10 SQM |  |  | 905.5
-
|  | RATE PER SQM |  |  | 90.55
PAINTING ONE COATS OVER OLD
WOOD WORKS WITH IIND CLASS
SYNTHETIC ENAMEL PAINT
1.33 | Lit | READY MIXED IIND CLASS PAINT | 232 | Lit | 308.56
0.7 | nos | PAINTER I | 548.1 | nos | 383.67
10 | Sqm | Thorouh scrapping (p-31 slno.112) | 6.5 | Sqm | 65
|  | SUNDRIES | LS |  | 1.5
|  | TOTAL FOR 10 SQM |  |  | 758.73
|  | RATE PER SQM |  |  | 75.87
PAINTING ONE COATS OVER OLD
IRON WORKS WITH IIND CLASS
SYNTHETIC ENAMEL PAINT
1.11 | Lit | READY MIXED IIND CLASS PAINT | 221 | Lit | 245.31
0.7 | nos | PAINTER I | 548.1 | nos | 383.67
10 | Sqm | Thorouh scrapping (p-31 slno.357 d) | 6 | Sqm | 60
|  | SUNDRIES | LS |  | 1.9
|  | TOTAL FOR 10 SQM |  |  | 690.88
|  | RATE PER SQM |  |  | 69.09
| *** | ELECTRICAL ARRANGEMENT:- BOARD APPROVED RATES
================================================
WIRING WITH 1.5SQMM COPPER WIRE CONCEALED
64.a. |  | TYPE FOR LIGHT POINT WITH CEILING ROSE |  |  | 1203
64.b |  | ---DO---FOR LIGHT POINT WITH BATTERN HODER |  |  | 1207
64.c |  | ---DO---FOR CALLING BELL POINT |  |  | 1235
65 |  | ---DO---FOR FAN POINT |  |  | 1261
66 |  | ---DO---FOR STAIR CASE LIGHT POINT |  |  | 2232
67 |  | --DO--FOR 5AMP 5PIN PLUG AT SWITCH BOARD |  |  | 612
68 |  | --DO--FOR 5AMP 5PIN PLUG AT CONVENTENT PLACE |  |  | 842
69 |  | --DO--FOR 15AMP POWER PLUG |  |  | 128
70.1 |  | S/F OF BULK HEAD FITTING |  |  | 432
70.2 |  | S/F OF SLIM TUBELIGHT FITTING WITH ELECTRONICS BALLAST.
70.3 |  | S/F OF 40W/60W BULB |  |  | 12
70.4 |  | S/F OF PLASTIC SHADE |  |  | 10
71 |  | S/F OF DOUBLE POLE MAIN SWITCH |  |  | 562
72 |  | S/F of Fibre Fan Hook |  |  | 33.9
73.1 |  | S/F OF 6 WAY D.B |  |  | 3909
73.2 |  | S/F OF 4 WAY D.B |  |  | 3149
74 |  | LABOUR CHARGE FOR FIXING FAN |  |  | 404
75(a) |  | SUPPLY AND DELIVERY OF FAN 48"SWEEP with ordinary regulator. |  |  | 1185
75(b) |  | SUPPLY AND DELIVERY OF FAN 42"SWEEP
112 |  | SUPPLY AND FIXING EXSAUST FAN 300MM SWEEP |  |  | 1789.81
76 |  | S/F OF 8SWG G.I WIRE |  |  | 0
77 |  | RUN OF MAIN WITH 2NO OF 1.50sq.mm WIRE |  |  | 156.4
77.1 |  | RUN OF 2 WIRES OF 4 SQMM WITH CONTINUOUS EARTHING BY MEANS OF 2.5SQMM FOR A/C |  |  | 202.6
77.2 |  | SUPPLYING AND FIXING OF A/C METAL CLAD |  |  | 500
77.3 |  | SUPPLYING AND FIXING OF TV/TELEPHONE LINE SOCKET |  |  | 76
78 |  | EARTHING STATION AS PER ISI |  |  | 2198
80 |  | S/F OF 375mmX300mmX20mmT.W.PLANK FOR S.C. |  |  | 660
81 |  | S/F OF METRE CUPBOARD |  |  | 2141.08
82 |  | S/F OF STREET LIGHTS. |  |  | 2369
87 |  | PROVIDING ELCB WITH MCB IN MS BOX |  |  | 2437
|  | S & F of Exsaust Fan 225mm dia |  |  | 1640.81
|  | M.S. Angle |  |  | 137
Open wiring for Light point with ceiling rose for flats/ houses
Wirng with 1.5 sqmm copper PVC insulated unsheathed single core 1.1 KV grade cable with continuous earth by means of 1.5 sqmm copper PVC insulated unsheathed single core 1.1 KV grade cable confirming to IS 694 / 1980 with ISI mark in PVC rigid conduit pipe heavy duty with ISI mark with suitable size MS box of 16g thick concealed and covered with 3mm thick laminated hylem sheet for LIGHT POINT WITH CEILING ROSE controlled by 5 amps flush type switch including citcuit mains, cost of all materials, specials, etc., all complete,(Open wiring)
90 | Rmt | 1.5 sqmm copper PVC insulated unsheathed single core cable | 13.4 | Rmt | 1206
45 | Rmt | PVC rigid conduit pipe 19 mm / 20mm heavy duty with ISI mark | 17.1 | 1 Rmt | 769.5
20 | No | 19 mm PVC rigid bends | 2.7 | No | 54
150 | No | Tw Plugs (p 91 p J e) | 285 | 1000 nos | 42.75
10 | No | 19 mm PVC rigid tees | 1.14 | No | 11.4
10 | No | PVC joint box ( Part- I ,p 128 6b) | 36.8 | Dozen | 30.67
0.015 | Sqm | Hylem sheet 3 mm thick with lamination | 563 | Sqm | 8.45
10 | No | 5 amps flush type switch | 15.74 | No | 157.4
10 | No | Ceiling rose | 13.5 | No | 135
1 | Gross | Brass screws 40mm p 130 L 1c | 67.6 | Gross | 67.6
72 | No | 19 mm MS clamp | 47.7 | Gross | 23.85
0.16667 | Bag | Cement | 287.5 | Bag | 47.92
10 | No | TW switch box 100 x 100 x 75 mm p 129 jd | 13.7 | No | 137
1 | No | TW junction box 150 x 100 x 75 mm p-129 j c | 16.4 | No | 16.4
0.1 | Sqm | 3 mm thick laminated Hylem sheet (10X0.1X0.1) | 563 | Sqm | 56.3
45 | Rmt | 1.5 sqmm copper PVC insulated unsheathed single core cable for continuous earth connection | 13.4 | 90 Rmt | 603
0.5 | Litre | Paint SEP p-44 it-117 | 221 | Litre | 110.5
10 | Points | Labour charges |  | LS | 3369.33
LS |  | Sundries 1% on materials |  | LS | 22.93
|  | Total for 10 Points |  |  | 6870
|  | Rate for 1 Point |  |  | 687
36 W CFL Street light Fittings (single)
1 | No | CFL Tube light fittings with Lamp p-112 14- item k/ lower end | 800 | No | 800
1 | No | Labour charges | 1618 | No | 1618
|  | Sundries |  |  | 2
|  | Rate for Each |  |  | 2420
Compact Fluoresent Lamp (CFL)
a. 14W for Bath & WC |  | Each | 130
b. 18W for Bulkhead fittings |  | Each | 170
Supply of ceiling fan 1200mm
1 | No | 1200mm A.C ceiling fan (without regulator)( Part- B 1 a p-115 | 1119 | No | 1119
1 | No | Cost of electronic regulator( Part- B 1 d p-116 | 152.3 | No | 152.3
|  | Rate for each |  |  | 1272
52 | * | SUPPLYING AND LAYING THE FOLLOWING PVC
PIPES WITH NECESSARY SPECIALS ELBOWS,
TEE,REDUCE ,PLUG,UNION,BEND,COUPLE,
NIPPLE,GATE VLVE,CHECK AND WHEEL VALVE
WHEREVER NECESSARY INCLUDING LABOUR BELOW
GROUND LEVEL(OR) FIXING ON WALLS TO THE
PROPER GRADIENT AND ALIGNMENT ETC.ALL
COMPLETE AS DIRECTED BY DEPT. OFFICERS.
|  | = | =
| * | ASTM-D SCHEDULE- 40 THREADED PVC PIPE
WITH NECESSARY PVC-GI SPECIALS
| c. | 20MM DIA PVC PIPE ABOVE G.L:-
-
1 | Rmt | COST OF 20MM DIA PVC PIPE | 26 | Rmt | 26
1 | L.S | ADD 70% FOR PVC/GI SPECIALS | 18.2 | L.S | 18.2
1 | Rmt | LABOUR FOR LAYING & FIXING | 126.83 | Rmt | 126.83
-
|  | TOTAL FOR 1 RMT |  |  | 171.03
=
| b. | 25MM DIA PVC PIPE ABOVE G.L:-
-
1 | Rmt | COST OF 25MM DIA PVC PIPE | 35 | Rmt | 35
1 | L.S | ADD 40% FOR PVC/GI SPECIALS | 14 | L.S | 14
1 | Rmt | LABOUR FOR LAYING & FIXING | 126.81 | Rmt | 126.81
-
|  | TOTAL FOR 1 RMT |  |  | 175.81
=
| a. | 32MM DIA PVC PIPE ABOVE G.L:-
-
1 | Rmt | COST OF 32MM DIA PVC PIPE | 52 | Rmt | 52
1 | L.S | ADD 20% FOR PVC/GI SPECIALS | 10.4 | L.S | 10.4
1 | Rmt | LABOUR FOR LAYING & FIXING | 129.74 | Rmt | 129.74
-
|  | TOTAL FOR 1 RMT |  |  | 192.14
=
| a. | 50MM DIA PVC PIPE ABOVE G.L:-
-
1 | Rmt | COST OF 50MM DIA PVC PIPE | 82 | Rmt | 82
1 | L.S | ADD 20% FOR PVC/GI SPECIALS | 16.4 | L.S | 16.4
1 | Rmt | LABOUR FOR LAYING & FIXING | 129.74 | Rmt | 129.74
-
|  | TOTAL FOR 1 RMT |  |  | 228.14
=
15mm dia half turn CP tap
Sub-Data
Labour charge
0.1 | Nos | Fitter I class | 604.8 | Each | 60.48
0.1 | Nos | Mazdoor I | 447.3 | Each | 44.73
10 | gram | Shellac p-54/156 | 18 | 100 gms | 1.8
0.25 | Nos | Thread ball p-54/158 | 3.5 | Each | 1
|  |  | Total/1 No |  | 108.01
|  | Main Data | Long body | Long body | short body
|  |  | 331 | 331 | 283
|  | Cost of Tap | 108.01 | 108.01 | 108.01
|  | Labour | 439.01 | 439.01 | 391.01
|  |  | 440 | 440 | 392
|  | Vertified tile flooring IVORY |  | d448
10 | SQM | COST OF Vertified TILES qtn | 421.3 | SQM | 4213
0.21 | CUM | C.M(1:3) | 4391.49 | CUM | 922.21
1.1 | NO | MASON I | 684.6 | NO | 753.06
1.1 | NO | MASON II | 639.45 | NO | 703.4
2.2 | NO | MAZDOOR I | 447.3 | NO | 984.06
2.2 | NO | MAZDOOR II | 386.4 | NO | 850.08
20 | Kg | CEMENT | 5750 | M.T | 115
2 | Kg | Grout joint filler | 36.1 | Kg | 72.2
1.6 | NO | MASON II | 639.45 | NO | 1023.12
0.5 | NO | MAZDOOR I | 447.3 | NO | 223.65
1.1 | NO | MAZDOOR II | 386.4 | NO | 425.04
| L.S | SUNDRIES |  | L.S | 0
|  | TOTAL FOR 10 SQM |  |  | 10284.82
-
|  | RATE PER SQM |  |  | 1028.48
29.4 | * | Suppling and laying White/Plain colour
Glazed tiles in C.M(1:2)
-
1.86 | SQM | COST OF GLAZED TILES | 385 | SQM | 716.1
0.4 | Kg | Grout | 36.1 | Kg | 14.44
0.02 | CUM | C.M(1:2) | 5771.49 | CUM | 115.43
1 | NO | MASON I | 684.6 | NO | 684.6
1 | NO | Mazdoor-I | 447.3 | NO | 447.3
| L.S | SUNDRIES |  | L.S
-
|  | TOTAL FOR 1.860 SQM |  |  | 1977.87
-
|  | RATE PER SQM |  |  | 1063.37
=
29.5 | * | Providing White/Color ceramic floor tiles (Anti-skid)of
any size 0f 6mm T.K including pointing etc.,
as directed by the Dept.Officers.
|  | - | -
10 | SQM | COST OF CERAMIC FLOOR TILES | 346.14 | SQM | 3461.4
0.21 | CUM | C.M(1:3) | 4391.49 | CUM | 922.21
LABOUR FOR LAYING & POINTING
1.1 | NO | MASON I | 684.6 | NO | 753.06
1.1 | NO | MASON II | 639.45 | NO | 703.4
2.2 | NO | MAZDOOR I | 447.3 | NO | 984.06
2.2 | NO | MAZDOOR II | 386.4 | NO | 850.08
20 | Kg | CEMENT | 5750 | M.T | 115
2 | Kg | Grout ( qtn) | 36.1 | Kg | 72.2
1.6 | NO | MASON II | 639.45 | NO | 1023.12
0.5 | NO | MAZDOOR I | 447.3 | NO | 223.65
1.1 | NO | MAZDOOR II | 386.4 | NO | 425.04
| L.S | SUNDRIES |  | L.S | 0
-
|  | TOTAL FOR 10 SQM |  |  | 9533.22
-
|  | RATE PER SQM |  |  | 953.32
=
Plastic Emulsion PAINT two coat for old wall
1.4 | LIT | Plastic Emulsion PAINT | 287 | LIT | 401.8
1.5 | NO | Painter I | 548.1 | NO | 822.15
10 | Sqm | Thorouh scrapping p28/108 | 2.8 | Sqm | 28
|  | SUNDRIES | ls |  | 1.6
|  | TOTAL FOR 10 SQM |  |  | 1253.55
|  | RATE PER SQM |  |  | 125.36
58.1(a) | * | SUPPLY AND FIXING P.V.C.SOIL
PIPESPECIALS OF FOLLOWING DIA:-
-
| A. | SUPPLY AND FIXING OF PVC soil PIPE
110MM DIA OF PVC SWR PIPE INCLUDING
PACKING THE JOINTS WITH RUBBER
LUBRICANT AND FIXING IN TO
WALL WITH WOODEN PLUGS
SCREWSHOLDING CLAMPSETC
COMPLETE type 'B'.
-
3 | RMT | P.V.C. PIPE 110mm DIA | 193.05 | RMT | 579.15
1 | NO | P.V.C BEND WITH DOOR 110MM | 76 | EACH | 76
1 | NO | P.V.C COWL 110MM | 70 | EACH | 70
1 | NO | P.V.C DOOR TEE 110MM p-61 D-c | 159.8 | EACH | 159.8
0.5 | NO. | PLUMBER I | 594.3 | EACH | 297.15
0.5 | NO. | MASON II | 639.45 | EACH | 319.73
0.5 | NO. | MAZDOOR I | 447.3 | EACH | 223.65
| L.S | COST OF RUBBER | 2.79 | L.S | 2.79
LUBRICANTT.W.PLUGS AND
C.I.CLAMPS ETC
|  | SUNDERS |  | L.S | 0.12
-
|  | TOTAL FOR 3 RMT |  |  | 1728.39
-
|  | RATE PER RMT |  |  | 576.13
-
58.1(b) | B. | SUPPLY AND FIXING OF PVC PIPE
75MM DIA OF PVC SWR PIPE INCLUDING
PACKING THE JOINTS WITH RUBBER
LUBERICANT AND FIXING IN TO
WALL WITH WOODEN PLUGES
SCREWSHOLDING CLAMPSETC
COMPLETE type 'B'.
-
3 | RMT | P.V.C. PIPE 75mm DIA | 115.85 | RMT | 347.55
1 | NO | P.V.C BEND WITH DOOR | 45 | EACH | 45
1 | NO | P.V.C COWL | 47.3 | EACH | 47.3
1 | NO | P.V.C DOOR TEE | 106.6 | EACH | 106.6
0.5 | NO. | PLUMBER I | 594.3 | EACH | 297.15
0.5 | NO. | MASON II | 639.45 | EACH | 319.73
0.5 | NO. | MAZDOOR I | 447.3 | EACH | 223.65
| L.S | COST OF RUBBER |  | L.S | 2.73
LUBRICANTT.W.PLUGS AND
C.I.CLAMPS ETC
|  | SUNDERS |  | L.S | 0.27
-
|  | TOTAL FOR 3 RMT |  |  | 1389.98
-
|  | RATE PER RMT |  |  | 463.33
-
5 AMPS 5 PIN PLUG SOCKET POINT AT SWITCH BOARD ITSELF
Wirng with 1.5 sqmm copper PVC insulated unsheathed single core 1.1 KV grade cable with continuous earth by means of 1.5 sqmm copper PVC insulated unsheathed single core 1.1 KV grade cable confirming to IS 694 / 1980 with ISI mark in fully concealed PVC rigid conduit pipe heavy duty with ISI mark with suitable size MS box of 16g thick concealed and covered with 3mm thick laminated hylem sheet for 5 amps 5 pin PLUG SOCKET POINT AT SWITCH BOARD ITSELF including citcuit mains, cost of all materials, specials, etc., all complete,
5 | Rmt | 1.5 sqmm copper PVC insulated unsheathed single core cable | 13.4 | 1 Rmt | 67
2.5 | Rmt | PVC rigid conduit pipe 19 mm / 20mm heavy duty with ISI mark | 17.1 | Rmt | 42.75
1 | No | 5 A 5 pin non - inter locking switch and plug ( flush type ) part - c (I a) + part - d (I a)( Rs. 188.90/12 + 23.50) p-117 +122 part d a | 39.24 | No | 39.24
|  | Labour charges |  |  | 442.22
|  | Sundries |  |  | 20.79
|  | Rate for 1 point |  |  | 612
15 AMPS POWER PLUG
Supplying and fixing of 15 Amps 3 pin flush type plug socket on suitable MS box of 16g thick concealed and covered with 3 mm thick laminated hylem sheet inclusive of all materials, etc., all complete.
1 | No | 15 Amps 3 pin flush type plug socket Part-D1 b p-122 | 53 | No | 53
1 | No | MS box 150 x 100 x 75mm | 54.9 | No | 54.9
0.015 | Sqm | 3 mm thick laminated hulem sheet | 563 | Sqm | 8.45
LS |  | Labour charges and sundries such as cement, screws etc., |  |  | 11.65
|  | Rate for Each |  |  | 128
| ** | WHITE WASHING TWO COAT
-
0.07 | CUM | SLACKED SHELL LIME | 1272 | CUM | 89.04
1.6 | NO. | MASON II | 639.45 | NO. | 1023.12
0.5 | NO. | MAZDOOR I | 447.3 | NO. | 223.65
2.7 | NO. | MAZDOOR II | 386.4 | NO. | 1043.28
| L.S | SUNDRIES FOR BRUSH ETC |  | L.S | 2.09
-
|  | TOTAL FOR 100 SQM |  |  | 2381.18
-
|  | RATE PER SQM |  |  | 23.81
=
41 | * | PAINTING TWO COATS OVER NEW
IRON WORKS WITH IIND CLASS
SYNTHETIC ENAMEL PAINT
-
2.22 | LIT | READY MIXED IIND CLASS PAINT | 221 | LIT | 490.62
1.1 | NO | PAINTER I | 548.1 | NO | 602.91
| L.S | SUNDRIES FOR BRUSHES,ETC |  | L.S | 1.5
-
|  | TOTAL FOR 10 SQM |  |  | 1095.03
-
|  | RATE PER SQM |  |  | 109.5
50.2 | ** | PRECAST Plain cement concrete P.C.C
KERB STONE 450x300x150mm
|  | - | -
0.405 | Cum | C.C. 1:3:6 using 20mm HBS | 4930 | Cum | 1996.65
|  | 'including Transporting charges | LS
-
|  | Total for 9 m |  |  | 1996.65
-
|  | Rate per M |  |  | 221.85
=
51. |  | PVC WATER TANK OF 700 LITRE CAPACITY p64 /207 |  |  | 8.2
|  | Ex. free board with ISI mark |  |  | 5740
Tube light - Patty type
1 | No | 4' tube light fitting with \electronic ballast p-111 it-20 c | 269 | No | 269
1 | No | slim tube light 36 w P-110 4 c | 34.5 | No | 34.5
|  | Labour charges (as per Data 22 ) |  |  | 219
|  | Sundries |  |  | 1.5
|  | Rate for each |  |  | 524

## Sheet3 (hidden)
Tamil Nadu Police Housing Corparation Ltd.
==========================================================
PLACE:- | Thoothukudi | 2019-2020 | 2019-2020 | 2019-2020
| - | - | - | - | - | - | - | - | - | - | -
SL.NO | DESCRIPTION OF MATERIALS | UNIT | SOURCE | Total | COST OF | LEAD | Add 10% | UN LO- | MATERIAL | LABOUR RATE
|  |  |  | Lead | MATERIAL | CHARGE | for quarry at | ADING | COST @ SITE
- | - | - | - | - | - | - | Thuvakudi | - | - | - | -
1. | ROUGH STONE sl.38 p18 | CUM. | Thattaparai | 18 | 433 | 171.76 |  | 0 | 604.76 | MASON-I Brick / Stone work | 684.6
2. | BOND STONE sl.57 p18 | CUM. | Thattaparai | 18 | 624 | 171.76 |  | 0 | 795.76 | MASON-II Brick / Stone work | 639.45
3. | HARD BROKEN STONE JELLY 3mm To 10mm p-18 | CUM. | Thattaparai | 18 | 709.33 | 171.76 |  | 0 | 881.09 | MAZDOOR-I | 447.3
4. | HARD BROKEN STONE JELLY 10mm | CUM. | Thattaparai | 18 | 931 | 171.76 |  | 0 | 1102.76 | MAZDOOR-II | 386.4
5. | HARD BROKEN STONE JELLY 12mm | CUM. | Pudukottai | 18 | 1266 | 171.76 |  | 0 | 1437.76 | PAINTER-I | 548.1
6. | HARD BROKEN STONE JELLY 20mm | CUM. | Thattaparai | 18 | 1364 | 171.76 |  | 0 | 1535.76 | PAINTER-II | 530.25
7. | HARD BROKEN STONE JELLY 40mm | CUM. | Thattaparai | 18 | 980 | 171.76 |  | 0 | 1151.76 | PLUMBER-I | 594.3
8. | Crushed Stone SAND FOR MORTAR sl.98/58C p20 | CUM. | Padmanabamangalam | 35 | 1250 | 302 |  | 0 | 1552 | PLUMBER-II | 576.45
9. | Crushed Stone SAND FOR FILLING | CUM. | Padmanabamangalam | 35 | 1250 | 302 |  | 0 | 1552 | FITTER-I | 604.8
10. | Kiln Burnt Country Bricks SIZE 22x11x7Cm p-16 it-5a | 1000nos. | Mukkani | 21 | 5385 | 166.13 |  | 0 | 5551.13 | FITTER-II | 588
11. | BRICK JELLY 40mmGAUGE p-17 it-17 a | CUM | Mukkani | 21 | 666 | 135.16 |  | 0 | 801.16 | CARPENTER-I | 669.9
12. | BRICK JELLY 20mmGAUGE | CUM | Mukkani | 21 | 742 | 135.16 |  | 0 | 877.16 | CARPENTER-II | 639.45
13. | MACHINE PRESSED TILES 23x 23x 2 Cm p-17 It-20 | 1000nos. | Local | 0 | 15487 | 0 |  | 0 | 15487 | STONE CUTTER-I | 526.05
14. | SLACKED SHELL LIME sl.106 p20 | CUM. | Local |  | 1272 |  |  | 0 | 1272 | STONE CUTTER-II | 507.15
15. | SLACKED &SREENED LIME STONE sl107/67 | CUM. | Local | 17 | 937 | 112 |  | 0 | 1049 | FLOOR POLISHER | 527.1
16. | C.W SCANTLING UPTO 4M LONG p-21 it-127 | CUM. | local | 0 | 34300 | 0 |  | 0 | 34300 | Mortar mix charges manual sl.165(Ann3 p-34) | 79.49
17. | C.W. PLANK UPTO 40mmTHICK UPTO 30 Cm WIDTH | CUM. | local | 0 | 39400 | 0 |  | 0 | 39400 | Vibrat-charges(R.C.C) sl.103/2 p30 | 64.58
18. | T.W SCANTLING 2M TO 3M LONG 112/73 p-21 | CUM. | local | 0 | 111600 | 0 |  | 0 | 111600 | Vibrat-charges(P.C.C) sl.102 | 47.88
19. | T.W.SCANTLING BELOW 2M LONG 113/74 p-21 | CUM. | local | 0 | 99400 | 0 |  | 0 | 99400 | Sand filling charges sl.75 p-28 | 23.52
20. | T.W.PLANKS 15TO30cm WIDTH & 12to25mm Thick it-119 p-21 | CUM. | local | 0 | 95000 | 0 |  | 0 | 95000 | Earth filling charges sl.76 p-28 | 26.78
21. | Country BricksKiln Burnt of SIZE 22x11x5Cm (7c)p-16 | 1000nos. | Mukkani | 21 | 4055 | 166.13 |  | 0 | 4221.13 | E.W. 61/62 p-27 | 76.76
22. | MOSAIC TILES GRAY 25X25X2cm.it-30 p-17 | 1000nos. | local |  | 11445 |  |  | 0 | 11445 | L.C.T.W.Door- 144/2 p-32 | 1055.25
23. | CEMENT (supply at site) | M.T | local | 0 | 5750 | 0 |  |  | 5750 | L.C.marine doors-145/3 p-32 | 879.9
24. | R.T.S. / M.S upto 16mm | M.T | Local | 0 | 45000 | 0 |  | 0 | 45000 | TW glazed window 149/8 p-33 | 984.9
25. | M.S./ R.T.S above 16mm | M.T | Local | 0 | 45000 | 0 |  | 0 | 45000 | Wrought&putup 143/1 p-32 | 9381.75
26. | Country BricksKiln Burnt SIZE 22x11x5Cm | 1000nos. | Mukkani |  | 4055 | 166.13 |  | 0 | 4221.13 | Ventilator 153/14 p-33 | 823.2
27. | HBSJ 11.2mm IRC metal (High W ay SR16-17) | CUM. | Thattaparai | 18 | 835 | 171.76 |  |  | 1006.76 | Meter- Cupboard Weldmesh 158/23 p-34 | 735
28. | HBSJ 37.5mm to 26.5mm IRC metal | CUM. | Thattaparai | 18 | 941 | 171.76 |  | 0 | 1112.76 | E.W (SDR) 62/67 p-27 | 114.35
29. | HBSJ 63mm to 45mm IRC metal | CUM. | Thattaparai | 18 | 795.75 | 171.76 |  | 0 | 967.51 | FITTER-II (Pipe & Bar Bend) 69/20a p-14 | 576.45
30. | Gravel p20 92/57 | CUM. | Perurani | 20 | 210 | 189.2 |  | 0 | 399.2 | FITTER-I (Pipe & Bar Bend) 19/20 p-12 | 594.3
31 | Well Gravel p20 It93/57a | CUM. |  | 40 | 157 | 339.6 |  | 0 | 496.6 | E.W loose soil p-26 SS20B/55/50 | 51.24
- | - | - | - | - | - | - | - | - | - | - | 0
| Chamber Burnt Bricks of size 23x11.2x7Cm p16/4b | 1000nos. | Pudukottai | 10 | 6220 | 143.3 | 0 | 0 | 6363.3 |  | 0
| Chamber Burnt Bricks of size 23x11.4x7.5Cmp16 /3a | 1000nos. | Pudukottai | 10 | 6405 | 143.3 | 0 | 0 | 6548.3 |  | 0
| Stone dust p20 96-58a | Cum | Thattaparai | 18 | 119 | 118 | 0 | 0 | 237 |  | 0
| 6mmto 10mm HBG metal p-19 it-83+84/2 | Cum | Thattaparai | 18 | 780.5 | 171.76 | 0 | 0 | 952.26 |  | 0
| Fly Ash Bricks it-3A/8a p-16 | Cum | Pudukottai | 10 | 6220 | 143.3 |  |  | 6363.3
| CERTIFIED THAT THE LEAD PARTICULARS FURNISHED HERE ARE FOUND CORRECT UPTO BEST OF MY KNOWLEDGE | [9 empty] | 0
|  |  | J.E / A.E |  |  |  | A.E.E |  |  |  | 0

## xata (hidden)
TAMIL NADU POLICE HOUSING CORPORATION
======================================
PLACE:- |  | Thoothukudi |  | 2021-2022
- | - | - | - | - | -
QTY |  | COST OF MATERIALS | RATE | PER | AMOUNT
- | - | - | - | - | -
| * | CEMENT MORTAR(1:1.5)
-
0.96 | M.T | CEMENT | 5960 | M.T | 5721.6
1 | CUM | SAND | 1942.72 | CUM | 1942.72
1 | CUM | MIXING OF MORTAR | 105 | CUM | 105
| L.S | SUNDRIES |  | L.S | 0
-
|  | TOTAL FOR 1 CUM |  |  | 7769.32
-
| * | CEMENT MORTAR(1:2)
-
0.72 | M.T | CEMENT | 5960 | M.T | 4291.2
1 | CUM | SAND | 1942.72 | CUM | 1942.72
1 | CUM | MIXING OF MORTAR | 105 | CUM | 105
| L.S | SUNDRIES |  | L.S | 0
-
|  | TOTAL FOR 1 CUM |  |  | 6338.92
-
| * | CEMENT MORTAR(1:3)
-
0.48 | M.T | CEMENT | 5960 | M.T | 2860.8
1 | CUM | SAND | 1942.72 | CUM | 1942.72
1 | CUM | MIXING OF MORTAR | 105 | CUM | 105
| L.S | SUNDRIES |  | L.S | 0
-
|  | TOTAL FOR 1 CUM |  |  | 4908.52
-
| * | CEMENT MORTAR(1:4)
0.36 | M.T | CEMENT | 5960 | M.T | 2145.6
1 | CUM | SAND | 1942.72 | CUM | 1942.72
1 | CUM | MIXING OF MORTAR | 105 | CUM | 105
| L.S | SUNDRIES |  | L.S | 0
-
|  | TOTAL FOR 1 CUM |  |  | 4193.32
-
| * | CEMENT MORTAR(1:5)
-
0.288 | M.T | CEMENT | 5960 | M.T | 1716.48
1 | CUM | SAND | 1942.72 | CUM | 1942.72
1 | CUM | MIXING OF MORTAR | 105 | CUM | 105
| L.S | SUNDRIES |  | L.S | 0
-
|  | TOTAL FOR 1 CUM |  |  | 3764.2
-
| * | CEMENT MORTAR(1:6)
-
0.24 | M.T | CEMENT | 5960 | M.T | 1430.4
1 | CUM | SAND | 1942.72 | CUM | 1942.72
1 | CUM | MIXING OF MORTAR | 105 | CUM | 105
| L.S | SUNDRIES |  | L.S | 0
-
|  | TOTAL FOR 1 CUM |  |  | 3478.12
-
| * | CEMENT MORTAR(1:7)
-
0.206 | M.T | CEMENT | 5960 | M.T | 1227.76
1 | CUM | SAND | 1942.72 | CUM | 1942.72
1 | CUM | MIXING OF MORTAR | 105 | CUM | 105
| L.S | SUNDRIES |  | L.S | 0
-
|  | TOTAL FOR 1 CUM |  |  | 3275.48
-
| * | CEMENT MORTAR(1:8)
-
0.18 | M.T | CEMENT | 5960 | M.T | 1072.8
1 | CUM | SAND | 1942.72 | CUM | 1942.72
1 | CUM | MIXING OF MORTAR | 105 | CUM | 105
| L.S | SUNDRIES |  | L.S | 0
-
|  | TOTAL FOR 1 CUM |  |  | 3120.52
-
6.5 | * | B.W IN C.M(1:5) using fly ash bricks
Bricks of size 23x11x7 cm
-
1300 | NOS. | Bricks of size 23x11x7 cm | 6591.4 | 1000NO. | 8568.82
0.708 | CUM | CEMENT MORTAR(1:5) | 3764.2 | CUM | 2665.05
1 | NO. | MASON I | 904.05 | NO. | 904.05
3 | NO. | MASON II | 844.2 | NO. | 2532.6
2 | NO. | MAZDOOR I | 590.1 | NO. | 1180.2
6 | NO. | MAZDOOR II | 484.05 | NO. | 2904.3
| L.S | SUNDRIES |  | L.S | 0
-
|  | TOTAL FOR 2.83168 CUM |  |  | 18755.02
-
|  | RATE PER CUM |  |  | 6623.28
=
|  | G.F |  |  | 6694.68
|  | F.F |  |  | 6838.74
|  | S.F |  |  | 6982.8
|  | T.F |  |  | 7126.86
|  | Forth floor |  |  | 7270.92
29.5 | * | Providing White/Color ceramic floor tiles (Anti-skid)of
any size 0f 6mm T.K including pointing etc.,
as directed by the Dept.Officers.
|  | - | -
10 | SQM | COST OF CERAMIC FLOOR TILES | 363.34 | SQM | 3633.4
0.21 | CUM | C.M(1:3) | 4908.52 | CUM | 1030.79
LABOUR FOR LAYING & POINTING
1.1 | NO | MASON I | 904.05 | NO | 994.46
1.1 | NO | MASON II | 844.2 | NO | 928.62
2.2 | NO | MAZDOOR I | 590.1 | NO | 1298.22
2.2 | NO | MAZDOOR II | 484.05 | NO | 1064.91
20 | Kg | CEMENT | 5960 | M.T | 119.2
2 | Kg | Grout ( qtn) | 36.1 | Kg | 72.2
1.6 | NO | MASON II | 844.2 | NO | 1350.72
0.5 | NO | MAZDOOR I | 590.1 | NO | 295.05
1.1 | NO | MAZDOOR II | 484.05 | NO | 532.46
| L.S | SUNDRIES |  | L.S | 0
-
|  | TOTAL FOR 10 SQM |  |  | 11320.03
-
|  | RATE PER SQM |  |  | 1132
=
33. | * | PLASTERING C.M(1:5) 12mmTHICK
-
0.14 | CUM | CEMENT MORTAR(1:5) | 3764.2 | CUM | 526.99
1.1 | NO. | MASON I | 904.05 | NO. | 994.46
0.5 | NO. | MAZDOOR I | 590.1 | NO. | 295.05
1.1 | NO. | MAZDOOR II | 484.05 | NO. | 532.46
| L.S | SUNDRIES |  | L.S | 5
-
|  | TOTAL FOR 10 SQM |  |  | 2353.96
-
|  | RATE PER SQM |  |  | 235.4
=
34. | * | PLASTERING C.M(1:4) 12mmTHICK
-
0.14 | CUM | CEMENT MORTAR(1:4) | 4193.32 | CUM | 587.06
1.1 | NO. | MASON I | 904.05 | NO. | 994.46
0.5 | NO. | MAZDOOR I | 590.1 | NO. | 295.05
1.1 | NO. | MAZDOOR II | 484.05 | NO. | 532.46
| L.S | SUNDRIES |  | L.S | 5
-
|  | TOTAL FOR 10 SQM |  |  | 2414.03
-
|  | RATE PER SQM |  |  | 241.4
=
35. | * | PLASTERING C.M(1:3) 10mmTHICK
-
0.1 | CUM | CEMENT MORTAR(1:3) | 4908.52 | CUM | 490.85
1.1 | NO. | MASON I | 904.05 | NO. | 994.46
1.1 | NO. | MAZDOOR I | 590.1 | NO. | 649.11
1.1 | NO. | MAZDOOR II | 484.05 | NO. | 532.46
| L.S | SUNDRIES |  | L.S | 5
-
|  | TOTAL FOR 10 SQM |  |  | 2671.88
-
|  | RATE PER SQM |  |  | 267.19
=
| * | PLASTERING C.M(1:3)12mmTHICK
MIXEDWITH WATER PROOF COMPOUND
2Kg/10 SQM
-
0.14 | CUM | CEMENT MORTAR(1:3) | 4908.52 | CUM | 687.19
1.1 | NO. | MASON I | 904.05 | NO. | 994.46
0.5 | NO. | MAZDOOR I | 590.1 | NO. | 295.05
1.1 | NO. | MAZDOOR II | 484.05 | NO. | 532.46
2 | Kg | WATER PROOF COMPOUNDS | 42.3 | Kg | 84.6
| L.S | SUNDRIES |  | L.S | 5
-
|  | TOTAL FOR 10 SQM |  |  | 2598.76
-
|  | RATE PER SQM |  |  | 259.88
=
30. | * | FINISHING THE TOP OF FLOORING
WITH C.M(1:3)20mm THICK
(NO SAND)USING GRANITECHIPS
OF 10mm&BELOW (ELLISPATTERN)
-
0.24 | CUM | STONE JELLY 3mm to 10mm | 931.79 | CUM | 223.63
0.117 | M.T | CEMENT | 5960 | M.T | 697.32
0.5 | NO | MASON I | 904.05 | NO | 452.03
1.1 | NO | MAZDOOR I | 590.1 | NO | 649.11
4.3 | NO | MAZDOOR II | 484.05 | NO | 2081.42
| L.S | SUNDRIES |  | L.S | 0
-
|  | TOTAL FOR 10 SQM |  |  | 4103.51
-
|  | RATE PER SQM |  |  | 410.35
28. | * | FINISHING THE TOP OF FLOORING
WITH C.M(1:4)20mm THICK
-
0.22 | CUM | CEMENT MORTAR(1:4) | 4193.32 | CUM | 922.53
2.2 | NO | MASON I | 904.05 | NO | 1988.91
0.5 | NO | MAZDOOR I | 590.1 | NO | 295.05
3.2 | NO | MAZDOOR II | 484.05 | NO | 1548.96
| L.S | SUNDRIES |  | L.S | 5
-
|  | TOTAL FOR 10 SQM |  |  | 4760.45
-
|  | RATE PER SQM |  |  | 476.05
=
32.1 | * | FINISHING TOP OF ROOF WITH
ONE COURSE OF PRESSED TILES
OVER A BED OF C.M(1:3),
12mmTHICK MIXED WITH WATER PROOF COMPOUND
AT 2% BY WEIGHT OF CEMENT
-
190 | NOS | PRESSED TILES 23X23X2cm P-15 | 16106 | 1000 Nos | 3060.14
0.12 | CUM | C.M(1:3) | 4908.52 | CUM | 589.02
10 | SQM | POINTING WITH C.M(1:3) | 288.11 | SQM | 2881.1
1.54 | Kg | WPC | 42.3 | Kg | 65.14
1.1 | NO | MASON I | 904.05 | NO | 994.46
2.1 | NO | MASON II | 844.2 | NO | 1772.82
2.2 | NO | MAZDOOR I | 590.1 | NO | 1298.22
1.1 | NO | MAZDOOR II | 484.05 | NO | 532.46
| L.S | SUNDRIES |  | L.S | 0
-
|  | TOTAL FOR 10 SQM |  |  | 11193.36
-
|  | RATE PER SQM |  |  | 1119.34
=
52 | * | SUPPLYING AND LAYING THE FOLLOWING PVC
PIPES WITH NECESSARY SPECIALS ELBOWS,
TEE,REDUCE ,PLUG,UNION,BEND,COUPLE,
NIPPLE,GATE VLVE,CHECK AND WHEEL VALVE
WHEREVER NECESSARY INCLUDING LABOUR BELOW
GROUND LEVEL(OR) FIXING ON WALLS TO THE
PROPER GRADIENT AND ALIGNMENT ETC.ALL
COMPLETE AS DIRECTED BY DEPT. OFFICERS.
|  | = | =
| * | ASTM-D SCHEDULE- 40 THREADED PVC PIPE
WITH NECESSARY PVC-GI SPECIALS
| c. | 20MM DIA PVC PIPE ABOVE G.L:-
-
1 | Rmt | COST OF 20MM DIA PVC PIPE | 26 | Rmt | 26
1 | L.S | ADD 70% FOR PVC/GI SPECIALS | 18.2 | L.S | 18.2
1 | Rmt | LABOUR FOR LAYING & FIXING | 167.01 | Rmt | 167.01
-
|  | TOTAL FOR 1 RMT |  |  | 211.21
=
| b. | 25MM DIA PVC PIPE ABOVE G.L:-
-
1 | Rmt | COST OF 25MM DIA PVC PIPE | 35 | Rmt | 35
1 | L.S | ADD 40% FOR PVC/GI SPECIALS | 14 | L.S | 14
1 | Rmt | LABOUR FOR LAYING & FIXING | 167 | Rmt | 167
-
|  | TOTAL FOR 1 RMT |  |  | 216
=
| a. | 32MM DIA PVC PIPE ABOVE G.L:-
-
1 | Rmt | COST OF 32MM DIA PVC PIPE | 52 | Rmt | 52
1 | L.S | ADD 20% FOR PVC/GI SPECIALS | 10.4 | L.S | 10.4
1 | Rmt | LABOUR FOR LAYING & FIXING | 170.83 | Rmt | 170.83
-
|  | TOTAL FOR 1 RMT |  |  | 233.23
=
c | * | SUPPLY AND FIXING P.V.C.SOIL
PIPESPECIALS OF FOLLOWING DIA:-
-
| A. | SUPPLY AND FIXING OF PVC soil PIPE
110MM DIA OF PVC SWR PIPE INCLUDING
PACKING THE JOINTS WITH RUBBER
LUBRICANT AND FIXING IN TO
WALL WITH WOODEN PLUGS
SCREWSHOLDING CLAMPSETC
COMPLETE type 'B'.
-
3 | RMT | P.V.C. PIPE 110mm DIA | 193.05 | RMT | 579.15
1 | NO | P.V.C BEND WITH DOOR 110MM | 76 | EACH | 76
1 | NO | P.V.C COWL 110MM | 78.4 | EACH | 78.4
1 | NO | P.V.C DOOR TEE 110MM p-61 D-c | 178.9 | EACH | 178.9
0.5 | NO. | PLUMBER I | 784.35 | EACH | 392.18
0.5 | NO. | MASON II | 844.2 | EACH | 422.1
0.5 | NO. | MAZDOOR I | 590.1 | EACH | 295.05
| L.S | COST OF RUBBER | 2.79 | L.S | 2.79
LUBRICANTT.W.PLUGS AND
C.I.CLAMPS ETC
|  | SUNDERS |  | L.S | 0.12
-
|  | TOTAL FOR 3 RMT |  |  | 2024.69
-
|  | RATE PER RMT |  |  | 674.9
-
58.1(b) | B. | SUPPLY AND FIXING OF PVC PIPE
75MM DIA OF PVC SWR PIPE INCLUDING
PACKING THE JOINTS WITH RUBBER
LUBERICANT AND FIXING IN TO
WALL WITH WOODEN PLUGES
SCREWSHOLDING CLAMPSETC
COMPLETE type 'B'.
-
3 | RMT | P.V.C. PIPE 75mm DIA | 115.85 | RMT | 347.55
1 | NO | P.V.C BEND WITH DOOR | 45 | EACH | 45
1 | NO | P.V.C COWL | 52.9 | EACH | 52.9
1 | NO | P.V.C DOOR TEE | 119.3 | EACH | 119.3
0.5 | NO. | PLUMBER I | 784.35 | EACH | 392.18
0.5 | NO. | MASON II | 844.2 | EACH | 422.1
0.5 | NO. | MAZDOOR I | 590.1 | EACH | 295.05
| L.S | COST OF RUBBER |  | L.S | 2.73
LUBRICANTT.W.PLUGS AND
C.I.CLAMPS ETC
|  | SUNDERS |  | L.S | 0.27
-
|  | TOTAL FOR 3 RMT |  |  | 1677.08
-
|  | RATE PER RMT |  |  | 559.03
| * | PAINTING TWO COATS OVER NEW (as per PWD Standard Data)
PLASTERED SURFACE WITH
OBD
-
1.34 | Kg | OBD p-50 sl.129 | 73.1 | Kg | 97.95
0.5 | NO | PAINTER I | 722.4 | NO | 361.2
0.5 | NO | MAZDOOR I | 590.1 | NO | 295.05
0.8 | NO | MAZDOOR II | 484.05 | NO | 387.24
| L.S | SUNDRIES FOR BRUSHES,ETC |  | L.S | 2.6
-
|  | TOTAL FOR 10 SQM |  |  | 1144.04
-
|  | RATE PER SQM |  |  | 114.4
40. | * | PAINTING TWO COATS OVER NEW (as per CER-112/2007-08)
PLASTERED SURFACE WITH
Plastic Emulsion PAINT
-
1.4 | LIT | Plastic Emulsion PAINT (LMR item 113) p-50 132( First qty | 292.7 | LIT | 409.78
0.98 | LIT | Primer (LMR item 112) p44 | 146.1 | LIT | 143.18
2.2 | NO | PAINTER I | 722.4 | NO | 1589.28
| L.S | SUNDRIES FOR BRUSHES,ETC |  | L.S | 2.55
|  | TOTAL FOR 10 SQM |  |  | 2144.79
-
|  | RATE PER SQM |  |  | 214.48
38.1. | * | CEMENT PAINTING TWO COATS
OVER THE PRIMER COAT OF
APPROVED CEMENT PAINT FOR NEW
PLASTERED SURFACES
-
1.8 | Kg | Primer coat using white cement | 22.4 | Kg | 40.32
0.25 | NO. | PAINTER I | 722.4 | NO. | 180.6
0.25 | NO. | MAZDOOR I | 590.1 | NO. | 147.53
0.4 | NO. | MAZDOOR II | 484.05 | NO. | 193.62
562.07
56.21
43. | a. | SUPPLYING AND FABRICATING AND
PLACING R.T.S RODS/MS RODS upto 16mm dia(without cement slurry)
-
1 | QUTL | R.T.S RODS/M.S.RODS UPTO 16MM DIA | 51750 | MT | 5175
0.01 | QUTL | BINDING WIRE | 50300 | MT | 50.3
3.5 | NO | FITTER I | 784.35 | NO | 2745.23
| L.S | SUNDRIES |  | L.S | 0
-
|  | TOTTAL FOR 1 QTL |  |  | 7970.53
-
|  | RATE PER M.T |  |  | 79705.3
-
14.II | * | P.C.C,R.C.C SLAB OF40mm THICK using standardised concrete mix of M20 grade |  |  |  | ¦
|  | - |  |  |  | ¦
0.03 | CUM | standardised concrete mix M20 | 7014.49 | CUM | 210.43 | ¦
0.5 | NO | MASON I | 904.05 | NO | 452.03 | ¦
0.75 | NO | MAZDOOR I | 590.1 | NO | 442.58 | ¦
| L.S | SUNDRIES | 0 | L.S | 0 | ¦
[5 empty] | - | ¦
|  | TOTAL FOR 0.743 SQM |  |  | 1105.04 | ¦
[5 empty] | - | ¦
|  | RATE PER SQM (Foundation and basement) |  |  | 1487.27 | ¦
37.1 | * | WHITE WASHING THREE COAT
-
0.09 | CUM | SLACKED SHELL LIME | 1322 | CUM | 118.98
2.2 | NO. | MASON II | 844.2 | NO. | 1857.24
0.5 | NO. | MAZDOOR I | 590.1 | NO. | 295.05
3.8 | NO. | MAZDOOR II | 484.05 | NO. | 1839.39
| L.S | SUNDRIES FOR BRUSH,BLUE,GUM ETC |  | L.S | 1.5
-
|  | TOTAL FOR 100 SQM |  |  | 4112.16
-
|  | RATE PER SQM |  |  | 41.12
=
51. |  | PVC WATER TANK OF 700 LITRE CAPACITY p64 /207 |  |  | 9.6
|  | Ex. free board with ISI mark |  |  | 6720
Laying of U.G. Cable below Ground Level
Charges for conveying and layind=g of U.G.Cable below ground level including earth work excavation and refilling and providing sand cushion, brick layer protection, etc., all complete for UG cable of sizes 4 to 25 mm and 2'/3/31/2/4 core
30.42 | Cum | Earth work excavation and refilling(96.60+96.60)+(33.60/3) P- 27/28 | 204.4 | Cum | 6217.85
6.1 | Cum | SAND FOR MORTAR sl.98 p20 | 1280 | Cum | 7808
750 | No | Bricks p16/ 3a | 5570 | 1000 Nos | 4177.5
|  | Labour charges |  |  | 3753
|  | Sundries |  |  | 138.04
|  | Total for 90 Rmt |  |  | 22094.39
|  | Rate for 1 Rmt |  |  | 245.49
Labour Charges
1 | No | Electrician Maistry | 817 | No | 817
1 | No | Wiremen Grade I | 712 | No | 712
4 | No | Helper | 556 | No | 2224
3753
|  | DATA - 44 |  |  | 41.7
Fixing of UG cables on Walls / Ceiling
Charges for conveying and fixing of UG cables of sizes 4 to 25 Sqmm of 2, 3,3.5 and 4 core with necessary MS clamps, brass screws including cost of all materials redoing the dismantled portion, etc., all complete.
1 | Gross | M.S. Clamps/ Saddles 32mm (It- 3d p-131 ,part-L ) | 59.6 | Gross | 59.6
300 | No | Brass screws ( 40 mm x 6 no) P130 Part-L 1-c | 68.8 | Gross | 143.33
300 | No | TW plugs 1 1/2x 1'x2"( part-J 1-e P-129 ) | 287 | 1000 Nos | 86.1
|  | Sundries for redoing on dismantled portion,etc., |  |  | 6.72
|  | Labour charges |  |  | 13266
|  | Total for 90 Rmts |  |  | 13561.75
|  | For 1 Rmt |  |  | 150.69
Labour charges
1 | No | Mason Ist class | 861 | No | 861
2 | No | Wiremen Grade I | 712 | No | 1424
3 | No | Wiremen Grade II | 708 | No | 2124
4 | No | Helper | 556 | No | 2224
|  | Total for 1 day |  |  | 6633
|  | For 2 day |  |  | 13266
147.4

## leada (hidden)
Tamil Nadu Police Housing Corparation Ltd.
==========================================================
PLACE:- | Thoothukudi | 2021-2022 | 2021-2022
| - | - | - | - | - | - | - | - | - | - | -
SL.NO | DESCRIPTION OF MATERIALS | UNIT | SOURCE | Total | COST OF | LEAD | Add 10% | UN LO- | MATERIAL | LABOUR RATE
|  |  |  | Lead | MATERIAL | CHARGE | for quarry at | ADING | COST @ SITE
- | - | - | - | - | - | - | Thuvakudi | - | - | - | -
1. | ROUGH STONE sl.38 p18 | CUM. | Thattaparai | 18 | 445 | 187.46 |  | 0 | 632.46 | MASON-I Brick / Stone work p12 /29 | 904.05
2. | BOND STONE sl.57 p18 | CUM. | Thattaparai | 18 | 642 | 187.46 |  | 0 | 829.46 | MASON-II Brick / Stone work p14/72 | 844.2
3. | HARD BROKEN STONE JELLY 3mm To 10mm p-18 | CUM. | Thattaparai | 18 | 744.33 | 187.46 |  | 0 | 931.79 | MAZDOOR-I p14/74 | 590.1
4. | HARD BROKEN STONE JELLY 10mm | CUM. | Thattaparai | 18 | 977 | 187.46 |  | 0 | 1164.46 | MAZDOOR-II p15/101 | 484.05
5. | HARD BROKEN STONE JELLY 12mm | CUM. | Thattaparai | 18 | 1329 | 187.46 |  | 0 | 1516.46 | PAINTER-I p12/36 | 722.4
6. | HARD BROKEN STONE JELLY 20mm | CUM. | Thattaparai | 18 | 1432 | 187.46 |  | 0 | 1619.46 | PAINTER-II p14/78 | 699.3
7. | HARD BROKEN STONE JELLY 40mm | CUM. | Thattaparai | 18 | 1029 | 187.46 |  | 0 | 1216.46 | PLUMBER-I p12/38 | 784.35
8. | SAND FOR MORTAR sl.100 p20 | CUM. | Vadakku Ilandankulam | 78 | 1280 | 662.72 |  | 0 | 1942.72 | PLUMBER-II p14/79 | 760.2
9. | SAND FOR FILLING | CUM. | Vadakku Ilandankulam | 78 | 1280 | 662.72 |  | 0 | 1942.72 | FITTER-I p12/18 | 798
10. | Kiln Burnt Country Bricks SIZE 22x11x7Cm p-16 it-5a | 1000nos. | Mukkani | 21 | 5570 | 181.2 |  | 0 | 5751.2 | FITTER-II p13/68 | 775.95
11. | BRICK JELLY 40mmGAUGE p-17 it-17 a | CUM | Mukkani | 21 | 688 | 147.54 |  | 0 | 835.54 | CARPENTER-I p12/16 | 884.1
12. | BRICK JELLY 20mmGAUGE | CUM | Mukkani | 21 | 767 | 147.54 |  | 0 | 914.54 | CARPENTER-II p13/64 | 844.2
13. | MACHINE PRESSED TILES 23x 23x 2 Cm p-17 It-20 | 1000nos. | Local | 0 | 16106 | 0 |  | 0 | 16106 | STONE CUTTER-I p12/41 | 694.05
14. | SLACKED SHELL LIME sl.106 p20 | CUM. | Local |  | 1322 |  |  | 0 | 1322 | STONE CUTTER-II p14/83 | 668.85
15. | SLACKED &SREENED LIME STONE sl107/67 | CUM. | Local | 17 | 974 | 122.25 |  | 0 | 1096.25 | FLOOR POLISHER p12/20 | 696.15
16. | C.W SCANTLING UPTO 4M LONG p-21 it-127 | CUM. | Local | 0 | 34300 | 0 |  | 0 | 34300 | Mortar mix charges manual sl.165(Ann3 p-34) | 105
17. | C.W. PLANK UPTO 40mmTHICK UPTO 30 Cm WIDTH | CUM. | Local | 0 | 39400 | 0 |  | 0 | 39400 | Vibrat-charges(R.C.C) sl.103/2 p30 | 85.37
18. | T.W SCANTLING 2M TO 3M LONG 112/73 p-21 | CUM. | Local | 0 | 111600 | 0 |  | 0 | 111600 | Vibrat-charges(P.C.C) sl.102 | 63.21
19. | T.W.SCANTLING BELOW 2M LONG 113/74 p-21 | CUM. | Local | 0 | 99400 | 0 |  | 0 | 99400 | Sand filling charges sl.75 p-28 | 30.98
20. | T.W.PLANKS 15TO30cm WIDTH & 12to25mm Thick it-119 p-21 | CUM. | Local | 0 | 95000 | 0 |  | 0 | 95000 | Earth filling charges sl.76 p-28 | 35.28
21. | Country BricksKiln Burnt of SIZE 22x11x5Cm (7c)p-16 | 1000nos. | Mukkani | 21 | 4195 | 181.2 |  | 0 | 4376.2 | E.W. 61/62 p-27 | 101.43
22. | MOSAIC TILES GRAY 25X25X2cm.it-30 p-17 | 1000nos. | Local |  | 11790 |  |  | 0 | 11790 | L.C.T.W.Door- 144/2 p-32 | 1391.25
23. | CEMENT (supply at site) | M.T | Local | 0 | 5960 | 0 |  |  | 5960 | L.C.marine doors-145/3 p-32 | 1160.25
24. | R.T.S. / M.S upto 16mm | M.T | Local | 0 | 51750 | 0 |  | 0 | 51750 | TW glazed window 149/8 p-33 | 1300.95
25. | M.S./ R.T.S above 16mm | M.T | Local | 0 | 51750 | 0 |  | 0 | 51750 | Wrought&putup 143/1 p-32 | 12390
26. | Country BricksKiln Burnt SIZE 22x11x5Cm | 1000nos. | Mukkani | 21 | 4195 | 181.2 |  | 0 | 4376.2 | Ventilator 153/14 p-33 | 1086.75
27. | HBSJ 11.2mm IRC metal (High W ay SR16-17) | CUM. | Thattaparai | 18 | 924 | 187.46 |  |  | 1111.46 | Meter- Cupboard Weldmesh 158/23 p-34 | 971.25
28. | HBSJ 37.5mm to 26.5mm IRC metal | CUM. | Thattaparai | 18 | 1041.5 | 187.46 |  | 0 | 1228.96 | E.W (SDR) 62/67 p-27 | 151.1
29. | HBSJ 63mm to 45mm IRC metal | CUM. | Thattaparai | 18 | 880.25 | 187.46 |  | 0 | 1067.71 | FITTER-II (Pipe & Bar Bend) 69/20a p-14 | 760.2
30. | Gravel p20 92/57 | CUM. | Ottapidaram | 40 | 216.3 | 370.5 |  | 0 | 586.8 | FITTER-I (Pipe & Bar Bend) 19/20 p-12 | 784.35
31 | Well Gravel p20 It93/57a | CUM. | Ottapidaram | 40 | 161.7 | 370.5 |  | 0 | 532.2 | E.W loose soil p-26 SS20B/55/50 | 67.73
| Chamber Burnt Bricks of size 23x11.2x7Cm p16/4b | 1000nos. | Pudukottai | 10 | 6435 | 156.4 | 0 | 0 | 6591.4 | LIFT CHARGES FOR B.W IN G.F * it-94 p-29 | 71.4
| Chamber Burnt Bricks of size 23x11.4x7.5Cmp16 /3a | 1000nos. | Pudukottai | 10 | 6630 | 156.4 | 0 | 0 | 6786.4 | LIFT CHARGES FOR B.W IN F.F * | 144.06
| Stone dust p20 96-58a | Cum | Thattaparai | 18 | 122.5 | 128.8 | 0 | 0 | 251.3 | LIFT CHARGES FOR B.W IN S.F * | 144.06
| 6mmto 10mm HBG metal p-19 it-83+84/2 | Cum | Thattaparai | 18 | 819 | 187.46 | 0 | 0 | 1006.46 | LIFT CHARGES FOR CONCRETE IN G.F *it-92 p-29 | 108.47
| Fly Ash Bricks it-3A/8a p-16 |  | Pudukottai | 10 | 6435 | 156.4 |  |  | 6591.4 | LIFT CHARGES FOR CONCRETE IN F.F *
| Crushed Stone SAND FOR MORTAR sl.98/58C p20 | CUM. |  | 78 | 1280 | 662.72 |  | 0 | 1942.72 | LIFT CHARGES FOR CONCRETE IN S.F * | 213.68
| Crushed Stone SAND FOR FILLING | CUM. |  | 78 | 1280 | 662.72 |  | 0 | 1942.72 |  | 0
| - | - | - | - | - | - | - | - | - | - | -
| CERTIFIED THAT THE LEAD PARTICULARS FURNISHED HERE ARE FOUND CORRECT UPTO BEST OF MY KNOWLEDGE | [8 empty] | Scrapping door, wood p31 /112 | 8.93
[7 empty] | A.E.E |  |  | Scrapping Structural steel work p31 /114 | 8.3
[10 empty] | SCRAPING THE OLD PLASTER SURFACE * p30/108/338 | 3.83
[10 empty] | WASHING PLASTERED AREA WITH SOAP&SODA WATER *p30/109/339 | 4.83
| JE / AE | AEE |  |  |  | EE |  |  |  | Scrapping iron work p31 /115 | 7.77
[10 empty] | Clean removal of Cement plaster | 9.29
[10 empty] | Labour wrought and put up in position Flush shutters Single leaf shutter | 169.05
[10 empty] | Double leave shutters | 260.4

## Detiled 1 (hidden)
Name of Work : Special Repair Works to AR Administrative Building at miller puram in Thoothukudi District.
DETAILED ESTIMATE
Sl.No | Description of Work | Nos |  | L | B | D | Contents
1 | Run Off 2 wires Of 4 Sqmm (open wiring)
G.floor
| Main Db to Corridor Mcb 1 | 1 | 1 | 17.2 |  |  | 17.2
| Main Db to corridor Mcb 2 | 1 | 1 | 23.65 |  |  | 23.65
| Main Db to Corridor Mcb 3 | 1 | 1 | 31.6 |  |  | 31.6
F.floor
| Main Db To Corridor Mcb 1 | 1 | 1 | 16.8 |  |  | 16.8
| Main Db To Corridor Mcb 2 | 1 | 1 | 20.8 |  |  | 20.8
| Main Db To Corridor mcb 3 | 1 | 1 | 24.8 |  |  | 24.8
| Mcb 1 to A.C Point | 1 | 1 | 11.2 |  |  | 11.2
| Mcb 2 to A.C point | 1 | 1 | 14.9 |  |  | 14.9
| Mcb 3 to A.C Point | 1 | 1 | 13.7 |  |  | 13.7
174.65
[6 empty] | Say | 174.7 | Rmt
2 | Run Off 4 Wires of 4 Sqmm (open Wiring)
| G.floor Lobby main To F.floor Main Db | 1 | 1 | 42.3 |  |  | 42.3
[6 empty] | Say | 42.3 | Rmt
3 | Run off 4 wires Of 6 Sqmm (open Wiring )
| G.floor Lobby main To Canteen | 1 | 1 | 87.6 |  |  | 87.6
[6 empty] | Say | 87.6 | Rmt
4 | Supplying and Fixing of 63 amps 4 Pole Change Over Switch
| G.f Lobby | 1 | 1 |  |  |  | 1
[6 empty] | Say | 1 | Nos
5 | Supplying and Fixing of 3 Phase 4 Way Distribution Board
| G.floor Corridor | 1 | 1 |  |  |  | 1
| F.floor Corridor | 1 | 1 |  |  |  | 1
2
[6 empty] | Say | 2 | Nos

## abs 1 (hidden)
Name of Work : Special Repair Works to AR Administrative Building at miller puram in Thoothukudi District.
ABSTRACT
Sl.No | Qty | Description of Work | Rate | Per | Amount
1 | 174.7 | Run Off 2 wires Of 4 Sqmm (open wiring) | 145.6 | Rmt | 25436.32
Data
2 | 42.3 | Run Off 4 Wires of 4 Sqmm (open Wiring) | 212.2 | Rmt | 8976.06
Data
3 | 87.6 | Run off 4 wires Of 6 Sqmm (open Wiring ) | 276.2 | Rmt | 24195.12
Data
4 | 1 | Supplying and Fixing of 63 amps 4 Pole Change Over Switch | 3194 | Nos | 3194
Pwd Sr P 120 (20-21)
5 | 2 | Supplying and Fixing of 3 Phase 4 Way Distribution Board | 2240 | Nos | 4480
Pwd Sr P 134 (20-21)
|  | SUB TOTAL - I |  |  | 66281.5
|  | STGST - 6% |  |  | 3976.89
|  | CGST - 6% |  |  | 3976.89
|  | SUB TOTAL - II |  |  | 74235.28
|  | Labour Welfare Fund @ 1% |  |  | 742.3528
|  | Supervision Charges @ 7.5% |  |  | 5567.646
|  | TOTAL |  |  | 80545.2788
|  |  |  | Say | 80550

## Data (hidden)
2 X 4 Sq mm in fully concealed PVC conduit (open wiring)
Run off mains with 2 wires of 4 Sqmm copper PVC insulated unsheathed single core 1.1KV cable wire contuinuous earth by means of 1.5 Sqmm copper PVC insulated unsheathed single core 1.1 KV grade cable in fully concealed 19 mm / 20 mm dia rigid PVC conduit pipe heavy duty with ISI mark including cost of all materials, specials, etc., all complete.
|  | Total as per Data No. |  |  | 9539.9
180 | Rmt | Add 180 mt 4 Sqmm copper PVC insulated unsheathed S.C. cable p-86 2c | 33.3 | Rmt | 5994
180 | Rmt | Deduct 1.5 Sqmm copper PVC insulated unsheathed S.C. cable | 13.5 | Rmt | 2430
Sundries
|  | Total for 90 metres |  |  | 13103.9
|  | Rate for 1 Rmt |  |  | 145.6
4 X 6 Sq mm in fully concealed PVC conduit (open wiring)
Run off mains with 2 wires of 6 Sqmm copper PVC insulated unsheathed single core 1.1KV cable wire contuinuous earth by means of 1.5 Sqmm copper PVC insulated unsheathed single core 1.1 KV grade cable in fully concealed 19 mm / 20 mm dia rigid PVC conduit pipe heavy duty with ISI mark including cost of all materials, specials, etc., all complete.
|  | Total as per Data No. |  |  | 9539.9
360 | Rmt | Add 180 mt 6 Sqmm copper PVC insulated unsheathed S.C. cable part E-2 -e p-124 | 49.3 | Rmt | 17748
180 | Rmt | Deduct 1.5 Sqmm copper PVC insulated unsheathed S.C. cable | 13.5 | Rmt | 2430
Sundries
|  | Total for 90 metres |  |  | 24857.9
|  | Rate for 1 Rmt |  |  | 276.2
4 X 4 Sq mm in fully concealed PVC conduit (open wiring)
Run off mains with 2 wires of 4 Sqmm copper PVC insulated unsheathed single core 1.1KV cable wire contuinuous earth by means of 1.5 Sqmm copper PVC insulated unsheathed single core 1.1 KV grade cable in fully concealed 19 mm / 20 mm dia rigid PVC conduit pipe heavy duty with ISI mark including cost of all materials, specials, etc., all complete.
|  | Total as per Data No. |  |  | 9539.9
360 | Rmt | Add 180 mt 4 Sqmm copper PVC insulated unsheathed S.C. cable part E-2 -e p-124 | 33.3 | Rmt | 11988
180 | Rmt | Deduct 1.5 Sqmm copper PVC insulated unsheathed S.C. cable | 13.5 | Rmt | 2430
Sundries
|  | Total for 90 metres |  |  | 19097.9
|  | Rate for 1 Rmt |  |  | 212.2

## Sheet1 (hidden)
LIST OF UNOCCUPIED QUARTERS
Sl.No | Location / PS Limit and District | No. of Quarters |  |  |  |  | Un occupied Condition of the quarters structurally |  |  |  |  | Whether they can be occupied with some repairs. | Remarks
|  | Ins | SI | HC | PC | Total | Ins | SI | HC | PC | Total
1 | Srivaikundam / Alwarthirunagari Old Quarters | - | - | - | 18 | 18 | - | - | - | 18 | 18 | Dilapidated Condition
2 | Vilathikulam / Vilathikulam Old Quarters | - | - | - | 20 | 20 | - | - | - | 18 | 18 | Dilapidated Condition
3 | Vilathikulam/ Kadalkudi | - | 1 |  | 26 | 27 |  |  |  | 1 | 1 | Dilapidated Condition
4 | Vilathikulam / Kulathur | 1 | 1 |  | 24 | 26 | 1 | 1 |  | 24 | 26 | Dilapidated Condition
5 | Thoothukudi / Murappanadu |  | 1 |  |  | 1 |  | 1 |  | 1 | 1 | Dilapidated Condition

## det (hidden)
TAMILNADU POLICE HOUSING CORPORATION LIMITED TIRUNELVELI DIVISION
Name of Work : Providing Additional works for Chamber and Plumbing works to the Second floor in existing building of District Police Office at Thoothukudi in Thoothukudi District .
DETAILED ESTIMATE
Sl.No. | Description of Work | Nos. |  |  | Length | Breadth | Depth | Qty
1 | Dismantling and clearing stacking away the materials for the following items.B.W in CM under 3m height.
| Chamber brick work | 1 | x | 4 | 3.32 | 0.23 | 0.6 | 1.8326
[6 empty] | Say | 1.9 | Cum |  | 160
2 | Earth work excavation for Open Foundation Excluding Refilling. | [8 empty] | 1000
| a) 0 to 2m depth | [8 empty] | 160000
| Septic tank | 1 | x | 1 | 3.7 | 2.2 | 1.4 | 11.396
| Inlet and Outlet Chamber | 1 | x | 2 | 1.26 | 1.26 | 0.45 | 1.4288 |  | 11.396
| Building Chamber | 1 | x | 4 | 1.26 | 1.26 | 0.45 | 2.8577
| Dispersion trench | 1 | x | 1 | 4 | 1 | 1 | 4
19.6825
[6 empty] | Say | 19.7 | Cum | 1.2
3 | Supplying & filling with sand in layer 150mm
| For dispersion work | 1 | x | 1 | 4 | 1 | 0.3 | 1.2
[6 empty] | Say | 1.2 | Cum
4 | S & F 40mm gauage HBS jelly etc…
| For Trench | 1 | x | 1 | 4 | 1 | 0.4 | 1.6
[6 empty] | Say | 1.6 | Cum
5 | S & F 20mm gauage HBS jelly etc…
| For Trench | 1 | x | 1 | 4 | 1 | 0.3 | 1.2
[6 empty] | Say | 1.2 | Cum
6 | P.C.C 1:5:10 using 40mm Jelly in foundation
| Inlet and Outlet Chamber | 1 | x | 2 | 1.26 | 1.26 | 0.1 | 0.31752
| Building Chamber | 1 | x | 4 | 1.26 | 1.26 | 0.1 | 0.63504
0.96
[6 empty] | Say | 1 | Cum
7 | PCC 1:2:4 Using 20mm gauage in F& B
| Septic tank | 1 | x | 1 | 3.7 | 2.2 | 0.23 | 1.8722
[6 empty] | Say | 1.9 | Cum
8 | Standardised concrete Mix M30 Grade Concrete F & B
| Septic tank Cover Slab | 1 | x | 1 | 2.96 | 1.46 | 0.12 | 0.51859
| D/F Manhole cover | -1 | x | 2 | 0.6 | 0.6 | 0.12 | -0.0864
| Baffle wall Beam | 1 | x | 1 | 1.46 | 0.115 | 0.3 | 0.05037
0.48256
[6 empty] | Say | 0.5 | Cum
9 | Brick work C.M 1:5 in foundation and basement Using fly ash bricks
Septic Tank
| First Footing | 1 | x | 1 | 8.8 | 0.45 | 0.45 | 1.782
| Second Footing | 1 | x | 1 | 8.36 | 0.34 | 0.45 | 1.2791
| Third Footing | 1 | x | 1 | 7.92 | 0.23 | 0.6 | 1.093
| For Innet & outlet Chamber | 1 | x | 2 | 3.32 | 0.23 | 0.6 | 0.91632
| For Building chamber | 1 | x | 4 | 3.32 | 0.23 | 0.6 | 1.8326
6.903
[6 empty] | Say | 6.903 | Cum
10 | Brick partition wall in cm 1:4using Fly ash bricks 110mm tk
| Baffle wall | 1 | x | 1 | 1 | - | 0.9 | 0.9
0.9
[6 empty] | Say | 0.9 | Sq.mt
11 | Filling with excavted earth etc…
| 1st footing | 1 | x | 1 | 11.2 | 0.15 | 0.45 | 0.756
| 2nd footing | 1 | x | 1 | 10.76 | 0.26 | 0.45 | 1.2589
| 3rd footing | 1 | x | 1 | 10.32 | 0.37 | 0.27 | 1.031
3.0459
[6 empty] | Say | 3.1 | Cum
12 | 40mm tk Precast Slab for Inlet & Outlet chamber and manhole cover
| Manhole cover slab | 1 | x | 2 | 1.06 | 1.06 | - | 2.2472
| Inlet & Outlet | 1 | x | 2 | 1.06 | 1.06 | - | 2.2472
| Building Chamber Cover slab | 1 | x | 4 | 1.06 | 1.06 | - | 4.4944
8.9888
[6 empty] | Say | 9 | Sq.mt
13 | Providing formwork & Centering
a.For Column footings,plinth beam,Grade beam,Raftbeam,Raft slab etc.,
| Baffle wall beam | 1 | x | 1 | 1 | - | 0.72 | 0.72
| Cover slab sides | 1 | x | 1 | 8.84 | - | 0.12 | 1.0608
| Manhole open side | 1 | x | 2 | 2.4 | - | 0.12 | 0.576
2.3568
[6 empty] | Say | 2.4 | Sq.mt
b) Plain surface such as roof slab Etc
| Cover slab | 1 | x | 1 | 2.5 | 1 | - | 2.5
| D/F manhole | 1 | x | -2 | 0.6 | 0.6 | - | -0.72
1.78
[6 empty] | Say | 1.8 | Sq.mt
14 | Plastering with C.M 1:5,12mm tk
| Outer 1st footing | 1 | x | 1 | 10.6 | - | 0.45 | 4.77
| Outer 2nd footing | 1 | x | 1 | 9.72 | - | 0.45 | 4.374
| Outer 3rd footing | 1 | x | 1 | 8.84 | - | 0.6 | 5.304
| 1st footing offset | 1 | x | 1 | 10.16 | 0.11 | - | 1.1176
| 2nd footing offset | 1 | x | 1 | 9.28 | 0.11 | - | 1.0208
| Inlet and outlet outer | 1 | x | 2 | 4.24 | - | 0.6 | 5.088
| Inlet and outlet top | 1 | x | 2 | 3.32 | 0.23 | - | 1.5272
| Building chamber Outer | 1 | x | 4 | 4.24 | - | 0.6 | 10.176
| Building Chamber Top | 1 | x | 4 | 3.32 | 0.23 | - | 3.0544
36.432
[6 empty] | Say | 36.5 | Sq.mt
15 | Floor plastering cm 1:4,20mm tk
| For inlet & outlet | 1 | x | 2 | 0.6 | 0.6 | - | 0.72
| For Building chamber | 1 | x | 4 | 0.6 | 0.6 |  | 1.44
2.16
[6 empty] | Say | 2.2 | Sq.mt
16 | Plastering with cm 1:4,12mm tk
| Inlet & Outlet Chamber Inner | 1 | x | 2 | 2.4 |  | 0.6 | 2.88
| Building chamber | 1 | x | 4 | 2.4 |  | 0.6 | 5.76
| For septic tank inner | 1 | x | 1 | 7 | - | 1.5 | 10.5
| Baffle wall | 1 | x | 2 | 1 | - | 1.2 | 2.4
| Baffle wall top &Bot | 1 | x | 2 | 1 | 0.115 | - | 0.23
21.77
[6 empty] | Say | 21.8 | Sq.mt
17 | Supplying & fabricating placing in portion in MS/ RTS
| As per Item No 7 | [6 empty] | 0.48256
| As Per item No 11 |  |  |  |  | 8.9888 | 0.04 | 0.35955
[5 empty] | 0.1 |  |  | 0.84211
|  | 0.84 |  | x | 33333333333333300 | kg/cum | 28070466666666640 | KG
[7 empty] | 2.807e+13 | MT
18 | Stoneware Tee 100mm | 1 | x | 1 | 1 |  |  | 1
[6 empty] | Say | 1 | NO
19 | Supply and Laying Loose jointing S.W pipe 100 mm dia | 1 | x | 1 | 4 |  |  | 4
[6 empty] | Say | 4 | RMT
20 | Ellis Pattern
| For septic tank | 1 | x | 1 | 2.96 | 1.46 | - | 4.3216
| D/F MH | 1 | x | 1 | 0.6 | 0.6 | - | -0.36
3.9616
[6 empty] | Say | 4 | Sq.mt
21 | P.C.C 1:8:16 , Broken Brick jally
| Inlet & Outlet chamber | 1 | x | 2 | 0.6 | 0.6 | 0.2 | 0.144
| Building chamber | 1 | x | 4 | 0.6 | 0.6 | 0.15 | 0.216
0.36
[6 empty] | Say | 0.4 | Cum
22 | Supplying & fixing 110mm dia PVC SWR pipe for ventilating shaft of 3M length with cowl | 1 | x | 1 | 1 |  |  | 1
[6 empty] | Say | 1 | NOS
23 | Supplying & Laying The Following dia Sn8 Pipe upvc non pressure
a) 110 mm Dia
| In Between Chamber | 1 | x | 1 | 13.91 |  |  | 13.91
| Septic tank to Building | 1 | x | 1 | 1.5 |  |  | 1.5
15.41
[6 empty] | Say | 15.5 | Rmt
24 | Applying One Coat of anticorrossive treatment for steel Reinforcement.
| qty Vide Item no 16 | [6 empty] | 2.807e+13
[6 empty] | Say | 2.807e+13 | MT
25 | Supplying and fixing of the following dia UPVC Pipes
a. 40mm dia UPVC Pipe
| Pumping line | 1 | x | 1 | 21 |  |  | 21
RMT
b. 32mm dia UPVC Pipe
| Sump Outer line | 1 | x | 1 | 25 |  |  | 25
RMT
c. 25mm dia UPVC Pipe
| Sump outer to inner line | 1 | x | 1 | 16 |  |  | 16
RMT
26 | Supplying and fixing of 110mm dia PVC Pipe.
| Outer Septic tank line | 1 | x | 1 | 36 |  |  | 36
RMT
27 | Supplying and fixing of 3 core 4 sqmm Submersible Flat type copper cable.
| Pump room to motor line | 1 | x | 1 | 25 |  |  | 25
RMT
28 | Supplying and fixing of the dia UPVC Specials.
| a. 40mm dia UPVC Elbow | 1 | x | 7 |  |  |  | 7
Nos
| b. 40mm dia UPVC Tee | 1 | x | 1 |  |  |  | 1
No
| c. 40mm dia UPVC union | 1 | x | 1 |  |  |  | 1
No
| d. 32mm dia UPVC Tee | 1 | x | 1 |  |  |  | 1
No
| e. 32x25mm dia Reducer Tee | 1 | x | 1 |  |  |  | 1
No
| f. 32mm dia UPVC Coupler | 1 | x | 5 |  |  |  | 5
Nos
| g. 25mm dia UPVC Elbow | 1 | x | 4 |  |  |  | 4
Nos
| h. 25mm dia UPVC Coupler | 1 | x | 2 |  |  |  | 2
Nos
29 | Earth work excavation and depositing on bank with initial lead of 10 m and initial lift of 2 mts in all classes of soil and sub soils etc complete
| Storm water drain | 1 | x | 1 | 40.6 | 1 | 0.6 | 24.36 |  | 24.4-21
[6 empty] | Say | 24.4 | Cum |  | 3.4
30 | Supplying and filling of Sand filling | [8 empty] | 21
| Storm water drain | 1 | x | 1 | 40.6 | 1 | 0.1 | 4.06 |  | 6.1765
[6 empty] | Say | 4.1 | Cum |  | 41.18
31 | Plain cement concrete 1:5:10 mix using 40 mm HBG metal for foundation including all cost and conveyance of materials and all labour charges etc ., complete . | [8 empty] | 24.708
| Storm water drain | 1 | x | 1 | 40.6 | 1 | 0.15 | 6.09 |  | 7.3
[6 empty] | Say | 6.1 | Cum |  | 6.5
32 | B.W in CM1:5 for foundation and basement | [8 empty] | 0.6
| Storm water drain | 1 | x | 2 | 35 | 0.23 | 1 | 16.1
[6 empty] | Say | 16.1 | Cum |  | 23
33 | Plastering with c.m 1: 5 , 12 mm thick including all cost and conveyance of materials and all labour charges etc., complete
| Outer and Top | 1 | x | 2 | 35 | - | 1.23 | 86.1
[6 empty] | Say | 86.1 | Sq.mt | 122.6
34 | Plastering in CM 1:4 - 12mm Tk
| Inner | 1 | x | 2 | 35 | - | 1 | 70
[6 empty] | Say | 70 | Sq.mt
35 | Plastering with c.m 1: 4 , 20 mm thick including all cost and conveyance of materials and all labour charges etc., complete
| Bottom | 1 | x | 1 | 35 | 0.6 | - | 21
[6 empty] | Say | 21 | Sq.mt
| Labour welfare fund @ 1 % | [5 empty] | L.S
| Supervision charges @ 7.5 % | [5 empty] | L.S

## Dat (hidden)
TAMIL NADU POLICE HOUSING CORPORATION
======================================
PLACE:- |  | Thoothukudi |  | 2021-2022
- | - | - | - | - | -
QTY |  | COST OF MATERIALS | RATE | PER | AMOUNT
- | - | - | - | - | -
| * | CEMENT MORTAR(1:1.5)
-
0.96 | M.T | CEMENT | 5960 | M.T | 5721.6
1 | CUM | SAND | 1942.72 | CUM | 1942.72
1 | CUM | MIXING OF MORTAR | 105 | CUM | 105
| L.S | SUNDRIES |  | L.S | 0
-
|  | TOTAL FOR 1 CUM |  |  | 7769.32
-
| * | CEMENT MORTAR(1:2)
-
0.72 | M.T | CEMENT | 5960 | M.T | 4291.2
1 | CUM | SAND | 1942.72 | CUM | 1942.72
1 | CUM | MIXING OF MORTAR | 105 | CUM | 105
| L.S | SUNDRIES |  | L.S | 0
-
|  | TOTAL FOR 1 CUM |  |  | 6338.92
-
| * | CEMENT MORTAR(1:3)
-
0.48 | M.T | CEMENT | 5960 | M.T | 2860.8
1 | CUM | SAND | 1942.72 | CUM | 1942.72
1 | CUM | MIXING OF MORTAR | 105 | CUM | 105
| L.S | SUNDRIES |  | L.S | 0
-
|  | TOTAL FOR 1 CUM |  |  | 4908.52
-
| * | CEMENT MORTAR(1:4)
0.36 | M.T | CEMENT | 5960 | M.T | 2145.6
1 | CUM | SAND | 1942.72 | CUM | 1942.72
1 | CUM | MIXING OF MORTAR | 105 | CUM | 105
| L.S | SUNDRIES |  | L.S | 0
-
|  | TOTAL FOR 1 CUM |  |  | 4193.32
-
| * | CEMENT MORTAR(1:5)
-
0.288 | M.T | CEMENT | 5960 | M.T | 1716.48
1 | CUM | SAND | 1942.72 | CUM | 1942.72
1 | CUM | MIXING OF MORTAR | 105 | CUM | 105
| L.S | SUNDRIES |  | L.S | 0
-
|  | TOTAL FOR 1 CUM |  |  | 3764.2
-
| * | CEMENT MORTAR(1:6)
0.24 | M.T | CEMENT | 5960 | M.T | 1430.4
1 | CUM | SAND | 1942.72 | CUM | 1942.72
1 | CUM | MIXING OF MORTAR | 105 | CUM | 105
| L.S | SUNDRIES |  | L.S | 0
-
|  | TOTAL FOR 1 CUM |  |  | 3478.12
| * | CEMENT MORTAR(1:7)
0.206 | M.T | CEMENT | 5960 | M.T | 1227.76
1 | CUM | SAND | 1942.72 | CUM | 1942.72
1 | CUM | MIXING OF MORTAR | 105 | CUM | 105
| L.S | SUNDRIES |  | L.S | 0
-
|  | TOTAL FOR 1 CUM |  |  | 3275.48
-
| * | CEMENT MORTAR(1:8)
-
0.18 | M.T | CEMENT | 5960 | M.T | 1072.8
1 | CUM | SAND | 1942.72 | CUM | 1942.72
1 | CUM | MIXING OF MORTAR | 105 | CUM | 105
| L.S | SUNDRIES |  | L.S | 0
-
|  | TOTAL FOR 1 CUM |  |  | 3120.52
-
1.4 |  | EARTH WORK EXCAVATION for open foundationEXCLUDING REFILLING
10 | CUM | EARTH WORK EXCAVATION IN SS20B | 101.43 | CUM | 1014.3
10 | CUM | 1/3REFILLING CHARGES | 11.76 | CUM | 117.6
| L.S | SUNDRIES |  | L.S | 0
-
|  | TOTAL FOR 10 CUM |  |  | 1131.9
-
113.19
1.5 |  | RATE PER CUM EXCLUDING REFILLING | 0 TO 2M |  | 101.43
|  |  | 2 TO 3M |  | 110.73
|  | From 1.25m to 2m width (1.25 times E.W) | 0 TO 2M |  | 126.79
2.1 | * | FILLING IN FOUNDATION AND
BASEMENT WITH FILLING SAND
-
1 | CUM | COST OF FILLINGSAND | 1942.72 | CUM | 1942.72
1 | CUM | LABOUR CHARGES FOR FILLING | 30.98 | CUM | 30.98
| L.S | SUNDRIES |  | L.S | 0
-
|  | TOTAL FOR 1.0 CUM |  |  | 1973.7
3.1 | * | CEMENT CONCRETE(1:5:10) USING
40mm HBSTONE METEL
-
9 | CUM | H.B.STONEJELLY 40mm | 1216.46 | CUM | 10948.14
4.5 | CUM | CEMENT MORTAR(1:5) | 3764.2 | CUM | 16938.9
1.8 | NO. | MASON II | 844.2 | NO. | 1519.56
17.7 | NO. | MAZDOOR I | 590.1 | NO. | 10444.77
14.1 | NO. | MAZDOOR II | 484.05 | NO. | 6825.11
| L.S | SUNDRIES |  | L.S | 0
-
46676.48
|  | TOTAL FOR 10 CUM |  |  | -
4667.65
|  | RATE PER CUM |  |  | =
3.2 | * | CEMENT CONCRETE PCC (1:2:4) USING
20mm HBSTONE METEL
9 | CUM | H.B.STONEJELLY 20mm | 1619.46 | CUM | 14575.14
4.5 | CUM | CEMENT MORTAR(1:2) | 6338.92 | CUM | 28525.14
1.8 | NO. | MASON II | 844.2 | NO. | 1519.56
17.7 | NO. | MAZDOOR I | 590.1 | NO. | 10444.77
14.1 | NO. | MAZDOOR II | 484.05 | NO. | 6825.11
| L.S | SUNDRIES |  | L.S | 0
-
61889.72
|  | TOTAL FOR 10 CUM |  |  | -
6188.97
|  | RATE PER CUM |  |  | =
3.3 | * | CEMENT CONCRETE(1:8:16) USING
20mm brick jelly
9 | CUM | 20mmbrick jelly | 914.54 | CUM | 8230.86
4.5 | CUM | CEMENT MORTAR(1:8) | 3120.52 | CUM | 14042.34
1.8 | NO. | MASON II | 844.2 | NO. | 1519.56
17.7 | NO. | MAZDOOR I | 590.1 | NO. | 10444.77
14.1 | NO. | MAZDOOR II | 484.05 | NO. | 6825.11
| L.S | SUNDRIES |  | L.S | 0
-
41062.64
|  | TOTAL FOR 10 CUM |  |  | -
|  | RATE PER CUM |  |  | 4106.26
=
2.6 | * | SUPLLYING AND FILLING WITH 40MM HBSJ
-
1 | CUM | COST OF 40mm HBSJ | 1216.46 | CUM | 1216.46
1 | CUM | LABOUR CHARGES FOR FILLING | 35.28 | CUM | 35.28
| L.S | SUNDRIES |  | L.S | 0
-
|  | TOTAL FOR 1.0 CUM |  |  | 1251.74
2.7 | * | SUPLLYING AND FILLING WITH 20MM HBSJ
-
1 | CUM | COST OF 20mm HBSJ | 1619.46 | CUM | 1619.46
1 | CUM | LABOUR CHARGES FOR FILLING | 35.28 | CUM | 35.28
| L.S | SUNDRIES |  | L.S | 0
-
|  | TOTAL FOR 1.0 CUM |  |  | 1654.74
-
6.5 | * | B.W IN C.M(1:5) using fly ash bricks
Bricks of size 23x11x7 cm
-
1300 | NOS. | Bricks of size 23x11x7 cm | 6591.4 | 1000NO. | 8568.82
0.708 | CUM | CEMENT MORTAR(1:5) | 3764.2 | CUM | 2665.05
1 | NO. | MASON I | 904.05 | NO. | 904.05
3 | NO. | MASON II | 844.2 | NO. | 2532.6
2 | NO. | MAZDOOR I | 590.1 | NO. | 1180.2
6 | NO. | MAZDOOR II | 484.05 | NO. | 2904.3
| L.S | SUNDRIES |  | L.S | 0
-
|  | TOTAL FOR 2.83168 CUM |  |  | 18755.02
-
|  | RATE PER CUM |  |  | 6623.28
=
PARTITION WALL
-
10 | * | B.W IN C.M(1:4) using fly ash bricks of size 23x11.4x7.5Cm
Bricks of size 23x11x7 cm
-
1300 | NOS. | Bricks of size 23x11x7 cm | 6591.4 | 1000NO. | 8568.82
0.708 | CUM | CEMENT MORTAR(1:4) | 4193.32 | CUM | 2968.87
1 | NO. | MASON I | 904.05 | NO. | 904.05
3 | NO. | MASON II | 844.2 | NO. | 2532.6
2 | NO. | MAZDOOR I | 590.1 | NO. | 1180.2
6 | NO. | MAZDOOR II | 484.05 | NO. | 2904.3
| L.S | SUNDRIES |  | L.S | 0
-
|  | TOTAL FOR 10 CUM |  |  | 19058.84
-
|  | RATE PER CUM |  |  | 6730.58
=
| ** | PARTITION WALL OF 110 mm thick
1.1 | CUM | PARATITION B.W IN C.M(1:4) | 6730.58 | CUM | 7403.64
1 | NO | MASON I | 904.05 | NO. | 904.05
| L.S | SUNDRIES |  | L.S | 0
-
|  | TOTAL FOR 10 SQM |  |  | 8307.69
-
|  | RATE PER SQM |  |  | 830.77
=
| 4.2 | Standardised concrete Mix M30 Grade Concrete
5 | cum | 20mm HBG Machine crushed stone jelly (7730 Kg) | 1619.46 |  | 8097.3
3.3 | cum | 10-12mm HBG Machine crushed stone jelly (5156 Kg) | 1340.46 |  | 4423.52
4.79 | cum | Sand (7670 Kg) | 1942.72 |  | 9305.63
4 | MT | Cement | 5960 |  | 23840
40 | Kg | Plasticiser /Super plasticiser @ 1% of cement | 42.8 |  | 1712
3.5 | Nos | Mason II | 844.2 |  | 2954.7
21.2 | Nos | Maz I | 590.1 |  | 12510.12
35.3 | Nos | Maz II | 484.05 |  | 17086.97
|  | Total for 10 cum |  |  | 79930.24
|  | for 1 cum |  |  | 7993.02
1 | cum | Vibrating charges p-28 /103 | 85.37 |  | 85.37
|  | Sub Total |  |  | 8078.39
LS |  | Add for water charges & other sundries (0.5 % of sub total | LS |  | 40.39
|  | Foundation & Basement |  |  | 8118.78
-
|  | G.F |  |  | 8227.25
|  | F.F |  |  | 8440.93
|  | S.F |  |  | 8654.61
|  | T.F |  |  | 8868.29
|  | Fourth Floor |  |  | 9081.97
14.II | * | P.C.C,R.C.C SLAB OF40mm THICK using standardised concrete mix of M30 grade
-
0.03 | CUM | standardised concrete mix M20 | 7551.9 | CUM | 226.56
0.5 | NO | MASON I | 904.05 | NO | 452.03
0.75 | NO | MAZDOOR I | 590.1 | NO | 442.58
| L.S | SUNDRIES | 0 | L.S | 0
-
|  | TOTAL FOR 0.743 SQM |  |  | 1121.17
-
|  | RATE PER SQM (Foundation and basement) |  |  | 1508.98
=
30. | * | FINISHING THE TOP OF FLOORING
WITH C.M(1:3)20mm THICK
(NO SAND)USING GRANITECHIPS
OF 10mm&BELOW (ELLISPATTERN)
-
0.24 | CUM | STONE JELLY 3mm to 10mm | 931.79 | CUM | 223.63
0.117 | M.T | CEMENT | 5960 | M.T | 697.32
0.5 | NO | MASON I | 904.05 | NO | 452.03
1.1 | NO | MAZDOOR I | 590.1 | NO | 649.11
4.3 | NO | MAZDOOR II | 484.05 | NO | 2081.42
| L.S | SUNDRIES |  | L.S | 0
-
|  | TOTAL FOR 10 SQM |  |  | 4103.51
-
|  | RATE PER SQM |  |  | 410.35
33. | * | PLASTERING C.M(1:5) 12mmTHICK
0.14 | CUM | CEMENT MORTAR(1:5) | 3764.2 | CUM | 526.99
1.1 | NO. | MASON I | 904.05 | NO. | 994.46
0.5 | NO. | MAZDOOR I | 590.1 | NO. | 295.05
1.1 | NO. | MAZDOOR II | 484.05 | NO. | 532.46
| L.S | SUNDRIES |  | L.S | 5
-
|  | TOTAL FOR 10 SQM |  |  | 2353.96
-
|  | RATE PER SQM |  |  | 235.4
34. | * | PLASTERING C.M(1:4) 12mmTHICK
0.14 | CUM | CEMENT MORTAR(1:4) | 4193.32 | CUM | 587.06
1.1 | NO. | MASON I | 904.05 | NO. | 994.46
0.5 | NO. | MAZDOOR I | 590.1 | NO. | 295.05
1.1 | NO. | MAZDOOR II | 484.05 | NO. | 532.46
| L.S | SUNDRIES |  | L.S | 5
-
|  | TOTAL FOR 10 SQM |  |  | 2414.03
-
|  | RATE PER SQM |  |  | 241.4
=
PLACING R.T.S RODS/MS RODS upto 16mm dia(without cement slurry)
-
1 | QUTL | R.T.S RODS/M.S.RODS UPTO 16MM DIA | 51750 | MT | 5175
0.01 | QUTL | BINDING WIRE | 50300 | MT | 50.3
3.5 | NO | FITTER I | 784.35 | NO | 2745.23
| L.S | SUNDRIES |  | L.S | 0
-
|  | TOTTAL FOR 1 QTL |  |  | 7970.53
-
|  | RATE PER M.T |  |  | 79705.3
61.2(a) | * | SUPPLY AND FIXING OF 100mm
DIA S.W.PIPE(LOOSE JOINTING)
50 | NO. | 100mmDIA S.W.PIPE | 62.8 | NO. | 3140
1 | NO. | FITTER II | 760.2 | NO. | 760.2
5 | NO. | MAZDOOR I | 590.1 | NO. | 2950.5
|  | Sundries |  |  | 1.8
|  | TOTAL FOR 30RMT |  |  | 6852.5
-
|  | RATE PER RMT |  |  | 228.42
62.1(a) | * | SUPPLY AND FIXING OF 100mm
STONEWARE BEND
-
1 | NO. | 100mmDIA S.W.BEND | 100.6 | NO. | 100.6
EXCAVATION,REFILLING,JOINTING
|  | AND CONCRETING | L.S |  | 2.5
-
|  | TOTAL FOR 30RMT |  |  | 103.1
62.1(a) | * | SUPPLY AND FIXING OF 150mm |  |  | -
STONEWARE BEND
|  | - |  |  | -
1 | NO | 150mmDIA S.W.BEND |  | 139.3 | 139.3
|  | AND CONCRETING | L.S |  | 2.5
62.2.a. | * | SUPPLY AND FIXING OF 100mm |  |  | -
|  | STONEWARE TEE |  |  | 141.8
|  | - |  |  | -
1 | NO. | 100mmDIA S.W.TEE | 126.8 | NO. | 126.8
EXCAVATION,REFILLING,JOINTING
|  | AND CONCRETING | L.S |  | 3
-
|  | TOTAL FOR 30RMT |  |  | 129.8
-
Strutting to centering of R.C.C plain surface, 3.00m height wall.
98.5 | RMT | Casurina Props 10 to 13 m dia @ 75m c/c cost for 1 operation 25.20/5=5.040 p-22 it-146/b | 5.04 | RMT
0.3 | RMT | Carpenter I class | 884.1 | Each
0.3 | RMT | Mazdoor I class | 590.1 | Each
Add sundries
Rate for 10 sqm
Rate for 1 sqm, for 3m ht.
Rate for 1 sqm, for 1m ht.
| 18.1.a. | Form work for Plinth beam, Grade beam, Raft beam | 772.13
| b. | Form work for Roof and lintels using M.S sheet | 866.09
| c. | Form work for Small quantity and column using M.S. sheet | 1039.31
| d. | Form work for Vertical walls | 952.7
UPVC instead of Stone ware Pipe
-
| * | SUPPLYING AND LAYING AND
JOINTING SN8 UPVC PIPE AND SPECIALS
BELOW G.L
-
| A | 110mm DIA UPVC PIPE BELOW G.L
-
18.9 | CUM | E.W EXCLUDING REFILLING | 202.86 | CUM | 3834.05
18.63 | CUM | REFILLING CHARGE | 35.28 | CUM | 657.27
30 | RMT | Cost of UPVC SN8 Pipe (TWAD SR 20-21 P-20 1.2 1) | 201 | RMT | 6030
30 | RMT | CONVEYING,LOWERING ANDLAYING | 15.58 | RMT | 467.4
TO PROPER GRADEAND
ALIGNMENT,JOINTING
ETC BUT EXCLUDING COST OF
JOINTING MATERIALS. (TWAD SR 20-21 11-b)
5 | NO | CUTTING CHARGES ( P-32/141) | 40.9 | NO | 204.5
1 | L.S | COST OF JOINTING MATERIALS | 12.1 | L.S | 12.1
| L.S | SUNDRIES |  | L.S | 17.1
-
|  | TOTAL FOR 30M |  |  | 11222.42
-
|  | RATE PER RMT |  |  | 374.08
-
58.2 |  | Supplying &fixing 110mm dia PVC
SWR pipe for ventilating shaft
of 3M length with cowl
-
3 | RM | 110mm dia PVC SWR pipe | 120.54 | RM | 361.62
1 | no | 110mm dia cowl | 78.4 | no | 78.4
1 | no | Labour for fixing | 8 | no | 8
l.s |  | Sundries for PVC solution etc. | l.s |  | 2.08
-
|  | Rate for 1 no. |  |  | 450.1
28. | * | FINISHING THE TOP OF FLOORING
WITH C.M(1:4)20mm THICK
-
0.22 | CUM | CEMENT MORTAR(1:4) | 4193.32 | CUM | 922.53
2.2 | NO | MASON I | 904.05 | NO | 1988.91
0.5 | NO | MAZDOOR I | 590.1 | NO | 295.05
3.2 | NO | MAZDOOR II | 484.05 | NO | 1548.96
| L.S | SUNDRIES |  | L.S | 5
-
|  | TOTAL FOR 10 SQM |  |  | 4760.45
-
|  | RATE PER SQM |  |  | 476.05
=
458.89
13.1 | * | FILLING IN BASEMENT WITH |  |  | 466.09
EXCAVATED EARTH
-
1 | CUM | AS PER SR 85 | 35.28 | CUM | 35.28
=
238 | * | ANTI-CORROSIVE TREATMENT FOR STEEL
FABRICATION (RCC WORKS)
-
20 | LIT | ANTI-CORROSIVE(COROLOK-CP ( qtn) | 116.2 | LIT | 2324
/PROTEKLOL) CHEMICALS
50 | Kg | CEMENT | 5.96 | Kg | 298
1 | L.S | BRUSHES GLOVES ETC | 75 | L.S | 75
1 | L.S | TRANSPORTING AND HANDLING | 40 | L.S | 40
2.5 | L.S | PAINTERII | 699.3 | L.S | 1748.25
| L.S | SUNDRIES FOR BRUSHES,CLOTH ETC |  | L.S | 1.5
-
|  | TOTTAL FOR 1 MT |  |  | 4486.75
-

## Lead (hidden)
Tamil Nadu Police Housing Corparation Ltd.
==========================================================
PLACE:- | Thoothukudi | 2021-2022 | 2021-2022
| - | - | - | - | - | - | - | - | -
SL.NO | DESCRIPTION OF MATERIALS | UNIT | SOURCE | Total | COST OF | LEAD | MATERIAL | LABOUR RATE
|  |  |  | Lead | MATERIAL | CHARGE | COST @ SITE
- | - | - | - | - | - | - | - | - | -
1. | ROUGH STONE sl.38 p18 | CUM. | Thattaparai | 18 | 445 | 187.46 | 632.46 | MASON-I Brick / Stone work p12 /29 | 904.05
2. | BOND STONE sl.57 p18 | CUM. | Thattaparai | 18 | 642 | 187.46 | 829.46 | MASON-II Brick / Stone work p14/72 | 844.2
3. | HARD BROKEN STONE JELLY 3mm To 10mm p-18 | CUM. | Thattaparai | 18 | 744.33 | 187.46 | 931.79 | MAZDOOR-I p14/74 | 590.1
4. | HARD BROKEN STONE JELLY 10mm | CUM. | Thattaparai | 18 | 977 | 187.46 | 1164.46 | MAZDOOR-II p15/101 | 484.05
5. | HARD BROKEN STONE JELLY 12mm | CUM. | Thattaparai | 18 | 1329 | 187.46 | 1516.46 | PAINTER-I p12/36 | 722.4
6. | HARD BROKEN STONE JELLY 20mm | CUM. | Thattaparai | 18 | 1432 | 187.46 | 1619.46 | PAINTER-II p14/78 | 699.3
7. | HARD BROKEN STONE JELLY 40mm | CUM. | Thattaparai | 18 | 1029 | 187.46 | 1216.46 | PLUMBER-I p12/38 | 784.35
8. | SAND FOR MORTAR sl.100 p20 | CUM. | Vadakku Ilandankulam | 78 | 1280 | 662.72 | 1942.72 | PLUMBER-II p14/79 | 760.2
9. | SAND FOR FILLING | CUM. | Vadakku Ilandankulam | 78 | 1280 | 662.72 | 1942.72 | FITTER-I p12/18 | 798
10. | Kiln Burnt Country Bricks SIZE 22x11x7Cm p-16 it-5a | 1000nos. | Mukkani | 21 | 5570 | 181.2 | 5751.2 | FITTER-II p13/68 | 775.95
11. | BRICK JELLY 40mmGAUGE p-17 it-17 a | CUM | Mukkani | 21 | 688 | 147.54 | 835.54 | CARPENTER-I p12/16 | 884.1
12. | BRICK JELLY 20mmGAUGE | CUM | Mukkani | 21 | 767 | 147.54 | 914.54 | CARPENTER-II p13/64 | 844.2
13. | MACHINE PRESSED TILES 23x 23x 2 Cm p-17 It-20 | 1000nos. | Local | 0 | 16106 | 0 | 16106 | STONE CUTTER-I p12/41 | 694.05
14. | SLACKED SHELL LIME sl.106 p20 | CUM. | Local |  | 1322 |  | 1322 | STONE CUTTER-II p14/83 | 668.85
15. | SLACKED &SREENED LIME STONE sl107/67 | CUM. | Local | 17 | 974 | 122.25 | 1096.25 | FLOOR POLISHER p12/20 | 696.15
16. | C.W SCANTLING UPTO 4M LONG p-21 it-127 | CUM. | Local | 0 | 34300 | 0 | 34300 | Mortar mix charges manual sl.165(Ann3 p-34) | 105
17. | C.W. PLANK UPTO 40mmTHICK UPTO 30 Cm WIDTH | CUM. | Local | 0 | 39400 | 0 | 39400 | Vibrat-charges(R.C.C) sl.103/2 p30 | 85.37
18. | T.W SCANTLING 2M TO 3M LONG 112/73 p-21 | CUM. | Local | 0 | 111600 | 0 | 111600 | Vibrat-charges(P.C.C) sl.102 | 63.21
19. | T.W.SCANTLING BELOW 2M LONG 113/74 p-21 | CUM. | Local | 0 | 99400 | 0 | 99400 | Sand filling charges sl.75 p-28 | 30.98
20. | T.W.PLANKS 15TO30cm WIDTH & 12to25mm Thick it-119 p-21 | CUM. | Local | 0 | 95000 | 0 | 95000 | Earth filling charges sl.76 p-28 | 35.28
21. | Country BricksKiln Burnt of SIZE 22x11x5Cm (7c)p-16 | 1000nos. | Mukkani | 21 | 4195 | 181.2 | 4376.2 | E.W. 61/62 p-27 | 101.43
22. | MOSAIC TILES GRAY 25X25X2cm.it-30 p-17 | 1000nos. | Local |  | 11790 |  | 11790 | L.C.T.W.Door- 144/2 p-32 | 1391.25
23. | CEMENT (supply at site) | M.T | Local | 0 | 5960 | 0 | 5960 | L.C.marine doors-145/3 p-32 | 1160.25
24. | R.T.S. / M.S upto 16mm | M.T | Local | 0 | 51750 | 0 | 51750 | TW glazed window 149/8 p-33 | 1300.95
25. | M.S./ R.T.S above 16mm | M.T | Local | 0 | 51750 | 0 | 51750 | Wrought&putup 143/1 p-32 | 12390
26. | Country BricksKiln Burnt SIZE 22x11x5Cm | 1000nos. | Mukkani | 21 | 4195 | 181.2 | 4376.2 | Ventilator 153/14 p-33 | 1086.75
27. | HBSJ 11.2mm IRC metal (High W ay SR16-17) | CUM. | Thattaparai | 18 | 924 | 187.46 | 1111.46 | Meter- Cupboard Weldmesh 158/23 p-34 | 971.25
28. | HBSJ 37.5mm to 26.5mm IRC metal | CUM. | Thattaparai | 18 | 1041.5 | 187.46 | 1228.96 | E.W (SDR) 62/67 p-27 | 151.1
29. | HBSJ 63mm to 45mm IRC metal | CUM. | Thattaparai | 18 | 880.25 | 187.46 | 1067.71 | FITTER-II (Pipe & Bar Bend) 69/20a p-14 | 760.2
30. | Gravel p20 92/57 | CUM. | Ottapidaram | 40 | 216.3 | 370.5 | 586.8 | FITTER-I (Pipe & Bar Bend) 19/20 p-12 | 784.35
31 | Well Gravel p20 It93/57a | CUM. | Ottapidaram | 40 | 161.7 | 370.5 | 532.2 | E.W loose soil p-26 SS20B/55/50 | 67.73
| Chamber Burnt Bricks of size 23x11.2x7Cm p16/4b | 1000nos. | Pudukottai | 10 | 6435 | 156.4 | 6591.4 | LIFT CHARGES FOR B.W IN G.F * it-94 p-29 | 71.4
| Chamber Burnt Bricks of size 23x11.4x7.5Cmp16 /3a | 1000nos. | Pudukottai | 10 | 6630 | 156.4 | 6786.4 | LIFT CHARGES FOR B.W IN F.F * | 144.06
| Stone dust p20 96-58a | Cum | Thattaparai | 18 | 122.5 | 128.8 | 251.3 | LIFT CHARGES FOR B.W IN S.F * | 144.06
| 6mmto 10mm HBG metal p-19 it-83+84/2 | Cum | Thattaparai | 18 | 819 | 187.46 | 1006.46 | LIFT CHARGES FOR CONCRETE IN G.F *it-92 p-29 | 108.47
| Fly Ash Bricks it-3A/8a p-16 |  | Pudukottai | 10 | 6435 | 156.4 | 6591.4 | LIFT CHARGES FOR CONCRETE IN F.F *
| Crushed Stone SAND FOR MORTAR sl.98/58C p20 | CUM. |  | 78 | 1280 | 662.72 | 1942.72 | LIFT CHARGES FOR CONCRETE IN S.F * | 213.68
| Crushed Stone SAND FOR FILLING | CUM. |  | 78 | 1280 | 662.72 | 1942.72 |  | 0
| - | - | - | - | - | - | - | - | -
CERTIFIED THAT THE LEAD PARTICULARS FURNISHED HERE ARE FOUND CORRECT UPTO BEST OF MY KNOWLEDGE
| JE / AE | AEE |  |  |  | EE

## abs (hidden)
TAMILNADU POLICE HOUSING CORPORATION LIMITED TIRUNELVELI DIVISION
Name of Work : Providing Additional works for Chamber and Plumbing works to the Second floor in existing building of District Police Office at Thoothukudi in Thoothukudi District .
ABSTRACT ESTIMATE
Sl.No | Qty | Description of work | Rate | Per | Amount
1 | 1.9 | Dismantling and clearing stacking away the materials for the following items.B.W in CM under 3m height. | 233 | Cum | 442.7
PWD SR P-21/2021-22
2 | 19.7 | Earth work excavation for Open Foundation Excluding Refilling. A)0 to 2 mt | 101.43 | Cum | 1998.171 | 20.9
3 | 5.3 | Supplying & filling with sand in layer 150mm | 1973.7 | Cum | 10460.61 | 5.3
4 | 1.6 | S & F 40mm gauage HBS jelly etc… | 1251.74 | Cum | 2002.784
5 | 1.2 | S & F 20mm gauage HBS jelly etc… | 1654.74 | Cum | 1985.688
6 | 7.1 | P.C.C 1:5:10 using 40mm Jelly in foundation | 4667.65 | Cum | 33140.315 | 7.1
7 | 1.9 | PCC 1:2:4 Using 20mm gauage in F& B | 6188.97 | Cum | 11759.043
8 | 0.5 | Standardised concrete Mix M30 Grade Concrete F & B | 8118.78 | Cum | 4059.39
9 | 23.003 | Brick work C.M 1:5 in foundation and basement | 6623.28 | Cum | 152355.3098
10 | 0.9 | Brick partition wall in cm 1:4using country bricks 110mm tk | 830.77 | Sqm | 747.693
11 | 3.1 | Filling with excavted earth etc… | 35.28 | Cum | 109.368
12 | 9 | 40mm tk Precast Slab for Inlet & Outlet chamber and manhole cover | 1508.98 | Sqm | 13580.82
13 | 2.4 | Providing formwork & Centering a.For Column footings,plinth beam,Grade beam,Raftbeam,Raft slab etcb)Plain Surfaces such as roof Slab,etc | 772.13 | Sqm | 1853.112
| 1.8 | b)Plain Surfaces such as roof Slab,etc | 866.09 | Sqm | 1558.962
14 | 122.6 | Plastering with C.M 1:5,12mm tk | 235.4 | Sqm | 28860.04
15 | 23.2 | Floor plastering cm 1:4,20mm tk | 476.05 | Sqm | 11044.36
16 | 91.8 | Plastering with cm 1:4,12mm tk | 241.4 | Cum | 22160.52
17 | 2.807e+13 | Supplying & fabricating placing in portion in MS/ RTS | 79705.3 | MT | 2.2374e+18
18 | 1 | Stoneware Tee 100mm | 129.8 | Each | 129.8
19 | 4 | Supply and Laying Loose jointing S.W pipe 100 mm dia | 228.42 | Rmt | 913.68
20 | 3.6 | Ellis Pattern | 410.35 | Sqm | 1477.26 | 4
21 | 0.4 | P.C.C 1:8:16 , Broken Brick jally | 4106.26 | Cum | 1642.504
22 | 1 | Supplying & fixing 110mm dia PVC SWR pipe for ventilating shaft of 3M length with cowl | 450.1 | Each | 450.1
23 | 15.5 | Supplying & Laying The Following dia Sn8 Pipe upvc non pressure | 451.9 | Rmt | 7004.45
24 | 2.807e+13 | Applying One Coat Of anticorrossive Treatment for Steel reinforcement | 4486.75 | MT | 1.2595e+17
25 |  | Supplying and fixing of the following dia UPVC Pipes
| 21 | a. 40mm dia UPVC Pipe | 127.4 | Rmt | 2675.4
PWD SR P-106/2021-22
| 25 | b. 32mm dia UPVC Pipe | 114.8 | Rmt | 2870
PWD SR P-106/2021-22
| 16 | c. 25mm dia UPVC Pipe | 84.6 | Rmt | 1353.6
PWD SR P-105/2021-22
26 | 36 | Supplying and fixing of 110mm dia PVC Pipe. | 290.4 | Rmt | 10454.4
PWD SR P-99/2021-22
27 | 25 | Supplying and fixing of 3 core 4 sqmm Submersible Flat type copper cable. | 186 | Rmt | 4650
TWAD SR P-116/2021-22
28 |  | Supplying and fixing of the dia UPVC Specials.
| 7 | a. 40mm dia UPVC Elbow | 55.7 | Nos | 389.9
PWD SR P-107/2021-22
| 1 | b. 40mm dia UPVC Tee | 72 | Nos | 72
PWD SR P-107/2021-22
| 1 | c. 40mm dia UPVC union | 126.3 | Nos | 126.3
PWD SR P-108/2021-22
| 1 | d. 32mm dia UPVC Tee | 54.3 | Nos | 54.3
PWD SR P-108/2021-22
| 1 | e. 32x25mm dia Reducer Tee | 61.7 | Nos | 61.7
PWD SR P-109/2021-22
| 5 | f. 32mm dia UPVC Coupler | 39.7 | Nos | 198.5
PWD SR P-108/2021-22
| 4 | g. 25mm dia UPVC Elbow | 27.8 | Nos | 111.2
PWD SR P-107/2021-22
| 2 | h. 25mm dia UPVC Coupler | 31.2 | Nos | 62.4
PWD SR P-108/2021-22
29 | 24.4 | Earth work excavation for Open Foundation Excluding Refilling for Drain A)0 to 2 mt | 126.79 | Cum | 3093.676 | 24.4
|  | Sub Total - I |  |  | 2.3633e+18 |  |  | 7708526650
|  | CGST @ 6 % |  |  | 1.418e+17
|  | SGST @ 6 % |  |  | 1.418e+17
|  | Sub Total - II |  |  | 2.6469e+18
|  | Labour welfare fund @ 1 % |  |  | 26469073490985032
|  | Supervision charges @ 7.5 % |  |  | 1.9852e+17 |  | 1.9852e+12
|  | Sub Total - III |  |  | 2.8719e+18
|  |  |  | Say | 2.76 Lakhs

## Scheme pudur Exp., (hidden)
TAMIL NADU POLICE HOUSING CORPORATION LIMITED, TIRUNELVELI DIVISION
SCHEME EXPENDITURE DETAILS
Name of Scheme: |  |  | Construction of Second Floor in existing District Police Office (DPO) Building at Thoothukudi District.
Sl. No. | Date | Vr / JV.No. | Name of Work | Expr. for Main work | Main work labour welfare fund | Expr. for Contingencies | Expr. for P.S Charges | Expr. for Payment to Other Dept | Expr. for Development Works | Dev work @ Labour welfare fund | Total | 156576
1 | 2 | 3 | 4 | 5 | 6 | 7 | 8 | 9 | 10 | 11 | 12
1 | 20.06.2016 | JV.No.366 | Petty bill |  |  | 242 |  |  |  |  | 242
2 | 16.11.2016 | JV.No.1214 | Petty bill |  |  | 5000 |  |  |  |  | 5000
3 | 07.12.2016 | JV.No.1300 | NMR Salary |  |  |  | 16244 |  |  |  | 16244
4 | 08.12.2016 | JV.No.1302 | NMR Salary |  |  |  | 15626 |  |  |  | 15626
5 | 21.12.2016 | JV.No.1374 | Main work | 1711324 | [6 empty] | 1711324
6 | 21.12.2016 | JV.No.1375 | welfare fund |  | 17113 | [5 empty] | 17113
7 | 23.12.2016 | JV.No.1413 | Petty bill |  |  | 1158 |  |  |  |  | 1158
8 | 23.12.2016 | JV.No.1414 | Petty bill |  |  | 2000 |  |  |  |  | 2000
9 | 07.02.2017 | JV.No.1569 | Temporary Advance |  |  | 16244 |  |  |  |  | 16244
10 | 16.02.2017 | JV.No.1745 | Petty bill |  |  | 2586 |  |  |  |  | 2586
11 | 16.02.2017 | JV.No.1746 | NMR Salary |  |  |  | 12500 |  |  |  | 12500
12 | 20.02.2017 | JV.No.1644 | NMR Salary |  |  |  | 15643 |  |  |  | 15643
13 | 08.03.2017 | JV.No.1721 | NMR Salary |  |  |  | 16244 |  |  |  | 16244
14 | 27.03.2017 | JV.No.2007 | Petty bill |  |  | 629 |  |  |  |  | 629
15 | 27.03.2017 | JV.No.1855 | Main work | 606677 | [6 empty] | 606677
16 | 27.03.2017 | JV.No.1856 | welfare fund |  | 6067 | [5 empty] | 6067 | 2445297
17 | 31.07.2018 | JV.No.375 | Main work | [7 empty] | 0
18 | 31.07.2018 | JV.No.376 | Main work | [7 empty] | 0
19 | 11.04.2017 | JV.No.64 | NMR Salary |  |  |  | 15041 |  |  |  | 15041
20 | 04.05.2017 | JV.No.161 | NMR Salary |  |  |  | 15642 |  |  |  | 15642
21 | 31.05.2017 | JV.No.393 | Testing charges |  |  | 19320 |  |  |  |  | 19320
22 | 07.06.2017 | JV.No.420 | Petty bill |  |  | 1960 |  |  |  |  | 1960
23 | 12.06.2017 | JV.No.382 | NMR Salary |  |  |  | 15642 |  |  |  | 15642
24 | 04.07.2017 | JV.No.614 | NMR Salary |  |  |  | 8300 |  |  |  | 8300
25 | 19.07.2017 | JV.No.741 | Petty bill |  |  | 1540 |  |  |  |  | 1540
26 | 19.07.2017 | JV.No.743 | Petty bill |  |  | 266 |  |  |  |  | 266 | 2501522
27 | 31.07.2017 | JV.No.731 | Main work | 3007924 | [6 empty] | 3007924
28 | 31.07.2017 | JV.No.732 | welfare fund |  | 30079 | [5 empty] | 30079
29 | 21.09.2017 | JV.No.1188 | Petty bill |  |  | 1220 |  |  |  |  | 1220
30 | 03.11.2017 | JV.No.1260 | Main work | 366721 | [6 empty] | 366721
31 | 03.11.2017 | JV.No.1261 | welfare fund |  | 3667 | [5 empty] | 3667
32 | 30.01.2018 | JV.No.1922 | NMR Salary |  |  |  | 27412 |  |  |  | 27412
33 | 07.02.2018 | JV.No.1970 | Petty bill |  |  | 2940 |  |  |  |  | 2940
34 | 28.02.2018 | JV.No.2092 | NMR Salary |  |  |  | 27410 |  |  |  | 27410
35 | 19.03.2018 | JV.No.1844 | Main work | 935310 | [6 empty] | 935310
36 | 19.03.2018 | JV.No.1845 | welfare fund |  | 9353 | [5 empty] | 9353
37 | 28.03.2018 | JV.No.2278 | NMR Salary |  |  |  | 24760 |  |  |  | 24760
38 | 30.04.2018 | JV.No.99 | NMR Salary |  |  |  | 23228 |  |  |  | 23228
39 | 15.05.2018 | JV.No.195 | Petty bill |  |  | 3040 |  |  |  |  | 3040
40 | 21.06.2018 | JV.No.254 | Main work | 989054 | [6 empty] | 989054
41 | 21.06.2018 | JV.No.255 | welfare fund |  | 9891 | [5 empty] | 9891
42 | 04.07.2018 | JV.No.471 | Labour Registration |  |  | 500 |  |  |  |  | 500
43 | 24.08.2018 | JV.No.433 | Wall Panelling | [5 empty] | 566720 |  | 566720
44 | 24.08.2018 | JV.No.434 | NMR Salary | [6 empty] | 5667 | 5667 |  | 566720
45 | 19.09.2018 | JV.No.831 | Water Test charges |  |  | 2000 |  |  |  |  | 2000 |  | .
46 | 20.09.2018 | JV.No.857 | Labour Registration |  |  | 2500 |  |  |  |  | 2500
47 | 22.10.2018 | JV.No.626 | welfare fund | [6 empty] | 2460 | 2460
48 | 22.10.2018 | JV.No.627 | Cupboard arrangement | [5 empty] | 246008 |  | 246008 | 1827840
49 | 25.10.2018 | JV.No.652 | Jungle Clearance |  |  | 4928 |  |  |  |  | 4928 | 140165
50 | 25.10.2018 | JV.No.653 | Removal of Water Tank |  |  | 4800 |  |  |  |  | 4800 | 246008
51 | 25.10.2018 | JV.No.654 | Removal of Water Tank |  |  | 4800 |  |  |  |  | 4800 | 386173
52 | 25.10.2018 | JV.No.655 | Removal of Water Tank |  |  | 4800 |  |  |  |  | 4800
53 | 31.10.2018 | JV.No.723 | Main work | 2022788 | [6 empty] | 2022788
54 | 31.10.2018 | JV.No.724 | welfare fund |  | 20228 | [5 empty] | 20228
55 | 16.11.2018 | JV.No.806 | Cupboard arrangement | [5 empty] | 140165 |  | 140165
56 | 19.11.2018 | JV.No.807 | welfare fund | [6 empty] | 1402 | 1402
57 | 30.11.2018 | JV.No.1216 | Petty bill |  |  | 550 |  |  |  |  | 550
58 | 30.11.2018 | JV.No.867 | False ceiling | [5 empty] | 735869 |  | 735869 | 735869
59 | 30.11.2018 | JV.No.868 | welfare fund | [6 empty] | 7359 | 7359 | 387870
60 | 30.11.2018 | JV.No.887 | Main work | 852502 | [6 empty] | 852502 | 1123739
61 | 30.11.2018 | JV.No.888 | welfare fund |  | 8525 | [5 empty] | 8525
62 | 21.12.2018 | JV.No.968 | UG cable | [5 empty] | 135150 |  | 135150 | 135150
63 | 21.12.2018 | JV.No.969 | welfare fund | [6 empty] | 1352 | 1352 | 134368
64 | 28.12.2018 | JV.No.980 | Additional Amenities | [5 empty] | 224078 |  | 224078 | 59606
65 | 28.12.2018 | JV.No.981 | welfare fund | [6 empty] | 2241 | 2241 | 329124
66 | 29.01.2019 | JV.No.1093 | Additional Amenities | [5 empty] | 163012 |  | 163012 | 224078
67 | 29.01.2019 | JV.No.1094 | welfare fund | [6 empty] | 1630 | 1630 | 163012
68 | 31.01.2019 | JV.No.1161 | False ceiling | [5 empty] | 387870 |  | 387870 | 285045
69 | 31.01.2019 | JV.No.1162 | welfare fund | [6 empty] | 3879 | 3879 | 11460
70 | 15.03.2019 | JV.No.1407 | UG cable | [5 empty] | 134368 |  | 134368 | 33887
71 | 15.03.2019 | JV.No.1408 | welfare fund | [6 empty] | 1344 | 1344 | 717482
72 | 22.03.2019 | JV.No.1854 | EB Charges |  |  |  |  | 59 |  |  | 59
73 | 22.03.2019 | JV.No.1855 | EB Charges |  |  |  |  | 11089 |  |  | 11089
74 | 29.03.2019 | JV.No.1507 | Main work | 1127424 | [6 empty] | 1127424
75 | 29.03.2019 | JV.No.1508 | welfare fund |  | 11274 | [5 empty] | 11274 | 6013486
76 | 13.05.2019 | JV.No.105 | Additional Amenities | [5 empty] | 285045 |  | 285045
77 | 13.05.2019 | JV.No.106 | welfare fund | [6 empty] | 2850 | 2850
78 | 13.05.2019 | JV.No.107 | UG cable | [5 empty] | 59606 |  | 59606
79 | 13.05.2019 | JV.No.108 | welfare fund | [6 empty] | 596 | 596 | 0
80 | 28.06.2019 | JV.No.291 | Expansion Joint | [5 empty] | 107743 |  | 107743
81 | 28.06.2019 | JV.No.292 | welfare fund | [6 empty] | 1077 | 1077
82 | 28.06.2019 | JV.No.293 | Stainless steel | [5 empty] | 79228 |  | 79228
83 | 28.06.2019 | JV.No.294 | welfare fund | [6 empty] | 792 | 792
84 | 28.06.2019 | JV.No.295 | Speaker and LCD | [5 empty] | 155865 |  | 155865
85 | 28.06.2019 | JV.No.296 | welfare fund | [6 empty] | 1559 | 1559
86 | 22.07.2019 | JV.No.380 | Additional Amenities | [5 empty] | 11460 |  | 11460
87 | 22.07.2019 | JV.No.381 | welfare fund | [6 empty] | 115 | 115
88 | 27.08.2019 | JV.No.501 | Additional Amenities | [5 empty] | 33887 |  | 33887
89 | 27.08.2019 | JV.No.502 | welfare fund | [6 empty] | 339 | 339
90 | 23.09.2019 | JV.No.611 | Numbering and Lettering | [5 empty] | 17855 |  | 17855
91 | 23.09.2019 | JV.No.612 | welfare fund | [6 empty] | 179 | 179
92 | 30.09.2019 | JV.No.632 | Panel board | [5 empty] | 244168 |  | 244168
93 | 30.09.2019 | JV.No.633 | welfare fund | [6 empty] | 2442 | 2442
94 | 30.09.2019 | JV.No.661 | Petty bill |  |  | 4950 |  |  |  |  | 4950
95 | 30.09.2019 | JV.No.662 | Petty bill |  |  | 4950 |  |  |  |  | 4950 | 134368
96 | 30.09.2019 | JV.No.663 | Petty bill |  |  | 4950 |  |  |  |  | 4950 | 139318
97 | 28.01.2022 | JV.No.892 | Sump Arrangements | [5 empty] | 163944 |  | 163944 | 175218
98 | 28.01.2022 | JV.No.893 | welfare fund | [6 empty] | 1639 | 1639
99 | 26.05.2022 | JV.No.132 | EWS Arrangemens | [5 empty] | 145670 |  | 145670 | #REF!
100 | 26.05.2022 | JV.No.133 | welfare fund | [6 empty] | 1457 | 1457 | 163944
|  |  | Total | 11619724 | 116197 | 97873 | 233692 | 11148 | 4037711 | 40379 | 16156724 | 16156724
|  |  | Supervision charges @ 7.5% | 871479 |  |  |  |  | 302828 |  | 1174307 | 1174307
|  |  | Total | 12491203 | 116197 | 97873 | 233692 | 11148 | 4340539 | 40379 | 17331031 | 17331031
17331031
|  |  |  | 871479.3 |  | 156576 | 16009597 |  | 302828.325 |  |  | 0
[7 empty] | 1161\3382 |  |  | 158052
[5 empty] | 331565 |  | 17172979 |  | 16156724 |  |  | 505.575
147127
1174307
JE(i/c) |  |  |  | AEE DA |  |  |  | EXECUTIVE ENGINEER, TNPHC LTD., TIRUNELVELI DIVISION.
15328969
14220354

## STORM WATER DETAIL (hidden)
TAMILNADU POLICE HOUSING CORPORATION LIMITED TIRUNELVELI DIVISION
STORM WATER DRAIN DETAILED
Item | Description of works | Nos |  |  | Measurements |  |  | Total Qty
No |  |  |  |  | L | B | D / H
1 | Earth work excavation and depositing on bank with initial lead of 10 m and initial lift of 2 mts in all classes of soil and sub soils etc complete
a. 0 to 2m depth
| Storm water drain | 1 | x | 1 | 87.22 | 1 | 0.6 | 52.33
[7 empty] | TOTAL | 52.4 | m3
2 | Supplying and filling of Sand filling
| Storm water drain | 1 | x | 1 | 87.22 | 1 | 0.1 | 8.72
[7 empty] | TOTAL | 8.8 | m3
3 | Plain cement concrete 1:5:10 mix using 40 mm HBG metal for foundation including all cost and conveyance of materials and all labour charges etc ., complete .
| Storm water drain | 1 | x | 1 | 87.22 | 1 | 0.15 | 13.08
[7 empty] | TOTAL | 13.1 | m3
4 | B.W in CM1:5 for foundation and basement
| Storm water drain | 1 | x | 2 | 87.22 | 0.23 | 1 | 40.12
[7 empty] | TOTAL | 40.2 | m3
5 | Plastering with c.m 1: 5 , 12 mm thick including all cost and conveyance of materials and all labour charges etc., complete
| Outer and Top | 1 | x | 2 | 87.22 | - | 1.23 | 214.56
[7 empty] | TOTAL | 214.6 | m2
6 | Plastering in CM 1:4 - 12mm Tk
| Inner | 1 | x | 2 | 87.22 | - | 1 | 174.44
[7 empty] | TOTAL | 174.5 | m2
7 | Plastering with c.m 1: 4 , 20 mm thick including all cost and conveyance of materials and all labour charges etc., complete
| Bottom | 1 | x | 2 | 87.22 | 0.6 | - | 104.66
[7 empty] | TOTAL | 104.7 | m2

## Dpo Sump Bill (hidden)
Sl.No. | Description of Work | Nos. |  | L | B | D | Contents
1 | Earth work excavation for Open Foundation Excluding Refilling.
a) 0 to 2m depth
| For sump | 1 | 1

## Sheet4 (hidden)
April 2016 to March 2017 | 2445297 | 2445297
April 2017 to March 2018 | 4514507
April 2018 to March 2019 | 7598985
April 2019 to March 2020 | 1019656
April 2020 to March 2021 | 0
April 2021 to March 2022 | 165583
April 2022 to May 2022 | 147127
| 15891155 | 16156724
1191836.625
17082991.625

## Sheet1 (2) (hidden)
FORM W.C.79
(See Para 350)
STATEMENT OF FINANCAL STOCK TAKING
NAME OF WORK | : | Construction of Second floor in existing building of District Building Police Office at Thoothukudi in Thoothukudi District.
NAME OF ACCOUNT | :
PERIOD | : | AS ON 13.06.2022
s
Amount adminstratively sanctioned |  | Technical Sanctions |  | Expenditure to end of previous year | During the Year |  | Total (5+6) | Estimated futher expenditure to complete the project in all respects | Total Probable cost of the project (4+7+8) | probable savings (amount and percentage | Probable Excess (amount and percentage | Percentage of Expenditure so for incurred to total | Percentage of work done compared with the total volume | Remarks
|  | So for accorded | To be accorded |  | booked so for | Anticipated expenditure
1 |  | 2 | 3 | 4 | 5 | 6 | 7 | 8 | 9 | 10 | 11 | 12 | 13 | 14
I. BUILDING WORK.
Main Work |  | So for accorded 2: 131.63; booked so for 5: 116.18; Anticipated expenditure 7: 116.18
TOTAL |  | So for accorded 2: 131.63; Anticipated expenditure 7: 116.18
TOTAL 'A' |  | So for accorded 2: 131.63; booked so for 5: 116.18; Anticipated expenditure 6: 0; Anticipated expenditure 7: 116.18
II.DEVELOPMENT WORK.
Provision for External Electrical arrangements |  | So for accorded 2: 1.17; booked so for 5: 0; Anticipated expenditure 7: 0
Provision for External water supply arrangement |  | So for accorded 2: 1; booked so for 5: 1.46; Anticipated expenditure 7: 1.46
Provision for Cupboard arrangements. |  | So for accorded 2: 1; booked so for 5: 3.86; Anticipated expenditure 7: 3.86
Provision for False ceiling,wall pannel and AC arrangements. |  | So for accorded 2: 3.3; booked so for 5: 11.24; Anticipated expenditure 7: 11.24
Provision for Numbering and lettering. |  | So for accorded 2: 0.3; booked so for 5: 0.18; Anticipated expenditure 7: 0.18
Provision for Wall panneling. |  | So for accorded 2: 6; booked so for 5: 5.67; Anticipated expenditure 7: 5.67
Provision for vechicle shed |  | Anticipated expenditure 7: 0
Provision for Aluminium Door. |  | So for accorded 2: 0.3; booked so for 5: 0; Anticipated expenditure 7: 0
0
Provision for UG cable |  | So for accorded 2: 0; booked so for 5: 3.29; Anticipated expenditure 7: 3.29
Provision for Additional amenities. |  | So for accorded 2: 0; booked so for 5: 7.17; Anticipated expenditure 7: 7.17
Provision for Expansion Pad |  | So for accorded 2: 0; booked so for 5: 1.08; Anticipated expenditure 7: 1.08
Provision for Stainless steel |  | So for accorded 2: 0; booked so for 5: 0.79; Anticipated expenditure 7: 0.79
Provision for Speaker and LCD Projector |  | So for accorded 2: 0; booked so for 5: 1.56; Anticipated expenditure 7: 1.56
Provision for Panel board |  | So for accorded 2: 0; booked so for 5: 2.44; Anticipated expenditure 7: 2.44
Provision for Sump |  | So for accorded 2: 0; booked so for 5: 1.64; Anticipated expenditure 7: 1.64
Provision for Additional works |  | So for accorded 2: 0; booked so for 5: 0; Anticipated expenditure 6: 2.27; Anticipated expenditure 7: 2.27
TOTAL B |  | So for accorded 2: 13.07; booked so for 5: 40.38; Anticipated expenditure 6: 2.27; Anticipated expenditure 7: 42.65
SUB TOTAL (A+B) |  | So for accorded 2: 144.7; booked so for 5: 156.56; Anticipated expenditure 6: 2.27; Anticipated expenditure 7: 158.83
Provision for CGST @ 6% |  | booked so for 5: 0; Anticipated expenditure 6: 0.136; Anticipated expenditure 7: 0.136
Provision for STGST @ 6% |  | booked so for 5: 0; Anticipated expenditure 6: 0.136; Anticipated expenditure 7: 0.136
Total C |  | So for accorded 2: 144.7; booked so for 5: 156.56; Anticipated expenditure 6: 2.542; Anticipated expenditure 7: 159.102
Labour welfare fund @1% |  | So for accorded 2: 1.447; booked so for 5: 1.57; Anticipated expenditure 6: 0.03; Anticipated expenditure 7: 1.6
Petty Supervision Charges &contingencies @ 2.5 % |  | So for accorded 2: 0; booked so for 5: 3.32; Anticipated expenditure 7: 3.32
Supervision charges at 7.5% |  | So for accorded 2: 10.8525; booked so for 5: 11.74; Anticipated expenditure 6: 0.19; Anticipated expenditure 7: 11.93
Total D |  | So for accorded 2: 12.2995; booked so for 5: 16.63; Anticipated expenditure 6: 0.22; Anticipated expenditure 7: 16.85
Provision for advertisement Charges |  | So for accorded 2: 0.5; booked so for 5: 0; Anticipated expenditure 6: 0; Anticipated expenditure 7: 0
Provision for EB Deposit for service connections |  | So for accorded 2: 1; booked so for 5: 0.11; Anticipated expenditure 6: 0; Anticipated expenditure 7: 0.11
Provision for Local body Payment |  | So for accorded 2: 1; booked so for 5: 0; Anticipated expenditure 6: 0; Anticipated expenditure 7: 0
Stuctural Design charges |  | So for accorded 2: 0.5; booked so for 5: 0; Anticipated expenditure 6: 0; Anticipated expenditure 7: 0
Total E |  | So for accorded 2: 3; booked so for 5: 0.11; Anticipated expenditure 6: 0; Anticipated expenditure 7: 0.11
TOTAL (A+B+C+D+E) |  | So for accorded 2: 159.9995; booked so for 5: 173.3; Anticipated expenditure 6: 2.762; Anticipated expenditure 7: 176.062
FS Value |  | So for accorded 2: 170.39
Fund Diverted from Admin building at Thoothukudi AR Vide Memo No.CE/DB/1817/2018 |  | So for accorded 2: 15.24; booked so for 5: 0
TOTAL |  | So for accorded 2: 185.63; booked so for 5: 173.3; Anticipated expenditure 6: 2.762; Anticipated expenditure 7: 176.062
|  | Savings | 9.568 | 5.6154 | %

## Sheet2 (hidden)
Name of work : Special Repair works for Water Tanks of 392 Nos PC/HC Quarters at 3rd mile Thoothukudi in Thoothukudi District.
ABSTRACT ESTIMATE
SL.NO | QTY | DESCRIPTION OF WORK | RATE | PER | AMOUNT
1 | 133 | Water Tank Plastering work. (Water Proofing compound) | 1000 | No | 133000
2 | 133 | Plumbing materials.(UPVC Pipes, Elbow,Bend, MTA and FTA, Dummy) | 1000 | No | 133000
3 | 133 | Labour charges for Plumbing works.(Removing and Refitting) | 1500 | No | 199500
4 | 50 | Cement | 450 | Bag | 22500
|  |  | Total = Rs. |  | 488000

## Det
TAMILNADU POLICE HOUSING CORPORATION LIMITED TIRUNELVELI DIVISION
Name of Work : Special Repair works for Q Branch CID at Thoothukudi in Thoothukudi District .
DETAILED ESTIMATE
Sl.No. | Description of Work | Nos. |  |  | Length | Breadth | Depth | Qty
1 | Plastering with CM 1:3,12mm thick with Water proofing compound.
| Tank inner | 1 | x | 2 | 4 |  | 1 | 8
| Tank bottom | 1 | x | 2 | 1 | 1 |  | 2
10
[6 empty] | Say | 10 | Sq.mt
2 | Plastering in CM 1:5,12mm thick.
| For support wall | 1 | x | 2 | 1 |  | 1 | 2
| Outer wall | 1 | x | 2 | 4.92 |  | 1 | 9.84
| GF Inspector Inner alround | 1 | x | 1 | 14.78 |  | 0.1 | 1.478
| Hall Inner alround | 1 | x | 1 | 15.79 |  | 0.1 | 1.579
| SI Inner | 1 | x | 1 | 12.38 |  | 0.1 | 1.238
| Arms | 1 | x | 1 | 9.11 |  | 0.1 | 0.911
| Property room | 1 | x | 1 | 8.9 |  | 0.1 | 0.89
| Station writer | 1 | x | 1 | 10.35 |  | 0.1 | 1.035
| Corridor | 1 | x | 1 | 21.65 |  | 0.1 | 2.165
| Lockup men | 1 | x | 1 | 10.26 |  | 0.1 | 1.026
| Outer wall | 1 | x | 1 | 44.26 |  | 0.6 | 26.556
| Parapet outer alround | 1 | x | 1 | 44.26 |  | 0.9 | 39.834
88.552
[6 empty] | Say | 88.6 | Sq.mt
3 | Clean removal of cement plaster from walls.
| Tank inner | 1 | x | 2 | 4 |  | 1 | 8
| For support wall | 1 | x | 2 | 1 |  | 1 | 2
| Outer wall | 1 | x | 2 | 4.92 |  | 1 | 9.84
| Tank bottom | 1 | x | 2 | 1 | 1 |  | 2
| GF Inspector Inner alround | 1 | x | 1 | 14.78 |  | 0.1 | 1.478
| Hall Inner alround | 1 | x | 1 | 15.79 |  | 0.1 | 1.579
| SI Inner | 1 | x | 1 | 12.38 |  | 0.1 | 1.238
| Arms | 1 | x | 1 | 9.11 |  | 0.1 | 0.911
| Property room | 1 | x | 1 | 8.9 |  | 0.1 | 0.89
| Station writer | 1 | x | 1 | 10.35 |  | 0.1 | 1.035
| Corridor | 1 | x | 1 | 21.65 |  | 0.1 | 2.165
| Lockup men | 1 | x | 1 | 10.26 |  | 0.1 | 1.026
| Outer wall | 1 | x | 1 | 44.26 |  | 0.6 | 26.556
| Parapet outer alround | 1 | x | 1 | 44.26 |  | 0.9 | 39.834
98.552
[6 empty] | Say | 98.6 | Sq.mt
4 | Supplying and laying and Jointing the following PVC Pipes.
a. 32mm dia ASTM Pipe
| Pump set to PVC Tank | 1 | x | 1 | 30 |  |  | 30
[6 empty] | Say | 30 | Rm
b. 25mm dia ASTM Pipe
| Tank to G.F | 1 | x | 1 | 20 |  |  | 20
| Tank to F.F | 1 | x | 1 | 10 |  |  | 10
30
[6 empty] | Say | 30 | Rm
5 | Supplying and fixing of 1000 litre PVC Syntex tank
| Open terrace | 1 | x | 1 |  |  |  | 1
[6 empty] | Say | 1 | Nos
6 | White washing One coat for Old ceiling.
| GF Ceiling | 1 | x | 1 | 3.97 | 1.75 |  | 6.9475
| Inspector | 1 | x | 1 | 3.465 | 3.925 |  | 13.6001 |  | 7.391
| Reception hall | 1 | x | 1 | 3.97 | 3.925 |  | 15.5823 |  | 14.782
| SI | 1 | x | 1 | 3.465 | 2.73 |  | 9.4595
| Corridor | 1 | x | 1 | 1.34 | 4.94 |  | 6.6196
| Lock up | 1 | x | 1 | 2.4 | 2.73 |  | 6.552
| Corridor | 1 | x | 1 | 5.35 | 1.34 |  | 7.169
| Arms | 1 | x | 1 | 2.4 | 2.155 |  | 5.172
| Property room | 1 | x | 1 | 2.4 | 2.39 |  | 5.736
| Property room | 1 | x | 1 | 2.405 | 3.11 |  | 7.4795
| Beam side corridor | 2 | x | 2 | 1.34 |  | 0.3 | 1.608
| GF Mid landing | 1 | x | 1 | 2.86 | 1.085 |  | 3.1031
| GF 1st flight wall bottom | 1 | x | 1 | 4.4 | 1.2 |  | 5.28
| GF 1st flight wall bottom | 1 | x | 1 | 3.3 | 1.2 |  | 3.96
| GF Landing slab bottom | 1 | x | 1 | 2.4 | 0.41 |  | 0.984 |  | 5.7
| GF Landing beam bottom | 1 | x | 2 | 2.43 | 0.3 |  | 1.458 |  | 5.4
| S/S W1 | 1 | x | 5 | 1.95 | 0.6 |  | 5.85 |  | 3
| S/S edge | 5 | x | 2 | 0.6 | 0.625 |  | 3.75 |  | 2.29 | 4.58
| S/S W2 | 1 | x | 1 | 1.5 | 0.6 |  | 0.9
| S/S edge | 1 | x | 2 | 0.6 | 0.0625 |  | 0.075
| S/S V | 1 | x | 2 | 1.885 | 0.6 |  | 2.262
| S/S V | 2 | x | 2 | 0.6 | 0.0625 |  | 0.15 |  | 1.885 | 3.77
| First floor Rest room men | 1 | x | 1 | 3.465 | 3.925 |  | 13.6001 |  | 4.555 | 9.11
| Communication | 1 | x | 1 | 3.97 | 5.625 |  | 22.3313
| SI | 1 | x | 1 | 3.465 | 2.73 |  | 9.4595
| Corridor | 1 | x | 1 | 1.34 | 4.19 |  | 5.6146 |  | 5.175 | 10.35
| Lock up women | 1 | x | 1 | 2.4 | 2.73 |  | 6.552
| Corridor | 1 | x | 1 | 5.035 | 1.34 |  | 6.7469
| Passage | 1 | x | 1 | 2.4 | 1.34 |  | 3.216
| Toilet | 1 | x | 4 | 1.14 | 1.5 |  | 6.84
| Rest room women | 1 | x | 1 | 2.405 | 3.11 |  | 7.4795 |  | 3.085 | 6.17
| FF 1 st flight slab bottom | 1 | x | 1 | 4.4 | 1.2 |  | 5.28
| Mid landing slab | 1 | x | 1 | 2.6 | 1.2 |  | 3.12
| FF 1 st flight wall slab | 1 | x | 1 | 3.05 | 1.2 |  | 3.66
| S/S Beam | 1 | x | 2 | 2.4 |  | 0.3 | 1.44 | 2.25 | 4.5
| Corridor beam side | 2 | x | 2 | 1.34 |  | 0.3 | 1.608
| S/S bottom W | 1 | x | 8 | 1.95 | 0.6 |  | 9.36
| S/S Side | 2 | x | 8 | 0.6 | 0.0625 |  | 0.6
| W2 | 1 | x | 1 | 1.5 | 0.6 |  | 0.9
| S/S side | 1 | x | 2 | 0.6 | 0.0625 |  | 0.075
| Rear | 1 | x | 1 | 1.285 | 0.6 |  | 0.771
| S/S side | 1 | x | 2 | 0.6 | 0.0625 |  | 0.075
| Rear | 1 | x | 1 | 1.285 | 0.6 |  | 0.771
| S/S side | 1 | x | 2 | 0.6 | 0.625 |  | 0.75
| Second floor Head room slab bottom | 1 | x | 1 | 2.4 | 4.09 |  | 9.816
| Head room S/S bottom | 1 | x | 1 | 1.46 | 0.6 |  | 0.876
| S/S side | 1 | x | 1 | 0.6 | 0.0625 |  | 0.0375
| Water tank slab bottom | 1 | x | 1 | 2.735 | 1.845 |  | 5.0461
| Water tank slab side alround | 1 | x | 1 | 9.16 |  | 0.15 | 1.374
241.097
[6 empty] | Say | 241.097 | Sq.mt
7 | Painting two Coats for OBD inner Old walls.
| GF Inspector Inner | 1 | x | 1 | 14.78 |  | 3.09 | 45.6702
| Toilet wall | 1 | x | 1 | 2.32 |  | 3.09 | 7.1688
| D/f D5 | -1 | x | 2 | 0.9 |  | 2.1 | -3.78
| D5 jams | 1 | x | 1 | 5.1 |  | 0.12 | 0.612
| CB side wall | 1 | x | 2 | 0.45 |  | 2.1 | 1.89
| D/f W | -1 | x | 2 | 1.35 |  | 1.35 | -3.645
| V2 | 1 | x | 1 | 0.9 |  | 0.6 | 0.54
| Wjams | 1 | x | 2 | 5.4 |  | 0.23 | 2.484
| V2 | 1 | x | 2 | 3 |  | 0.23 | 1.38
| Hall inner | 1 | x | 1 | 15.79 |  | 3.09 | 48.7911
| D/f MD | -1 | x | 1 | 1.5 |  | 2.1 | -3.15
| D/f FG | -1 | x | 2 | 0.9 |  | 2.1 | -3.78
| D/f W | -1 | x | 1 | 1.35 |  | 1.35 | -1.8225 |  | 7.895
| Add D jams | 1 | x | 1 | 5.7 |  | 0.23 | 1.311 |  | 15.79
| Add W jams | 1 | x | 1 | 5.4 |  | 0.23 | 1.242
| Add FG | 1 | x | 2 | 6 |  | 0.23 | 2.76
| Property room | 1 | x | 1 | 4.58 |  | 3.09 | 14.1522
| D/f D1 | -1 | x | 1 | 1 |  | 2.1 | -2.1 |  | 6.195 | 12.39
| D/f V | -1 | x | 1 | 1.285 |  | 0.6 | -0.771
| Add D1 jams | 1 | x | 1 | 5.2 |  | 0.23 | 1.196
| Add V | 1 | x | 1 | 3.77 |  | 0.23 | 0.8671
| Arms | 1 | x | 1 | 9.11 |  | 3.09 | 28.1499
| D/f D1 | -1 | x | 1 | 1 |  | 2.1 | -2.1
| Add D1 jams | 1 | x | 1 | 5.2 |  | 0.23 | 1.196
| Station writer | 1 | x | 1 | 10.35 |  | 3.09 | 31.9815
| D/f D2 | -1 | x | 1 | 0.9 |  | 2.1 | -1.89
| Add D2 jams | 1 | x | 1 | 5.1 |  | 2.1 | 10.71
| D/f W | -1 | x | 1 | 1.35 |  | 1.35 | -1.8225
| Add jams | 1 | x | 1 | 5.4 |  | 0.23 | 1.242
| Toilet | 1 | x | 1 | 6.17 |  | 2.5 | 15.425
| D/f D3 | -1 | x | 1 | 0.9 |  | 2.1 | -1.89
| D/f W3 | -1 | x | 1 | 0.9 |  | 1.35 | -1.215
| Add D3 jams | 1 | x | 1 | 5.1 |  | 0.23 | 1.173
| Add w3 jams | 1 | x | 1 | 4.5 |  | 0.23 | 1.035
| SI | 1 | x | 1 | 12.39 |  | 3.09 | 38.2851
| D/f D1 | -1 | x | 1 | 1 |  | 2.1 | -2.1
| D1 jams | 1 | x | 1 | 5.2 |  | 0.23 | 1.196
| W | 1 | x | 1 | 5.4 |  | 0.23 | 1.242
| Corridor 3 sides | 1 | x | 1 | 9.72 |  | 3.09 | 30.0348
| add for jams | 1 | x | 4 | 5.2 |  | 0.23 | 4.784
| Lock up men | 1 | x | 1 | 10.26 |  | 3.09 | 31.7034
| WC wall | 1 | x | 2 | 2.32 |  | 1.35 | 6.264
| D/f D2 | -1 | x | 1 | 1 |  | 2.1 | -2.1
| D/f D4 | -1 | x | 1 | 0.75 |  | 1.35 | -1.0125
| D/f V | -1 | x | 1 | 1.29 |  | 0.6 | -0.774 |  | 5.175 | 10.35
| D2 jams | 1 | x | 1 | 5.2 |  | 0.23 | 1.196
| D4 | 1 | x | 1 | 1.35 |  | 0.12 | 0.162
| V | 1 | x | 1 | 1.28 |  | 0.12 | 0.1536
| V | 1 | x | 1 | 3.77 |  | 0.23 | 0.8671
| Passage | 1 | x | 1 | 7.48 |  | 3.09 | 23.1132
| D/f D3 | -1 | x | 2 | 0.9 |  | 2.1 | -3.78
| jams O | 1 | x | 1 | 5.1 |  | 0.23 | 1.173
| D3 | 1 | x | 1 | 5.1 |  | 0.12 | 0.612
| WC wall | 1 | x | 2 | 5.29 |  | 3.09 | 32.6922
| D/f D5 | -1 | x | 2 | 0.75 |  | 2.1 | -3.15
| V2 | 1 | x | 2 | 0.9 |  | 0.6 | 1.08
| D5 jams | 1 | x | 2 | 4.95 |  | 0.12 | 1.188
| V2 | 1 | x | 2 | 3 |  | 0.23 | 1.38
| D/f D1 | -1 | x | 1 | 1 |  | 2.1 | -2.1
| W | 1 | x | 2 | 1.35 |  | 1.35 | 3.645
| V2 | 1 | x | 1 | 0.9 |  | 0.6 | 0.54
| D1 jams | 1 | x | 1 | 5.2 |  | 0.23 | 1.196
| W | 1 | x | 2 | 5.4 |  | 0.23 | 2.484
| Communication | 1 | x | 1 | 19.52 |  | 3.09 | 60.3168
| D/f D1 | -1 | x | 1 | 1 |  | 2.1 | -2.1
| D/f W | -1 | x | 2 | 1.35 |  | 1.35 | -3.645
| D1 jams | 1 | x | 1 | 5.2 |  | 0.23 | 1.196
| W | 1 | x | 2 | 5.4 |  | 0.23 | 2.484
| SI | 1 | x | 1 | 12.39 |  | 3.09 | 38.2851
| D/f D1 | -1 | x | 1 | 1 |  | 2.1 | -2.1
| D1 jams | 1 | x | 1 | 5.2 |  | 0.23 | 1.196
| W | 1 | x | 1 | 5.4 |  | 0.23 | 1.242
| Corridor 3 sides | 1 | x | 1 | 9.72 |  | 3.09 | 30.0348
| add for jams | 1 | x | 4 | 5.2 |  | 0.23 | 4.784
| Lock up women | 1 | x | 1 | 10.26 |  | 3.09 | 31.7034
| WC wall | 1 | x | 2 | 2.32 |  | 1.35 | 6.264
| D/f D2 | -1 | x | 1 | 1 |  | 2.1 | -2.1
| D/f D4 | -1 | x | 2 | 0.75 |  | 1.35 | -2.025
| D/f V | -1 | x | 1 | 1.29 |  | 0.6 | -0.774
| D2 jams | 1 | x | 1 | 5.2 |  | 0.23 | 1.196
| D4 | 1 | x | 2 | 1.35 |  | 0.12 | 0.324
| V | 1 | x | 1 | 1.28 |  | 0.12 | 0.1536
| V | 1 | x | 1 | 3.77 |  | 0.23 | 0.8671
| Passage | 1 | x | 1 | 7.48 |  | 3.09 | 23.1132
| D/f D3 | -1 | x | 2 | 0.9 |  | 2.1 | -3.78
| jams O | 1 | x | 1 | 5.1 |  | 0.23 | 1.173
| D3 | 1 | x | 1 | 5.1 |  | 0.12 | 0.612
| WC wall | 1 | x | 2 | 5.29 |  | 3.09 | 32.6922
| D/f D5 | -1 | x | 2 | 0.75 |  | 2.1 | -3.15
| V2 | 1 | x | 2 | 0.9 |  | 0.6 | 1.08
| D5 jams | 1 | x | 2 | 4.95 |  | 0.12 | 1.188
| V2 | 1 | x | 2 | 3 |  | 0.23 | 1.38
| Toilet wall | 1 | x | 2 | 5.28 |  | 3.09 | 32.6304
| D/f D3 | -1 | x | 1 | 0.9 |  | 2.1 | -1.89
| D3 jams | 1 | x | 2 | 5.1 |  | 0.23 | 2.346
| RR W | 1 | x | 1 | 11.03 |  | 3.09 | 34.0827
| D/f W | -1 | x | 1 | 1.35 |  | 1.35 | -1.8225
| D2 | -1 | x | 1 | 1 |  | 2.1 | -2.1
| W jams | 1 | x | 1 | 5.4 |  | 0.23 | 1.242
| D2 | 1 | x | 1 | 5.2 |  | 0.23 | 1.196
| CB side wall | 2 | x | 2 | 0.45 |  | 2.1 | 3.78
| Corridor | 1 | x | 1 | 12.75 |  | 3.09 | 39.3975
| D/f D2 | -1 | x | 1 | 2.4 |  | 2.1 | -5.04
| Stair 3 sides | 1 | x | 2 | 11.02 |  | 3.09 | 68.1036
| D/f GW1 | -1 | x | 2 | 1.8 |  | 2.2 | -7.92 |  | 6.19
| jams O | 1 | X | 1 | 8 |  | 0.23 | 1.84 |  | 5.175 | 10.35
| Head room stair 4 sides | 1 | x | 1 | 12.52 |  | 3.09 | 38.6868
| D/f D2 | -1 | x | 1 | 1 |  | 2.1 | -2.1
| GW1 | 1 | x | 1 | 1.8 |  | 2.2 | 3.96 |  | 5.13 | 10.26
| D2 jams | 1 | x | 1 | 5.2 |  | 0.23 | 1.196
| GW1 | 1 | x | 1 | 8 |  | 0.23 | 1.84
| Parapet inner | 1 | x | 1 | 43.8 |  | 0.84 | 36.792
| Parapet top | 1 | x | 1 | 43.8 |  | 0.12 | 5.256
| Pillar sides | 16 | x | 2 | 0.12 |  | 0.84 | 3.2256
| Pillar top | 16 | x | 1 | 0.23 |  | 0.12 | 0.4416
| Head room parapet inner | 1 | x | 1 | 13.21 |  | 0.29 | 3.8309
| Pillar sides | 4 | x | 3 | 0.12 |  | 0.29 | 0.4176
| Parapet top | 1 | x | 1 | 13.21 |  | 0.12 | 1.5852
| Pillar top | 2 | x | 3 | 0.23 |  | 0.12 | 0.1656
| Add Staircase handrails | 1 | x | 2 | 7.75 |  | 1.65 | 25.575
871.3149
[6 empty] | Say | 871.4 | Sq.mt
8 | Painting two Coats for Emulsion paint outer Old walls.
| Building ouside | 1 | x | 1 | 44.26 |  | 8.5 | 376.21
| D/f entrance | -1 | x | 1 | 3.29 |  | 2.1 | -6.909
| D/f pump side open | -1 | x | 1 | 1.2 |  | 2.1 | -2.52
| D/f window W | -1 | x | 10 | 1.35 |  | 1.35 | -18.225
| D/f W2 | -1 | x | 2 | 1.5 |  | 1.35 | -4.05
| D/f GW1 | -1 | x | 1 | 1.8 |  | 2.2 | -3.96
| D/f FG | -1 | x | 2 | 0.6 |  | 2.1 | -2.52
| D/f V | -1 | x | 3 | 1.285 |  | 0.6 | -2.313
| D/f V2 | -1 | x | 5 | 0.9 |  | 0.6 | -2.7
| Head room | 1 | x | 1 | 7.78 |  | 3.3 | 25.674
| D/f Door | -1 | x | 1 | 0.9 |  | 2.1 | -1.89
| Staircase outer | 1 | x | 1 | 5.03 |  | 7.6 | 38.228
| Sunshade top W1 | 1 | x | 15 | 1.9 |  | 0.6 | 17.1
412.125
[6 empty] | Say | 412.2 | Sq.mt
9 | Painting one coat for Old wood work.
| Door | 1 | x | 8 | 1 | 2.6 | 2.1 | 43.68
43.68
[6 empty] | Say | 43.7 | Sq.mt
10 | Painting one coat for Old Iron works.
| Steel window W G.F & F.F | 1 | x | 13 | 1.35 |  | 1.35 | 23.6925
| W2 G.F & F.F | 1 | x | 2 | 0.9 |  | 1.35 | 2.43
| FG,C | 1 | x | 2 | 0.9 |  | 2.1 | 3.78
| R G.F & F.F | 1 | x | 3 | 1.285 |  | 0.6 | 2.313
| R2 | 1 | x | 5 | 0.9 |  | 0.6 | 2.7
| GW1 | 1 | x | 1 | 1.8 |  | 2.2 | 3.96
| GW2 | 1 | x | 1 | 1.8 |  | 1.65 | 2.97
| D2 | 1 | x | 3 | 1 |  | 2.1 | 6.3
| Ramp | 1 | x | 1 | 8.73 |  | 0.9 | 7.857
| PVC Pipe soil line 110mm | 1 | x | 1 | 30 | 3.14 | 0.11 | 10.362
| Rain water pipe | 1 | x | 1 | 34 | 3.14 | 0.11 | 11.7436
| 75mm | 1 | x | 1 | 36.5 | 3.14 | 0.075 | 8.5958
| 32mm dia | 1 | x | 2 | 30 | 3.14 | 0.032 | 6.0288
| 25mm dia | 1 | x | 1 | 134.5 | 3.14 | 0.025 | 10.5583
| PVC Water Tank | 1 | x | 1 | 3.3 | 3.14 | 1 | 10.362
| Tank top | 1 | x | 1 | 0.785 | 3.04 | 1.05 | 2.5057
116.1586
[6 empty] | Say | 116.2 | Sq.mt
11 | Supplying and fixing of 4mm thick pin headed glass.
| Rest room and corridor | 1 | x | 10 | 0.4 |  | 0.55 | 2.2
2.2
[6 empty] | Say | 2.2 | Sq.mt
12 | Supplying and fixing of short body tap Engineering polymer tap
| Rest room toilet | 1 | x | 2 |  |  |  | 2
2
[6 empty] | Say | 2 | Nos
13 | Supplying and fixing of Vitrified tiles
| Corridor F.F | 1 | x | 1 | 3 |  | 1.34 | 4.02
4.02
[6 empty] | Say | 4.1 | Sqm
14 | Floor finish and dadooing walls in cement mortar with tiles.
| Corridor F.F | 1 | x | 1 | 3 |  | 1.34 | 4.02
4.02
[6 empty] | Say | 4.1 | Sqm
15 | Supplying and fixing of Street light.
| Outer | 2 | x | 2 |  |  |  | 4
4
[6 empty] | Say | 4 | Nos
16 | Cement concrete 1:3:16 using 20mm HBGS Dummy column.
| Open Terrace | 1 | x | 2 | 0.23 | 0.3 | 1 | 0.138
0.138
[6 empty] | Say | 0.2 | Cum
17 | Form work for Small quantity and column using M.S. sheet
| Column | 1 | x | 2 | 1.06 |  | 1 | 2.12 |  | 0.53
[6 empty] | Say | 2.2 | Sqm |  | 1.06
18 | Dismantling the RCC concrete.
| Open Terrace | 1 | x | 2 | 0.23 | 0.3 | 1 | 0.138
0.138
[6 empty] | Say | 0.2 | Cum
19 | Supplying and fixing of stainless steel health faucet.
| FF toilet | 1 | x | 1 |  |  |  | 1
1
[6 empty] | Say | 1 | No
| Labour welfare fund @ 1 % | [5 empty] | L.S
| Supervision charges @ 7.5 % | [5 empty] | L.S

## abs (2)
TAMILNADU POLICE HOUSING CORPORATION LIMITED TIRUNELVELI DIVISION
Name of Work : Special Repair works for Q Branch CID at Thoothukudi in Thoothukudi District .
ABSTRACT ESTIMATE
Sl.No | Qty | Description of work | Rate | Per | Amount
1 | 10 | Plastering with CM 1:3,12mm thick with Water proofing compound. | 279.54 | Sqm | 2795.4
Data 22-23
2 | 88.6 | Plastering in CM 1:5,12mm thick. | 254.76 | Sqm | 22571.736
Data 22-23
3 | 98.6 | Clean removal of cement plaster from walls. | 7.3 | Sqm | 719.78
SOR P-25/22-23
4 |  | Supplying and laying and Jointing the following PVC Pipes. |  |  | 0
| 30 | a. 32mm dia ASTM Pipe | 249.72 | Rm | 7491.6
| 30 | b. 25mm dia ASTM Pipe | 236.42 | Rm | 7092.6
5 | 1 | Supplying and fixing of 1000 litre PVC Syntex tank | 10500 | No | 10500
Data 22-23
6 | 241.097 | White washing One coat for Old ceiling. | 22.96 | Sqm | 5535.5877
7 | 871.4 | Painting two Coats for OBD inner Old walls. | 124.87 | Sqm | 108811.718
8 | 412.2 | Painting two Coats for Emulsion paint outer Old walls. | 161.67 | Sqm | 66640.374
9 | 43.7 | Painting one coat for Old wood work. | 97.31 | Sqm | 4252.447
10 | 116.2 | Painting one coat for Old Iron works. | 89.53 | Sqm | 10403.386
11 | 2.2 | Supplying and fixing of 4mm thick pin headed glass. | 736.8 | Sqm | 1620.96
12 | 2 | Supplying and fixing of short body tap Engineering polymer tap | 241 | No | 482
13 | 4.1 | Supplying and fixing of Vitrified tiles | 1535.36 | Sqm | 6294.976
Data 22-23
14 | 4.1 | Floor finish and dadooing walls in cement mortar with tiles. | 52.5 | Sqm | 215.25
SOR P-22/22-23
15 | 4 | Supplying and fixing of Street light. | 2946.93 | No | 11787.72
16 | 0.2 | Cement concrete 1:3:16 using 20mm HBGS Dummy column. | 5813.81 | Cum | 1162.762
17 | 2.2 | Form work for Small quantity and column using M.S. sheet | 1132.49 | Sqm | 2491.478
SOR P-22/22-23
18 | 0.2 | Dismantling the RCC concrete. | 6380 | Cum | 1276
SOR P-22/22-23
18 | 1 | Supplying and fixing of stainless steel health faucet. | 1013 | No | 1013
SOR P-57/22-23
|  | Sub Total - I |  |  | 273158.7747
|  | CGST @ 9 % |  |  | 24584.2897
|  | SGST @ 9 % |  |  | 24584.2897
|  | Sub Total - II |  |  | 322327.3541
|  | Labour welfare fund @ 1 % |  |  | 3223.2735
|  | Supervision charges @ 7.5 % |  |  | 24174.5516
|  | Sub Total - III |  |  | 349725.1792
|  |  |  | Say | 3.50 Lakhs

## Lead
Tamil Nadu Police Housing Corparation Ltd.
==========================================================
PLACE:- | THOOTHUKUDI |  | 2022-2023
| - | - | - | - | - | - | - | - | -
SL.NO | DESCRIPTION OF MATERIALS | UNIT | SOURCE | Total | COST OF | LEAD | MATERIAL | LABOUR RATE
|  |  |  | Lead | MATERIAL | CHARGE | COST @ SITE
- | - | - | - | - | - | - | - | - | -
1. | ROUGH STONE sl.38 p18 | CUM. | Thattaparai | 18 | 449.4 | 192.82 | 642.22 | MASON-I Brick / Stone work p10 /37 | 994.35
2. | BOND STONE sl.57 p18 | CUM. | Thattaparai | 18 | 648.4 | 192.82 | 841.22 | MASON-II Brick / Stone work p11/37 a | 928.2
3. | HARD BROKEN STONE JELLY 3mm To 10mm p-18 | CUM. | Thattaparai | 18 | 762.33 | 192.82 | 955.15 | MAZDOOR-I p11/74 | 648.9
4. | HARD BROKEN STONE JELLY 10mm | CUM. | Thattaparai | 18 | 1001 | 192.82 | 1193.82 | MAZDOOR-II p11/39B | 532.35
5. | HARD BROKEN STONE JELLY 12mm | CUM. | Thattaparai | 18 | 1362 | 192.82 | 1554.82 | PAINTER-I p10/44 | 793.8
6. | HARD BROKEN STONE JELLY 20mm | CUM. | Thattaparai | 18 | 1467 | 192.82 | 1659.82 | PAINTER-II p14/44A | 768.6
7. | HARD BROKEN STONE JELLY 40mm | CUM. | Thattaparai | 18 | 1054 | 192.82 | 1246.82 | PLUMBER-I p10/47 | 862.05
8. | SAND FOR MORTAR sl.100 p20 | CUM. | Vadakkuilandankulam | 78 | 1312 | 681.58 | 1993.58 | PLUMBER-II p14/47A | 835.8
9. | SAND FOR FILLING | CUM. | Vadakkuilandankulam | 78 | 1312 | 681.58 | 1993.58 | FITTER-I p10/19 | 877.8
10. | Kiln Burnt Country Bricks SIZE 22x11x7Cm p-16 it-5a | 1000nos. | Mukkani | 21 | 5709 | 186.4 | 5895.4 | FITTER-II p11/19A | 852.6
11. | BRICK JELLY 40mmGAUGE p-17 it-17 a | CUM | Mukkani | 21 | 705 | 151.7 | 856.7 | CARPENTER-I p10/11 | 972.3
12. | BRICK JELLY 20mmGAUGE | CUM | Mukkani | 21 | 786 | 151.7 | 937.7 | CARPENTER-II p12/12 | 928.2
13. | MACHINE PRESSED TILES 23x 23x 2 Cm p-17 It-20 | 1000nos. | Local | 17 | 16106 | 103.005 | 16209.005 | STONE CUTTER-I p10/56 | 763.35
14. | SLACKED SHELL LIME sl.106 p20 | CUM. | Local |  | 1348 |  | 1348 | STONE CUTTER-II p11/56A | 735
15. | SLACKED &SREENED LIME STONE sl107/67 | CUM. | Local | 0 | 993 | 0 | 993 | FLOOR POLISHER p9/21 | 765.45
16. | C.W SCANTLING UPTO 4M LONG p-21 it-127 | CUM. | Local | 0 | 34300 | 0 | 34300 | Mortar mix charges manual sl.125(Ann3 p-29) | 115.5
17. | C.W. PLANK UPTO 40mmTHICK UPTO 30 Cm WIDTH | CUM. | Local | 0 | 39400 | 0 | 39400 | Vibrat-charges(R.C.C) sl.71/2 p25 | 93.87
18. | T.W SCANTLING 2M TO 3M LONG 112/73 p-21 | CUM. | Local | 0 | 111600 | 0 | 111600 | Vibrat-charges(P.C.C) sl.70 /1 P 25 | 69.51
19. | T.W.SCANTLING BELOW 2M LONG 113/74 p-21 | CUM. | Local | 0 | 99400 | 0 | 99400 | Sand filling charges sl.46 p-23 | 34.0725
20. | T.W.PLANKS 15TO30cm WIDTH & 12to25mm Thick it-119 p-21 | CUM. | Local | 0 | 95000 | 0 | 95000 | Earth filling charges sl.47 p-23 | 38.7975
21. | Country BricksKiln Burnt of SIZE 22x11x5Cm (7c)p-16 | 1000nos. | Mukkani | 21 | 4299 | 186.4 | 4485.4 | E.W. 40/62 p-22 | 111.5625
22. | MOSAIC TILES GRAY 25X25X2cm.it-30 p-17 | 1000nos. | Local |  | 11907 |  | 11907 | L.C.T.W.Door- 104/2 p-27 | 1529.85
23. | CEMENT (supply at site) | M.T | Local | 0 | 6040 | 0 | 6040 | L.C.marine doors-105/3 p-27 | 1275.75
24. | R.T.S. / M.S upto 16mm | M.T | Local | 0 | 58000 | 0 | 58000 | TW glazed window 109/8 p-27 | 1430.1
25. | M.S./ R.T.S above 16mm | M.T | Local | 0 | 58000 | 0 | 58000 | Wrought&putup 103/1 p-27 | 13629
26. | Country BricksKiln Burnt SIZE 22x11x5Cm | 1000nos. | Mukkani | 21 | 4299 | 186.4 | 4485.4 | Ventilator 107/6 p-27 | 1194.9
27. | HBSJ 11.2mm IRC metal (High W ay SR16-17) | CUM. | Thattaparai | 18 | 947 | 192.82 | 1139.82 | Meter- Cupboard Weldmesh 118/23 p-28 | 1067.85
28. | HBSJ 37.5mm to 26.5mm IRC metal | CUM. | Thattaparai | 18 | 1067 | 192.82 | 1259.82 | E.W (SDR) 41/67 p-23 | 166.11
29. | HBSJ 63mm to 45mm IRC metal | CUM. | Thattaparai | 18 | 902 | 192.82 | 1094.82 | FITTER-II (Pipe & Bar Bend) 57/20a p-11 | 835.8
30. | Gravel p20 92/57 | CUM. | Ottapidaram | 40 | 222.7 | 381 | 603.7 | FITTER-I (Pipe & Bar Bend) 16/20 p-9 | 862.05
31 | Well Gravel p20 It93/57a | CUM. | Perurani | 20 | 166.5 | 212.4 | 378.9 | E.W loose soil p-22 SS20B/38/50 | 74.4975
0
32 | Chamber Burnt Bricks of size 23x11.2x7Cm p16/4b | 1000nos. | Pudukottai | 10 | 6795 | 160.9 | 6955.9 | LIFT CHARGES FOR B.W IN G.F * it-62 p-25 | 78.54
33 | Chamber Burnt Bricks of size 23x11.4x7.5Cmp16 /3a | 1000nos. | Pudukottai | 10 | 6595 | 160.9 | 6755.9 | LIFT CHARGES FOR B.W IN F.F * | 158.445
34 | Stone dust p20 96-58a | Cum | Thattaparai | 18 | 123.7 | 132.44 | 256.14 | LIFT CHARGES FOR B.W IN S.F * | 158.445
35 | 6mmto 10mm HBG metal p-16 it-53+54/2 | Cum | Thattaparai | 18 | 839 | 192.82 | 1031.82 | LIFT CHARGES FOR CONCRETE IN G.F *it-60 p-24 | 119.28
36 | Fly Ash Bricks it-3A/8a p-16 |  | Pudukottai | 10 | 6595 | 160.9 | 6755.9 | LIFT CHARGES FOR CONCRETE IN F.F * | 234.99
37 | Crushed Stone SAND FOR MORTAR sl.98/58C p20 | CUM. | Vadakkuilandankulam | 78 | 1312 | 681.58 | 1993.58 | LIFT CHARGES FOR CONCRETE IN S.F * | 234.99
38 | Crushed Stone SAND FOR FILLING | CUM. | Vadakkuilandankulam | 78 | 1312 | 681.58 | 1993.58 |  | 0
| - | - | - | - | - | - | - | - | -
| CERTIFIED THAT THE LEAD PARTICULARS FURNISHED HERE ARE FOUND CORRECT UPTO BEST OF MY KNOWLEDGE | [6 empty] | Scrapping door, wood p26 /80 | 9.8175
[8 empty] | Scrapping Structural steel work p26/357D | 9.0825
[8 empty] | SCRAPING THE OLD PLASTER SURFACE * p26/338 | 4.2
[8 empty] | WASHING PLASTERED AREA WITH SOAP&SODA WATER *p26/77/339 | 5.25
| JE / AE | AEE |  |  |  | EE |  | Scrapping iron work p26/357 E | 8.505

## DATA (2)
TAMIL NADU POLICE HOUSING CORPORATION
======================================
PLACE:- |  | THOOTHUKUDI |  | 2022-2023
- | - | - | - | - | -
QTY |  | COST OF MATERIALS | RATE | PER | AMOUNT
- | - | - | - | - | -
| * | CEMENT MORTAR(1:1.5)
-
0.96 | M.T | CEMENT | 6040 | M.T | 5798.4
1 | CUM | SAND | 1993.58 | CUM | 1993.58
1 | CUM | MIXING OF MORTAR | 115.5 | CUM | 115.5
| L.S | SUNDRIES |  | L.S | 0
-
|  | TOTAL FOR 1 CUM |  |  | 7907.48
-
| * | CEMENT MORTAR(1:2)
-
0.72 | M.T | CEMENT | 6040 | M.T | 4348.8
1 | CUM | SAND | 1993.58 | CUM | 1993.58
1 | CUM | MIXING OF MORTAR | 115.5 | CUM | 115.5
| L.S | SUNDRIES |  | L.S | 0
-
|  | TOTAL FOR 1 CUM |  |  | 6457.88
-
| * | CEMENT MORTAR(1:3)
-
0.48 | M.T | CEMENT | 6040 | M.T | 2899.2
1 | CUM | SAND | 1993.58 | CUM | 1993.58
1 | CUM | MIXING OF MORTAR | 115.5 | CUM | 115.5
| L.S | SUNDRIES |  | L.S | 0
-
|  | TOTAL FOR 1 CUM |  |  | 5008.28
-
| * | CEMENT MORTAR(1:4)
0.36 | M.T | CEMENT | 6040 | M.T | 2174.4
1 | CUM | SAND | 1993.58 | CUM | 1993.58
1 | CUM | MIXING OF MORTAR | 115.5 | CUM | 115.5
| L.S | SUNDRIES |  | L.S | 0
-
|  | TOTAL FOR 1 CUM |  |  | 4283.48
-
| * | CEMENT MORTAR(1:5)
-
0.288 | M.T | CEMENT | 6040 | M.T | 1739.52
1 | CUM | SAND | 1993.58 | CUM | 1993.58
1 | CUM | MIXING OF MORTAR | 115.5 | CUM | 115.5
| L.S | SUNDRIES |  | L.S | 0
-
|  | TOTAL FOR 1 CUM |  |  | 3848.6
-
| * | CEMENT MORTAR(1:6)
0.24 | M.T | CEMENT | 6040 | M.T | 1449.6
1 | CUM | SAND | 1993.58 | CUM | 1993.58
1 | CUM | MIXING OF MORTAR | 115.5 | CUM | 115.5
| L.S | SUNDRIES |  | L.S | 0
-
|  | TOTAL FOR 1 CUM |  |  | 3558.68
| * | CEMENT MORTAR(1:7)
0.206 | M.T | CEMENT | 6040 | M.T | 1244.24
1 | CUM | SAND | 1993.58 | CUM | 1993.58
1 | CUM | MIXING OF MORTAR | 115.5 | CUM | 115.5
| L.S | SUNDRIES |  | L.S | 0
-
|  | TOTAL FOR 1 CUM |  |  | 3353.32
-
| * | CEMENT MORTAR(1:8)
0.18 | M.T | CEMENT | 6040 | M.T | 1087.2
1 | CUM | SAND | 1993.58 | CUM | 1993.58
1 | CUM | MIXING OF MORTAR | 115.5 | CUM | 115.5
| L.S | SUNDRIES |  | L.S | 0
-
|  | TOTAL FOR 1 CUM |  |  | 3196.28
-
1.1 |  | EARTH WORK EXCAVATION
---------------------
10 | CUM | EARTH WORK EXCAVATION IN SS20B | 111.5625 | CUM | 1115.625
10 | CUM | ADD 100% FOR NARROW CUTTING | 111.5625 | CUM | 1115.625
10 | CUM | 1/3REFILLING CHARGES | 12.9325 | CUM | 129.325
| L.S | SUNDRIES |  | L.S | 0
-
|  | TOTAL FOR 10 CUM |  |  | 2360.575
-
|  | RATE PER CUM INCLUDING REFILLING | 0 TO 2M |  | 236.0575
|  |  | 2 TO 3M |  | 246.26
33. | * | PLASTERING C.M(1:5) 12mmTHICK
-
0.14 | CUM | CEMENT MORTAR(1:5) | 3848.6 | CUM | 538.804
1.1 | NO. | MASON I | 994.35 | NO. | 1093.785
0.5 | NO. | MAZDOOR I | 648.9 | NO. | 324.45
1.1 | NO. | MAZDOOR II | 532.35 | NO. | 585.585
| L.S | SUNDRIES |  | L.S | 5
-
|  | TOTAL FOR 10 SQM |  |  | 2547.624
-
|  | RATE PER SQM |  |  | 254.7624
=
34. | * | PLASTERING C.M(1:4) 12mmTHICK
-
0.14 | CUM | CEMENT MORTAR(1:4) | 4283.48 | CUM | 599.6872
1.1 | NO. | MASON I | 994.35 | NO. | 1093.785
0.5 | NO. | MAZDOOR I | 648.9 | NO. | 324.45
1.1 | NO. | MAZDOOR II | 532.35 | NO. | 585.585
| L.S | SUNDRIES |  | L.S | 5
-
|  | TOTAL FOR 10 SQM |  |  | 2608.5072
-
|  | RATE PER SQM |  |  | 260.8507
=
28. | * | FINISHING THE TOP OF FLOORING
WITH C.M(1:4)20mm THICK
-
0.22 | CUM | CEMENT MORTAR(1:4) | 4283.48 | CUM | 942.3656
2.2 | NO | MASON I | 994.35 | NO | 2187.57
0.5 | NO | MAZDOOR I | 648.9 | NO | 324.45
3.2 | NO | MAZDOOR II | 532.35 | NO | 1703.52
| L.S | SUNDRIES |  | L.S | 5
-
|  | TOTAL FOR 10 SQM |  |  | 5162.9056
-
|  | RATE PER SQM |  |  | 516.2906
|  | S & F of Exsaust Fan 225mm dia |  |  | 2152.02
23.2 | * | Supplying and fixing 4mm thick pin
headed glass panels 450x1350
|  | - | -
0.5334 | Sqm | 4mm glass frosted | 208.8 | Sqm | 111.3739
4.24 | Rmt | 12x12mm Alu.Beedings ( Qtn) | 35.61 | Rmt | 150.9864
16 | No. | Alu. bolts and nuts( Qtn) | 1 | Each | 16
0.5334 | Sqm | Labour for fixing glass paneles | 214.8611 | Sqm | 114.6069
| L.S | Sundries |  | L.S
(1.08SQM LABOUR =.25CARPENTER-II)
|  | Total for 0.5334 Sqm |  |  | 392.9672
|  | Rate for one Sqm. |  |  | 736.8
| * | PAINTING TWO COATS OVER NEW (as per PWD Standard Data)
PLASTERED SURFACE WITH
OBD
1.34 | Kg | OBD p-50 sl.129 | 73.8 | Kg | 98.892
0.5 | NO | PAINTER I | 793.8 | NO | 396.9
0.5 | NO | MAZDOOR I | 648.9 | NO | 324.45
0.8 | NO | MAZDOOR II | 532.35 | NO | 425.88
| L.S | SUNDRIES FOR BRUSHES,ETC |  | L.S | 2.6
|  | TOTAL FOR 10 SQM |  |  | 1248.722
-
|  | RATE PER SQM |  |  | 124.8722
| * | PLASTERING C.M(1:3)12mmTHICK
MIXEDWITH WATER PROOF COMPOUND
2Kg/10 SQM
-
0.14 | CUM | CEMENT MORTAR(1:3) | 5008.28 | CUM | 701.16
1.1 | NO. | MASON I | 994.35 | NO. | 1093.79
0.5 | NO. | MAZDOOR I | 648.9 | NO. | 324.45
1.1 | NO. | MAZDOOR II | 532.35 | NO. | 585.59
2 | Kg | WATER PROOF COMPOUNDS | 42.7 | Kg | 85.4
| L.S | SUNDRIES |  | L.S | 5
-
|  | TOTAL FOR 10 SQM |  |  | 2795.39
-
|  | RATE PER SQM |  |  | 279.54
52 | * | SUPPLYING AND LAYING THE FOLLOWING PVC
PIPES WITH NECESSARY SPECIALS ELBOWS,
TEE,REDUCE ,PLUG,UNION,BEND,COUPLE,
NIPPLE,GATE VLVE,CHECK AND WHEEL VALVE
WHEREVER NECESSARY INCLUDING LABOUR BELOW
GROUND LEVEL(OR) FIXING ON WALLS TO THE
PROPER GRADIENT AND ALIGNMENT ETC.ALL
COMPLETE AS DIRECTED BY DEPT. OFFICERS.
|  | = | =
| * | ASTM-D SCHEDULE- 40 THREADED PVC PIPE
WITH NECESSARY PVC-GI SPECIALS
| c. | 20MM DIA PVC PIPE ABOVE G.L:-
-
1 | Rmt | COST OF 20MM DIA PVC PIPE | 26 | Rmt | 26
1 | L.S | ADD 70% FOR PVC/GI SPECIALS | 18.2 | L.S | 18.2
1 | Rmt | LABOUR FOR LAYING & FIXING | 183.82 | Rmt | 183.82
-
|  | TOTAL FOR 1 RMT |  |  | 228.02
=
| b. | 25MM DIA PVC PIPE ABOVE G.L:-
-
1 | Rmt | COST OF 25MM DIA PVC PIPE | 35 | Rmt | 35
1 | L.S | ADD 40% FOR PVC/GI SPECIALS | 14 | L.S | 14
1 | Rmt | LABOUR FOR LAYING & FIXING | 187.42 | Rmt | 187.42
-
|  | TOTAL FOR 1 RMT |  |  | 236.42
=
| a. | 32MM DIA PVC PIPE ABOVE G.L:-
-
1 | Rmt | COST OF 32MM DIA PVC PIPE | 52 | Rmt | 52
1 | L.S | ADD 20% FOR PVC/GI SPECIALS | 10.4 | L.S | 10.4
1 | Rmt | LABOUR FOR LAYING & FIXING | 187.32 | Rmt | 187.32
-
|  | TOTAL FOR 1 RMT |  |  | 249.72
51. |  | PVC WATER TANK OF 700 LITRE CAPACITY p64 /207 |  |  | 10.05
|  | Ex. free board with ISI mark |  |  | 7035
|  | PVC WATER TANK OF 1000 LITRE CAPACITY |  |  | 10050
| * | WHITE WASHING ONE COAT
-
0.05 | CUM | SLACKED SHELL LIME | 1348 | CUM | 67.4
1.1 | NO. | MASON II | 928.2 | NO. | 1021.02
0.3 | NO. | MAZDOOR I | 648.9 | NO. | 194.67
1.9 | NO. | MAZDOOR II | 532.35 | NO. | 1011.47
| L.S | SUNDRIES FOR BRUSH ETC |  | L.S | 1.46
-
|  | TOTAL FOR 100 SQM |  |  | 2296.02
-
|  | RATE PER SQM |  |  | 22.96
| * | PAINTING TWO COATS OVER NEW (as per PWD Standard Data)
PLASTERED SURFACE WITH
OBD
-
1.34 | Kg | OBD p-50 sl.129 | 73.8 | Kg | 98.89
0.5 | NO | PAINTER I | 793.8 | NO | 396.9
0.5 | NO | MAZDOOR I | 648.9 | NO | 324.45
0.8 | NO | MAZDOOR II | 532.35 | NO | 425.88
| L.S | SUNDRIES FOR BRUSHES,ETC |  | L.S | 2.6
-
|  | TOTAL FOR 10 SQM |  |  | 1248.72
-
|  | RATE PER SQM |  |  | 124.87
Plastic Emulsion PAINT two coat for old wall
0.8 | LIT | Plastic Emulsion PAINT | 295.6 | LIT | 236.48
0.98 | LIT | Primer | 146.1 |  | 143.18
1.5 | NO | Painter I | 793.8 | NO | 1190.7
10 | Sqm | Thorouh scrapping p28/108 | 4.2 | Sqm | 42
|  | SUNDRIES | ls |  | 4.33
|  | TOTAL FOR 10 SQM |  |  | 1616.69
|  | RATE PER SQM |  |  | 161.67
PAINTING ONE COATS OVER OLD
IRON WORKS WITH IIND CLASS
SYNTHETIC ENAMEL PAINT
1.11 | Lit | READY MIXED IIND CLASS PAINT | 227.6 | Lit | 252.64
0.7 | nos | PAINTER I | 793.8 | nos | 555.66
10 | Sqm | Thorouh scrapping (p-31 slno.357 d) | 8.51 | Sqm | 85.1
|  | SUNDRIES | LS |  | 1.9
|  | TOTAL FOR 10 SQM |  |  | 895.3
|  | RATE PER SQM |  |  | 89.53
PAINTING ONE COATS OVER OLD
WOOD WORKS WITH IIND CLASS
SYNTHETIC ENAMEL PAINT
1.33 | Lit | READY MIXED IIND CLASS PAINT | 238.9 | Lit | 317.74
0.7 | nos | PAINTER I | 793.8 | nos | 555.66
10 | Sqm | Thorouh scrapping (p-31 slno.112) | 9.82 | Sqm | 98.2
|  | SUNDRIES | LS |  | 1.5
|  | TOTAL FOR 10 SQM |  |  | 973.1
|  | RATE PER SQM |  |  | 97.31
Engineering Polymer Tap short body tap for coastal area only
Sub-Data
Labour charge
0.1 | Nos | Fitter I class | 877.8 | Each | 87.78
0.1 | Nos | Mazdoor I | 648.9 | Each | 64.89
10 | gram | Shellac p-49 | 18.45 | 100 gms | 1.85
0.25 | Nos | Thread ball p-49 | 3.6 | Each | 0.9
|  |  | Total/1 No |  | 155.42
|  | Main Data | Long body | short body
|  | Cost of Tap | 96 | 85 | 85
|  | Labour | 155.42 | 155.42
|  |  | 251.42 | 240.42
|  |  | 252 | 241
Vertified tile flooring ( Ivory)
10 | SQM | COST OF Vertified TILES (p51, it-156) | 700 | SQM | 7000
0.21 | CUM | C.M(1:3) | 5008.28 | CUM | 1051.74
1.1 | NO | MASON I | 994.35 | NO | 1093.79
1.1 | NO | MASON II | 928.2 | NO | 1021.02
2.2 | NO | MAZDOOR I | 648.9 | NO | 1427.58
2.2 | NO | MAZDOOR II | 532.35 | NO | 1171.17
20 | Kg | CEMENT | 6040 | M.T | 120.8
2 | Kg | Grout joint filler | 36.1 | Kg | 72.2
1.6 | NO | MASON II | 928.2 | NO | 1485.12
0.5 | NO | MAZDOOR I | 648.9 | NO | 324.45
1.1 | NO | MAZDOOR II | 532.35 | NO | 585.59
| L.S | SUNDRIES |  | L.S | 0.18
-
|  | TOTAL FOR 10 SQM |  |  | 15353.64
-
|  | RATE PER SQM |  |  | 1535.36
82 |  | S/F OF STREET LIGHTS. |  |  | 2946.93
3.1 | * | CEMENT CONCRETE(1:3:6) USING
20mm HBSTONE METEL
-
9 | CUM | H.B.STONEJELLY 20mm | 1659.82 | CUM | 14938.38
4.5 | CUM | CEMENT MORTAR(1:3) | 5008.28 | CUM | 22537.26
1.8 | NO. | MASON II | 928.2 | NO. | 1670.76
17.7 | NO. | MAZDOOR I | 648.9 | NO. | 11485.53
14.1 | NO. | MAZDOOR II | 532.35 | NO. | 7506.14
| L.S | SUNDRIES |  | L.S | 0
-
58138.07
|  | TOTAL FOR 10 CUM |  |  | -
|  | RATE PER CUM |  |  | 5813.81
=
| 18.1.a. | Form work for Plinth beam, Grade beam, Raft beam | 845.37
| b. | Form work for Roof and lintels using M.S sheet | 943.74
| c. | Form work for Small quantity and column using M.S. sheet | 1132.49
| d. | Form work for Vertical walls | 1038.11