## Detail
TAMILNADU POLICE HOUSING CORPORATION LIMITED
TIRUNELVELI DIVISION
Name of work :-Special Repair works to the Police station building at Keeriparai in Kanyakumari District.
DETAILED ESTIMATE
Sl. No | Description | Nos |  |  | L | B | D | Qty | Unit
1 | Dismantling existing damaged One Course of Pressed Tile Roof finish in cement mortar
| Over Terrace | 1 | 1 | 1 | 12.92 | 15.32 |  | 197.9344
| D/F OTS | 1 | 1 | 1 | 3 | 4.2 |  | -12.6
| Over Verandah | 1 | 1 | 1 | 6.46 | 2.4 |  | 15.504
[7 empty] | Total | 200.8384
[7 empty] | say | 200.9 | m2
2 | Dismantling of existing damaged Mosaic-in-situ finish in cement mortar in flooring and in wall surface
| SI | 1 | 1 | 1 | 3 | 3.6 |  | 10.8
| Reception | 1 | 1 | 1 | 6 | 3.6 |  | 21.6
| Writer | 1 | 1 | 1 | 3 | 3.6 |  | 10.8
| Property room | 1 | 1 | 1 | 3 | 2.79 |  | 8.37
| Coputer room | 1 | 1 | 1 | 3 | 3.05 |  | 9.15
| Record room | 1 | 1 | 1 | 3 | 2.79 |  | 8.37
| Coputer room | 1 | 1 | 1 | 3 | 3.6 |  | 10.8
| Lock up -I | 1 | 1 | 1 | 2.77 | 3.6 |  | 9.972
[7 empty] | Total | 89.862
[7 empty] | say | 89.9 | m2
3 | Dismantling existing damaged Floor finish and dadooing walls in cement mortar with Mosaic Tiles / Glazed Tiles / Clay Tiles / Cuddapah Slabs
| SI -WC | 1 | 1 | 1 | 1.65 | 1.6 |  | 2.64
| Walls | 1 | 1 | 1 | 6.5 |  | 1.5 | 9.75
| Passage & OTS | 1 | 1 | 1 | 6 | 7.2 |  | 43.2
|  | 1 | 1 | 1 | 14.4 |  | 0.25 | 3.6
| Lock up Passage | 1 | 1 | 1 | 1.5 | 2.32 |  | 3.48
| WC | 1 | 1 | 1 | 1.38 | 1 |  | 1.38
| Walls | 1 | 1 | 1 | 4.76 |  | 1.5 | 7.14
| Bath | 1 | 1 | 1 | 1.38 | 1.2 |  | 1.656
| Walls | 1 | 1 | 1 | 5.16 |  | 1.5 | 7.74
| Lockup (M) - WC | 1 | 1 | 1 | 1 | 1.2 |  | 1.2
| Walls | 1 | 1 | 1 | 4.4 |  | 1.5 | 6.6
| Lockup (W) - WC | 1 | 1 | 1 | 1 | 1.2 |  | 1.2
| Walls | 1 | 1 | 1 | 4.4 |  | 1.5 | 6.6
| D/F D | 1 | 1 | 1 | 1 |  | 1.5 | -1.5
| D/F TD | 1 | 2 | 1 | 0.75 |  | 1.5 | -2.25
| D/F TD1 | 1 | 2 | 1 | 0.75 |  | 2.5 | -3.75
[7 empty] | Total | 88.686
[7 empty] | say | 88.7 | m2
4 | Clean removal of cement plastering
| SI room ceiling | 1 | 1 | 1 | 3 | 3.6 |  | 10.8
| Verandah | 1 | 1 | 1 | 6.46 | 2.4 |  | 15.504
| S/S top over W | 1 | 2 | 1 | 1.46 | 0.6 |  | 1.752
| S/S top over W1 | 1 | 2 | 1 | 1.96 | 0.6 |  | 2.352
| S/S top over W2 | 1 | 1 | 1 | 1.96 | 0.6 |  | 1.176
| S/S top over W3 | 1 | 1 | 1 | 1.96 | 0.6 |  | 1.176
| S/S top over GV | 1 | 4 | 1 | 1.46 | 0.6 |  | 3.504
| S/S top over GV1 | 1 | 5 | 1 | 0.96 | 0.6 |  | 2.88
| Reception | 1 | 1 | 1 | 3 | 3.6 |  | 10.8
| Lock up walls | 1 | 2 | 2 | 3 | 0.23 |  | 2.76
[7 empty] | Total | 52.704
[7 empty] | say | 52.8 | m2
5 | Dismanting of RCC
| Drop at OTS | 1 | 1 | 1 | 14.4 | 0.05 | 0.6 | 0.432
[7 empty] | say | 0.5 | m3
6 | Brick work in C.M. 1:6, using kiln burnt country bricks of size 22x11x7 cm
a. In Ground floor
| OTS alround | 1 | 1 | 1 | 15.32 | 0.23 | 0.6 | 2.1142
[7 empty] | say | 2.2 | m3
7 | Providing and laying of Standardized concrete mix M20 grade, using 20 mm HBG metal and 10-12 mm chips.
a) In Ground Floor
| Drop at OTS | 1 | 1 | 1 | 14.4 | 0.05 | 0.6 | 0.432
[7 empty] | say | 0.5 | m3
8 | Providing Form Work for RCC works
c. For square and rectangular coloumns and small quantities such as sunshades and other similar works
| Drop at OTS side | 1 | 2 | 1 | 14.4 |  | 0.6 | 17.28
| bottom | 1 | 1 | 1 | 14.4 | 0.05 |  | 0.72
[7 empty] | Total | 18
[7 empty] | Total | 18 | m2
9 | Plastering with CM 1:3, 10 mm thick
| SI room ceiling | 1 | 1 | 1 | 3 | 3.6 |  | 10.8
| Verandah | 1 | 1 | 1 | 6.46 | 2.4 |  | 15.504
| Reception | 1 | 1 | 1 | 3 | 3.6 |  | 10.8
| Drop at OTS side | 1 | 2 | 1 | 14.4 |  | 0.6 | 17.28
| bottom | 1 | 1 | 1 | 14.4 | 0.05 |  | 0.72
[7 empty] | Total | 55.104
[7 empty] | Total | 55.2 | m2
10 | Plastering with CM 1:5, 12 mm thick
| S/S top over W | 1 | 2 | 1 | 1.46 | 0.6 |  | 1.752
| S/S top over W1 | 1 | 2 | 1 | 1.96 | 0.6 |  | 2.352
| S/S top over W2 | 1 | 1 | 1 | 1.96 | 0.6 |  | 1.176
| S/S top over W3 | 1 | 1 | 1 | 1.96 | 0.6 |  | 1.176
| S/S top over GV | 1 | 4 | 1 | 1.46 | 0.6 |  | 3.504
| S/S top over GV1 | 1 | 5 | 1 | 0.96 | 0.6 |  | 2.88
| Lock up walls | 1 | 2 | 2 | 3 |  | 0.23 | 2.76
| OTS wall two sides | 1 | 2 | 1 | 15.32 |  | 0.6 | 18.384
| Top | 1 | 1 | 1 | 15.32 | 0.23 |  | 3.5236
[7 empty] | Total | 37.5076
[7 empty] | Say | 37.6 | m²
11 | Supply &fixing of 4mm thick pin headed glass panels.
| For window,W2 | 1 |  | 1 | 1.5 | 1.2 |  | 1.8
[7 empty] | Total | 1.8 | m²
12 | Supplying and laying of pressed tiles
| Over Terrace | 1 | 1 | 1 | 12.92 | 15.32 |  | 197.9344
| D/F OTS | 1 | 1 | 1 | 3 | 4.2 |  | -12.6
| Over Verandah | 1 | 1 | 1 | 6.46 | 2.4 |  | 15.504
[7 empty] | Total | 200.8384
[7 empty] | say | 200.9 | m2
13 | Supplying and fixing of Colour glazed tiles
| SI -WC alround | 1 | 1 | 1 | 6.5 |  | 1.5 | 9.75
| WC Walls | 1 | 1 | 1 | 4.76 |  | 1.5 | 7.14
| Bath Walls | 1 | 1 | 1 | 5.16 |  | 1.5 | 7.74
| Lockup (M) - WC | 1 | 1 | 1 | 4.4 |  | 1.5 | 6.6
| Lockup (W) - WC | 1 | 1 | 1 | 4.4 |  | 1.5 | 6.6
| D/F D | 1 | 1 | 1 | 1 |  | 1.5 | -1.5
| D/F TD | 1 | 2 | 1 | 0.75 |  | 1.5 | -2.25
| D/F TD1 | 1 | 2 | 1 | 0.75 |  | 2.5 | -3.75
Skirting
| SI | 1 | 1 | 1 | 13.2 |  | 0.1 | 1.32
| Reception | 1 | 1 | 1 | 19.2 |  | 0.1 | 1.92
| Writer | 1 | 1 | 1 | 13.2 |  | 0.1 | 1.32
| Property room | 1 | 1 | 1 | 11.58 |  | 0.1 | 1.158
| Coputer room | 1 | 1 | 1 | 12.1 |  | 0.1 | 1.21
| Record room | 1 | 1 | 1 | 11.58 |  | 0.1 | 1.158
| Coputer room | 1 | 1 | 1 | 13.2 |  | 0.1 | 1.32
| Lock up -I | 1 | 1 | 1 | 12.74 |  | 0.1 | 1.274
[7 empty] | Total | 41.01
[7 empty] | say | 41.1 | m2
14 | Supplying and laying of Ceramic tiles (Anti-skid) for flooring
| SI -WC | 1 | 1 | 1 | 1.65 | 1.6 |  | 2.64
| Passage & OTS | 1 | 1 | 1 | 6 | 7.2 |  | 43.2
|  | 1 | 1 | 1 | 14.4 |  | 0.25 | 3.6
| Lock up Passage | 1 | 1 | 1 | 1.5 | 2.32 |  | 3.48
| WC | 1 | 1 | 1 | 1.38 | 1 |  | 1.38
| Bath | 1 | 1 | 1 | 1.38 | 1.2 |  | 1.656
| Lockup (M) - WC | 1 | 1 | 1 | 1 | 1.2 |  | 1.2
| Lockup (W) - WC | 1 | 1 | 1 | 1 | 1.2 |  | 1.2
[7 empty] | Total | 58.356
[7 empty] | say | 58.4 | m2
15 | Supplying and fixing of Vitrified tiles flooring
| SI | 1 | 1 | 1 | 3 | 3.6 |  | 10.8
| Reception | 1 | 1 | 1 | 6 | 3.6 |  | 21.6
| Writer | 1 | 1 | 1 | 3 | 3.6 |  | 10.8
| Property room | 1 | 1 | 1 | 3 | 2.79 |  | 8.37
| Coputer room | 1 | 1 | 1 | 3 | 3.05 |  | 9.15
| Record room | 1 | 1 | 1 | 3 | 2.79 |  | 8.37
| Coputer room | 1 | 1 | 1 | 3 | 3.6 |  | 10.8
[7 empty] | Total | 79.89
[7 empty] | say | 79.9 | m2
16 | Supplying and fixing of shahabad stone flooring
| Lock up -I | 1 | 1 | 1 | 2.77 | 3.6 |  | 9.972
[7 empty] | Total | 9.972
[7 empty] | say | 10 | m2
17 | Supplying and Fabrication and placing in position of MS/RTS
| Qty of M20 concrete |  |  |  | 0.5 | x | 100 | 50
0.05
[7 empty] | Say | 0.05 | MT
18 | TW styles & rails with 9mm thick BWR single leaf shutters with brass screws size of 1000 x 2100 mm
| Door D | 1 | 1 | 8 | 1 |  | 2.1 | 16.8
[7 empty] | Say | 16.8 | m2
19 | Supplying and fixing of solid core flush door shutter of thickness 35mm
d). door size 1.50 m x 2.100 (Double leaf)
| MD | 1 | 1 | 2 | 1.5 |  | 2.1 | 6.3
[7 empty] | Say | 6.3 | m2
20 | Supplying and fixing galvanium sheet roof over roof truss
| Over OTS | 1 | 1 | 1 | 4.2 | 5.4 |  | 22.68
[7 empty] | Say | 22.7 | m2
21 | Supplying and fixing of 50 mm dia
| For OTS roof | 1 | 1 | 2 | 0.75 |  |  | 1.5
|  | 1 | 1 | 2 | 0.75 |  |  | 1.5
[7 empty] | Total | 3
[7 empty] | Say | 3 | Rmt
22 | Supplying and fixing of 150mm dia 6mm thick circular flange
| Over OTS | 1 | 4 | 4 |  |  |  | 16
[5 empty] | 16 | X | 0.407 | 6.512
[7 empty] | Say | 6.6 | Kg
23 | Supplying of 32 mm dia GI pipe
| Over OTS | 1 | 3 | 1 | 4.2 |  |  | 12.6
|  | 1 | 2 | 1 | 5.4 |  |  | 10.8
[7 empty] | Total | 23.4
[7 empty] | Say | 23.4 | Rmt
24 | Supplying and fixing of bolts & nuts11/2"x1/2"
| For OTS roof | 1 | 4 | 8 | 0.055 |  |  | 1.76
[7 empty] | Say | 1.8 | Kg
25 | White washing with three coats using shell lime
| SI room ceiling | 1 | 1 | 1 | 3 | 3.6 |  | 10.8
| Verandah | 1 | 1 | 1 | 6.46 | 2.4 |  | 15.504
| Reception | 1 | 1 | 1 | 3 | 3.6 |  | 10.8
[7 empty] | Total | 37.104
[7 empty] | Say | 37.2 | m2
26 | White washing with two coats using shell lime
| Ceiling of Recepion | 1 | 1 | 1 | 6 | 3.6 |  | 21.6
| Writer room | 1 | 1 | 1 | 3 | 3.6 |  | 10.8
| Portico | 1 | 1 | 1 | 6.46 | 2.4 |  | 15.504
| Lock up room (M) | 1 | 1 | 1 | 3 | 4.85 |  | 14.55
| Lock up room (W) | 1 | 1 | 1 | 3 | 3.5 |  | 10.5
| Lock up room | 1 | 1 | 1 | 2.77 | 3.6 |  | 9.972
| Passage,WC and Bath | 1 | 1 | 1 | 3 | 2.32 |  | 6.96
| Computer room | 1 | 1 | 1 | 3 | 3.6 |  | 10.8
| Record room | 1 | 1 | 1 | 3 | 2.79 |  | 8.37
| Computer room | 1 | 1 | 1 | 3 | 3.05 |  | 9.15
| Property room | 1 | 1 | 1 | 3 | 2.79 |  | 8.37
| Arms room | 1 | 1 | 1 | 1.28 | 1.6 |  | 2.048
| WC | 1 | 1 | 1 | 1.65 | 1.6 |  | 2.64
| Passage | 1 | 1 | 1 | 6 | 7.2 |  | 43.2
| D/F Open to sky | 1 | 1 | 1 | 3 | 4.2 |  | -12.6
| Sunshade bottom over W | 1 | 1 | 2 | 1.46 | 0.6 |  | 1.752
| Sunshade bottom over W1 | 1 | 1 | 2 | 1.96 | 0.6 |  | 2.352
| Sunshade bottom over W2 | 1 | 1 | 1 | 1.96 | 0.6 |  | 1.176
| Sunshade bottom over GV | 1 | 1 | 3 | 1.46 | 0.6 |  | 2.628
|  | 1 | 1 | 1 | 3 | 0.6 |  | 1.8
| Sunshade bottom over GV1 | 1 | 1 | 4 | 0.96 | 0.6 |  | 2.304
| Roof proj. alround | 1 | 1 | 1 | 28.54 | 0.15 |  | 4.281
[7 empty] | Total | 178.157
[7 empty] | Say | 178.2 | m²
27 | Painting the new walls with one coat of white cement
| Drop at OTS side | 1 | 2 | 1 | 14.4 |  | 0.6 | 17.28
| bottom | 1 | 1 | 1 | 14.4 | 0.05 |  | 0.72
| Lock up walls | 1 | 2 | 2 | 3 |  | 0.23 | 2.76
[7 empty] | Total | 20.76
[7 empty] | Say | 20.8 | m²
28 | Painting the new walls with two coats of OBD
| Drop at OTS side | 1 | 2 | 1 | 14.4 |  | 0.6 | 17.28
| bottom | 1 | 1 | 1 | 14.4 | 0.05 |  | 0.72
| Lock up walls | 1 | 2 | 2 | 3 |  | 0.23 | 2.76
[7 empty] | Total | 20.76
[7 empty] | Say | 20.8 | m²
29 | Painting the old walls with one coat of OBD including scrapping
| SI inner | 1 | 1 | 1 | 13.2 |  | 3.08 | 40.656
| Reception | 1 | 1 | 1 | 19.2 |  | 3.08 | 59.136
| Writer room | 1 | 1 | 1 | 13.2 |  | 3.08 | 40.656
| Lock up room (M) | 1 | 1 | 1 | 15.7 |  | 3.18 | 49.926
| WC inner | 1 | 1 | 1 | 4.4 |  | 1.5 | 6.6
| Lock up room (W) | 1 | 1 | 1 | 13 |  | 3.18 | 41.34
| WC inner | 1 | 1 | 1 | 4.4 |  | 1.5 | 6.6
| Lock up room | 1 | 1 | 1 | 12.74 |  | 3.08 | 39.2392
| Passage | 1 | 1 | 1 | 7.64 |  | 3.08 | 23.5312
| WC | 1 | 1 | 1 | 4.76 |  | 1.5 | 7.14
| Bath | 1 | 1 | 1 | 5.16 |  | 1.5 | 7.74
| Computer room | 1 | 1 | 1 | 13.2 |  | 3.08 | 40.656
| Record room | 1 | 1 | 1 | 11.58 |  | 3.08 | 35.6664
| Computer room | 1 | 1 | 1 | 12.1 |  | 3.08 | 37.268
| Property room | 1 | 1 | 1 | 11.58 |  | 3.08 | 35.6664
| Arms room | 1 | 1 | 1 | 5.76 |  | 3.08 | 17.7408
| WC | 1 | 1 | 1 | 6.5 |  | 3.08 | 20.02
| Passage | 1 | 1 | 1 | 26.4 |  | 3.08 | 81.312
| OTS Drop outer | 1 | 1 | 1 | 14.4 |  | 1 | 14.4
| OTS Drop inner | 1 | 1 | 1 | 14.6 |  | 0.75 | 10.95
| Drop bottom | 1 | 1 | 1 | 14.5 | 0.05 |  | 0.725
| J area | 1 | 1 | 1 | 2.4 |  | 1.6 | 3.84
| D/F MD | 1 | 2 | 1 | 1.5 |  | 2 | -6
| D/F D | 1 | 8 | 1 | 1 |  | 2 | -16
| D/F D1/V | 1 | 1 | 2 | 0.75 |  | 2 | -3
|  | 1 | 1 | 2 | 0.75 |  | 0.45 | -0.675
| D/F TD | 1 | 2 | 2 | 0.75 |  | 1.5 | -4.5
| D/F W | 1 | 2 | 2 | 1 |  | 1.3 | -5.2
| D/F W1 | 1 | 1 | 2 | 1.5 |  | 1.3 | -3.9
| D/F W2 | 1 | 1 | 2 | 1.5 |  | 1.2 | -3.6
| D/F W3 | 1 | 1 | 2 | 1.5 |  | 0.6 | -1.8
| D/F LD | 5 | 1 | 2 | 1 |  | 2 | -20
| D/F V1 | 1 | 1 | 2 | 1 |  | 0.55 | -1.1
| D/F V2 | 3 | 1 | 2 | 1 |  | 0.6 | -3.6
| D/F GV | 5 | 1 | 2 | 1 |  | 0.55 | -5.5
| D/F GV1 | 5 | 1 | 2 | 0.5 |  | 0.55 | -2.75
| Add soffits of MD | 1 | 1 | 2 | 5.5 | 0.15 |  | 1.65
| D | 1 | 1 | 8 | 4.9 | 0.18 |  | 7.056
| D1 | 1 | 1 | 1 | 4.75 | 0.18 |  | 0.855
|  | 1 | 1 | 1 | 2.4 | 0.18 |  | 0.432
| TD | 1 | 1 | 2 | 1.95 | 0.18 |  | 0.702
| W | 1 | 1 | 2 | 4.6 | 0.09 |  | 0.828
| W1 | 1 | 1 | 2 | 5.6 | 0.09 |  | 1.008
| W2 | 1 | 1 | 1 | 5.4 | 0.09 |  | 0.486
| W3 | 1 | 1 | 1 | 4.2 | 0.09 |  | 0.378
| O | 1 | 1 | 2 | 5.5 | 0.23 |  | 2.53
| LD | 1 | 1 | 5 | 5 | 0.23 |  | 5.75
| V1 | 1 | 1 | 1 | 3.1 | 0.09 |  | 0.279
| V2 | 1 | 1 | 3 | 3.2 | 0.09 |  | 0.864
| GV | 1 | 1 | 5 | 3.1 | 0.09 |  | 1.395
| GV1 | 1 | 1 | 5 | 2.1 | 0.09 |  | 0.945
| Sitting bench | 1 | 1 | 2 | 4.2 | 0.6 |  | 5.04
[7 empty] | Total | 573.382
| D/F new plastered surfaces | [6 empty] | -20.76
[7 empty] | Total | 552.622
[7 empty] | Say | 552.7 | m²
30 | Painting with two coats of Plastic Emulsion paint for new plastered surfaces
| S/S top over W | 1 | 2 | 1 | 1.46 | 0.6 |  | 1.752
| S/S top over W1 | 1 | 2 | 1 | 1.96 | 0.6 |  | 2.352
| S/S top over W2 | 1 | 1 | 1 | 1.96 | 0.6 |  | 1.176
| S/S top over W3 | 1 | 1 | 1 | 1.96 | 0.6 |  | 1.176
| S/S top over GV | 1 | 4 | 1 | 1.46 | 0.6 |  | 3.504
| S/S top over GV1 | 1 | 5 | 1 | 0.96 | 0.6 |  | 2.88
| OTS wall two sides | 1 | 2 | 1 | 15.32 |  | 0.6 | 18.384
| Top | 1 | 1 | 1 | 15.32 | 0.23 |  | 3.5236
[7 empty] | Total | 34.7476
[7 empty] | Say | 34.8 | m²
31 | Painting with one coat of Plastic Emulsion paint for old walls including scrapping
| Outer | 1 | 1 | 1 | 43.56 |  | 3.95 | 172.062
| Front triangular portion | 2 | 1 | 2 | 0.9 |  | 3.3 | 11.88
| Front side parapet | 1 | 1 | 1 | 12.92 |  | 0.3 | 3.876
| J area | 1 | 1 | 1 | 2.4 |  | 1.6 | 3.84
| D/F MD | 1 | 2 | 1 | 1.5 |  | 2.1 | -6.3
| D/F W1 | 1 | 1 | 2 | 1.5 |  | 1.3 | -3.9
| D/F W2 | 1 | 1 | 2 | 1.5 |  | 1.2 | -3.6
| D/F W3 | 1 | 1 | 2 | 1.5 |  | 0.6 | -1.8
| D/F LD | 5 | 1 | 2 | 1 |  | 2.1 | -21
| D/F V1 | 1 | 1 | 2 | 1 |  | 0.55 | -1.1
| D/F V2 | 3 | 1 | 2 | 1 |  | 0.6 | -3.6
| D/F GV | 5 | 1 | 2 | 1 |  | 0.55 | -5.5
| D/F GV1 | 5 | 1 | 2 | 0.5 |  | 0.55 | -2.75
| W | 1 | 1 | 2 | 4.6 | 0.09 |  | 0.828
| W1 | 1 | 1 | 2 | 5.6 | 0.09 |  | 1.008
| W2 | 1 | 1 | 1 | 5.4 | 0.09 |  | 0.486
| W3 | 1 | 1 | 1 | 4.2 | 0.09 |  | 0.378
| V1 | 1 | 1 | 1 | 3.1 | 0.09 |  | 0.279
| V2 | 1 | 1 | 3 | 3.2 | 0.09 |  | 0.864
| GV | 1 | 1 | 5 | 3.1 | 0.09 |  | 1.395
| GV1 | 1 | 1 | 5 | 2.1 | 0.09 |  | 0.945
| Sunshade sides | 13 | 1 | 2 | 1.46 |  | 0.75 | 28.47
| Sunshade face over W | 1 | 1 | 2 | 1.46 | 0.6 |  | 1.752
| Sunshade face over W1 | 1 | 1 | 2 | 1.96 | 0.6 |  | 2.352
| Sunshade face over W2 | 1 | 1 | 1 | 1.96 | 0.6 |  | 1.176
| Sunshade drop over GV | 1 | 2 | 3 | 0.6 | 0.6 |  | 2.16
| Sunshade drop over GV1 | 1 | 2 | 4 | 0.6 | 0.6 |  | 2.88
| Portico proj. | 1 | 1 | 1 | 11.26 |  | 0.3 | 3.378
| Sunshade proj. | 1 | 1 | 2 | 1.96 |  | 0.3 | 1.176
[7 empty] | Total | 191.635
[7 empty] | Say | 191.7 | m²
32 | Painting two coats over new wood works with second class synthetic enamel paint
| Door D | 1 | 1 | 8 | 1 | 2.6 | 2.1 | 43.68
[7 empty] | Say | 43.7 | m²
33 | Painting one coat over old wood works with second class synthetic enamel paint
| Door D1/V | 1 | 1 | 1 | 0.75 | 2.6 | 2.1 | 4.095
|  | 1 | 1 | 1 | 0.75 | 1.5 | 0.45 | 0.50625
| Toilet door TD | 1 | 1 | 2 | 0.75 | 2.6 | 1.5 | 5.85
| Window W | 1 | 1 | 2 | 1 | 2.6 | 1.3 | 6.76
| Window W1 | 1 | 1 | 2 | 1.5 | 2.6 | 1.3 | 10.14
| Window W2 | 1 | 1 | 1 | 1.5 | 2.6 | 1.2 | 4.68
| Window W3 | 1 | 1 | 1 | 1.5 | 1.5 | 0.6 | 1.35
[7 empty] | Total | 33.3813
[7 empty] | Say | 33.4 | m²
34 | Painting with one coat of best varnishing for old wood work
| Main door MD | 1 | 1 | 2 | 1.5 | 2 | 2.1 | 12.6
[7 empty] | Total | 12.6
[7 empty] | Say | 12.6 | m²
35 | Painting two coats over new iron works with second class synthetic enamel paint
| 50 mm pipe | 1 | 1 | 1 | 3.14 | 0.05 | 3 | 0.471
| 32 mm pipe | 1 | 1 | 1 | 3.14 | 0.05 | 23.4 | 3.6738
[7 empty] | Total | 4.1448
[7 empty] | Say | 4.2 | m²
36 | Painting one coat over old iron works with second class synthetic enamel paint
| Lockup door LD | 1 | 1 | 5 | 1 |  | 2.1 | 10.5
| Window W | 1 | 1 | 2 | 1 |  | 1.3 | 2.6
| Window W1 | 1 | 1 | 2 | 1.5 |  | 1.3 | 3.9
| Window W2 | 1 | 1 | 1 | 1.5 |  | 1.2 | 1.8
| Window W3 | 1 | 1 | 1 | 1.5 |  | 0.6 | 0.9
| Ventilator V1 | 1 | 1 | 1 | 1 |  | 0.55 | 0.55
| Ventilator V2 | 1 | 1 | 3 | 1 |  | 0.6 | 1.8
| Ventilator GV | 1 | 1 | 4 | 1 |  | 0.55 | 2.2
| Ventilator GV1 | 1 | 1 | 5 | 0.5 |  | 0.55 | 1.375
| Water tank | 1 | 1 | 3.14 | 1.05 |  | 1 | 3.297
| top | 1 | 1 | 3.14 | 1.05 | 1.05 | 0.25 | 0.86546
[7 empty] | Total | 29.7875
[7 empty] | Say | 29.8 | m²
37 | S & F of Indian Water closet white glazed (Oriya type) of size 580 x 440mm - in G.F.
| Lockup | 1 | 3 | 1 |  |  |  | 3
| Toilet | 1 | 1 | 1 |  |  |  | 1
[7 empty] | Total | 4
[7 empty] | say | 4 | Nos
38 | S/F of Wash basin
| SI room | 1 | 1 | 1 |  |  |  | 1
| OTS | 1 | 1 | 1 |  |  |  | 1
[7 empty] | Total | 2 | Nos
39 | S & F of CP Tap (long body )
| Toilet | 1 | 1 | 1 |  |  |  | 1
| OTS | 1 | 1 | 1 |  |  |  | 1
[7 empty] | Total | 2 | Nos
40 | S & F of CP Tap (long body )
| Toilet | 1 | 4 | 1 |  |  |  | 4
[7 empty] | Total | 4 | Nos
41 | Supply and fixing of UPVC doors
| TD | 1 | 2 | 1 | 0.75 |  | 1.5 | 2.25
| TD1 | 1 | 2 | 1 | 0.75 |  | 2.5 | 3.75
[7 empty] | Total | 6
[7 empty] | Say | 6 | m²
42 | Wiring with 1.5 sqmm PVC insulated single core multi strand fire retardant flexible copper cable with ISI mark confirming IS: 694:1990.(Open wiring)
a. Light point with ceiling rose
| Reception | 1 | 2 | 1 |  |  |  | 2
| SI | 1 | 2 | 1 |  |  |  | 2
| Writer | 1 | 2 | 1 |  |  |  | 2
| Passage | 1 | 1 | 3 |  |  |  | 3
| Property room | 1 | 1 | 1 |  |  |  | 1
| Computer room | 1 | 1 | 1 |  |  |  | 1
| Record | 1 | 1 | 1 |  |  |  | 1
| street light | 1 | 4 | 1 |  |  |  | 4
[7 empty] | Total | 16 | Nos
b. Light point without ceiling rose
| Reception | 1 | 1 | 1 |  |  |  | 1
| SI | 1 | 1 | 1 |  |  |  | 1
| Writer | 1 | 1 | 1 |  |  |  | 1
| Computer room | 1 | 1 | 1 |  |  |  | 1
| Rear side of Lockup | 1 | 4 | 1 |  |  |  | 4
| In Toilet | 1 | 1 | 2 |  |  |  | 2
| Record | 1 | 1 | 1 |  |  |  | 1
[7 empty] | Total | 11 | Nos
43 | Wiring with 1.5 sqmm PVC insulated single core multi strand fire retardant flexible copper cable with ISI mark confirming IS: 694:1990 for Fan point (Open wiring)
| Reception | 1 | 1 | 1 |  |  |  | 1
| SI | 1 | 1 | 1 |  |  |  | 1
| Writer | 1 | 1 | 1 |  |  |  | 1
| Computer room | 1 | 1 | 1 |  |  |  | 1
[7 empty] | Total | 4 | Nos
44 | Wiring with 1.5 sqmm PVC insulated single core multi strand fire retardant flexible copper cable with ISI mark confirming IS: 694:1990 for 5 amps 5 pin plug socket point @ Switch Board Itself. (Open wiring)
| In SI room | 1 |  | 1 |  |  |  | 1
| Reception | 1 |  | 1 |  |  |  | 1
| Writer room | 1 |  | 1 |  |  |  | 1
[7 empty] | Total | 3 | Nos
45 | Supplying and fixing of 4'18 Watts Crystal LED Tube Light
| Reception | 1 | 2 | 1 |  |  |  | 2
| Passage | 1 | 3 | 1 |  |  |  | 3
| SI | 1 | 1 | 1 |  |  |  | 1
| Writer | 1 | 1 | 1 |  |  |  | 1
| Property room | 1 | 1 | 1 |  |  |  | 1
| Computer room | 1 | 1 | 1 |  |  |  | 1
[7 empty] | Total | 9 | Nos
46 | Supplying and fixing of 9 watts LED bulb
| Reception | 1 | 1 | 1 |  |  |  | 1
| Computer room | 1 | 1 | 1 |  |  |  | 1
| Rear side of Lockup | 1 | 1 | 2 |  |  |  | 2
| SI | 1 | 1 | 1 |  |  |  | 1
| Writer | 1 | 1 | 1 |  |  |  | 1
| In Toilet | 1 | 1 | 2 |  |  |  | 2
| Record | 1 | 1 | 1 |  |  |  | 1
[7 empty] | Total | 9 | Nos
47 | Charges of assembling and fixing of ceiling fan of different sweep etc.,
| Computer room | 1 | 1 | 1 |  |  |  | 1
| Record room | 1 | 1 | 1 |  |  |  | 1
[7 empty] | Total | 2 | Nos
48 | Supply and delivery of following ceiling Fan with ISI mark with Eletronic Dimmer
a) 48" Eletronic Fan 1200mm sweep
| Computer room | 1 | 1 | 1 |  |  |  | 1
| Record room | 1 | 1 | 1 |  |  |  | 1
[7 empty] | Total | 2 | Nos
49 | Supplying and fixing of 25W LED Street light Fittings
| Station outer | 1 | 1 | 2 |  |  |  | 2
[7 empty] | Total | 2 | Nos
50 | Supplying, laying, fixing and jointing the following PVC pipes as per ASTMD-1785 of schedule 40 of wall thickness
b) 25mm ASTM-D schedule 40 threaded PVC pipe with necessary PVC/GI specials
| From water tank to lockup bath & WC | 1 | 1 | 1 | 8 |  |  | 8
| From WC to Lockup toilet (W) | 1 | 1 | 1 | 5 |  |  | 5
| From Lockup toilet (W) to Lockup toilet (M) | 1 | 1 | 1 | 5 |  |  | 5
| From water tank to Att.WC | 1 | 1 | 1 | 26 |  |  | 26
[7 empty] | Total | 44 | Rmt
51 | Supplying, laying, fixing and jointing the following PVC pipes as per ASTM D-1785 of schedule 40 of wall thickness
c) 20mm ASTM-D schedule 40 threaded PVC pipe with necessaray PVC/GI specials
| Inside of toilet | 1 | 1 | 2 | 1.5 |  |  | 3
| In Att toilet | 1 | 1 | 2 | 1.5 |  |  | 3
[7 empty] | Total | 6 | Rmt
52 | Supplying and fixing the following dia PVC (SWR) pipe with ISI mark confirming to IS 13952:1992 type 'B' for soil line
b.) 75mm dia PVC SWR pipe including all required PVC specials etc., all complete
| For waste line pipe | 1 | 1 | 1 | 8 |  |  | 8 | Rmt
53 | Supply and fixing of 15AMPS power plug
| In Computer room | 1 |  | 1 | 2 |  |  | 2
| In Passage | 1 |  | 1 | 1 |  |  | 1
[7 empty] | Total | 3 | Nos
54 | Supplying & Laying 8 SWG GI wire
| Earthing connection | 1 | 1 | 1 | 10 |  |  | 10
[7 empty] | Total | 10 | Rmt
55 | Providing Earthing station | 1 | 1 | 1 |  |  |  | 1
[7 empty] | Total | 1 | Each
56 | Fabrication charges for roof truss
| 50 mm dia GI vertical post | 1 | 1 | 1 | 3 | 2.82 | kg/rmt | 8.46
| 150 mm dia flange plate 150 mm dia 6mm thick | 1 | 1 | 1 | 6.6 | 0.407 | kg/no | 2.6862
| 32mm dia GI purlin | 1 | 1 | 1 | 23.4 | 2.41 | kg/rmt | 56.394
| bolt& nuts | 1 | 1 | 1 | 1.8 | 0.055 | kg/no | 0.099
[7 empty] | Total | 67.6392
[7 empty] | Say | 67.7 | Kg
57 | CGST & SGST @ 18% | [6 empty] | LS
58 | Provision for Maintanance of Name board | [6 empty] | LS
59 | Labour welfare fund @1% | [6 empty] | LS
60 | Supervision charges @ 7.5% | [6 empty] | LS

## Abs
TAMILNADU POLICE HOUSING CORPORATION LIMITED
TIRUNELVELI DIVISION
Name of work:
Special Repair works to the Police station building at Keeriparai in Kanyakumari District.
ABSTRACT
Sl. No. | Qty | Description | Rate | Unit | Amount
1 | 200.9 | Dismantling existing damaged One Course of Pressed Tile Roof finish in cement mortar (P.22/PWD SR 2023-24) | 23.2 | Sqm | 4660.88
2 | 89.9 | Dismantling of existing damaged Mosaic-in-situ finish in cement mortar in flooring and in wall surface (P.22/PWD SR 2023-24) | 57.5 | Sqm | 5169.25
3 | 88.7 | Dismantling existing damaged Floor finish and dadooing walls in cement mortar with Mosaic Tiles / Glazed Tiles / Clay Tiles / Cuddapah Slabs (P.22/PWD SR 2023-24) | 55.7 | Sqm | 4940.59
4 | 52.8 | Clean removal of cement plastering (P.25/PWD SR 2023-24) | 7.7 | Sqm | 406.56
5 | 0.5 | Dismanting of RCC (P.22/PWD SR 2023-24) | 3917 | Cum | 1958.5
6 |  | Brick work in C.M. 1:6, using kiln burnt country bricks of size 22x11x7 cm
| 2.2 | a. In Ground floor | 6627.89 | Cum | 14581.358
7 |  | Providing and laying of Standardized concrete mix M20 grade, using 20 mm HBG metal and 10-12 mm chips.
| 0.5 | b.) In Ground floor | 7929.35 | Cum | 3964.675
8 |  | Providing Form Work for RCC works
| 18 | c. For square and rectangular coloumns and small quantities such as sunshades and other similar works | 1135.94 | Sqm | 20446.92
9 | 55.2 | Plastering with CM 1:3, 10 mm thick | 286.23 | Sqm | 15799.896
10 | 37.6 | Plastering with CM 1:5, 12 mm thick | 249.14 | Sqm | 9367.664
11 | 1.8 | Supply &fixing of 4mm thick pin headed glass panels. | 835.7 | Sqm | 1504.26
12 | 200.9 | Supplying and laying of pressed tiles | 1189.28 | Sqm | 238926.352
13 | 41.1 | Supplying and fixing of Colour glazed tiles | 1374.37 | Sqm | 56486.607
14 | 58.4 | Supplying and laying of Ceramic tiles (Anti-skid) for flooring | 1206.22 | Sqm | 70443.248
15 | 79.9 | Supplying and fixing of Vitrified tiles flooring | 1249.66 | Sqm | 99847.834
16 | 10 | Supplying and fixing of shahabad stone flooring | 1474.86 | Sqm | 14748.6
17 | 0.05 | Supplying and Fabrication and placing in position of MS/RTS | 88873.5 | MT | 4443.675
18 | 16.8 | TW styles & rails with 9mm thick BWR single leaf shutters with brass screws size of 1000 x 2100 mm | 3513.76 | Sqm | 59031.168
19 |  | Supplying and fixing of solid core flush door shutter of thickness 35mm
| 6.3 | d). door size 1.50 m x 2.100 (Double leaf) | 3161.99 | Sqm | 19920.537
20 | 22.7 | Supplying and fixing galvanium sheet roof over roof truss | 997.61 | Sqm | 22645.747
21 | 3 | Supplying and fixing of 50 mm dia vertical post (P.50/PWD SR 2023-24) | 209 | Rmt | 627
22 | 6.6 | Supplying and fixing of 150mm dia 6mm thick circular flange (TWAD SR P.52/2021-22) | 143 | Kg | 943.8
23 | 23.4 | Supplying of 32 mm dia GI pipe (P.50/PWD SR 2023-24) | 151.4 | Rmt | 3542.76
24 | 1.8 | Supplying and fixing of bolts & nuts 11/2"x1/2" (TWAD SR P.43/2021-22) | 118 | Kg | 212.4
25 | 37.2 | White washing with three coats using shell lime | 45.28 | Sqm | 1684.416
26 | 178.2 | White washing with two coats using shell lime | 33.55 | Sqm | 5978.61
27 | 20.8 | Painting the new walls with one coat of white cement | 61.63 | Sqm | 1281.904
28 | 20.8 | Painting the new walls with two coats of OBD | 125.27 | Sqm | 2605.616
29 | 552.7 | Painting the old walls with one coat of OBD including scrapping | 124.52 | Sqm | 68822.204
30 | 34.8 | Painting with two coats of Plastic Emulsion paint for new plastered surfaces | 231.43 | Sqm | 8053.764
31 | 191.7 | Painting with one coat of Plastic Emulsion paint for old walls including scrapping | 83.8 | Sqm | 16064.46
32 | 43.7 | Painting two coats over new wood works with second class synthetic enamel paint | 233.74 | Sqm | 10214.438
33 | 33.4 | Painting one coat over old wood works with second class synthetic enamel paint | 97.76 | Sqm | 3265.184
34 | 12.6 | Painting with one coat of best varnishing for old wood work | 123.92 | Sqm | 1561.392
35 | 4.2 | Painting two coats over new iron works with second class synthetic enamel paint | 138.35 | Sqm | 581.07
36 | 29.8 | Painting one coat over old iron works with second class synthetic enamel paint | 90.43 | Sqm | 2694.814
37 | 4 | S & F of Indian Water closet white glazed (Oriya type) of size 580 x 440mm - in G.F. | 3359.23 | No | 13436.92
38 | 2 | S/F of Wash basin | 3337.32 | No | 6674.64
39 | 2 | S & F of CP Tap (long body ) | 488 | No | 976
40 | 4 | S & F of CP Tap (long body ) | 440 | No | 1760
41 | 6 | Supply and fixing of UPVC doors | 3325 | Sqm | 19950
42 |  | Wiring with 1.5 sqmm PVC insulated single core multi strand fire retardant flexible copper cable with ISI mark confirming IS: 694:1990.(Open wiring)
| 16 | a. Light point with ceiling rose | 921.2 | No | 14739.2
| 11 | b. Light point without ceiling rose | 923.2 | No | 10155.2
43 | 4 | Wiring with 1.5 sqmm PVC insulated single core multi strand fire retardant flexible copper cable with ISI mark confirming IS: 694:1990 for Fan point (Open wiring) | 1008.2 | No | 4032.8
44 | 3 | Wiring with 1.5 sqmm PVC insulated single core multi strand fire retardant flexible copper cable with ISI mark confirming IS: 694:1990 for 5 amps 5 pin plug socket point @ Switch Board Itself. | 869.5 | No | 2608.5
45 | 9 | Supplying and fixing of 4'18 Watts Crystal LED Tube Light | 705 | No | 6345
46 | 9 | Supplying and fixing of 9 watts LED bulb (P.121/PWD SR 2023-24) | 135 | No | 1215
47 | 2 | Charges of assembling and fixing of ceiling fan of different sweep etc., | 601 | No | 1202
48 |  | Supply and delivery of following ceiling Fan with ISI mark with Eletronic Dimmer
| 2 | a) 48" Eletronic Fan 1200mm sweep | 1552 | No | 3104
49 | 2 | Supplying and fixing of 25W LED Street light Fittings | 3460 | No | 6920
50 |  | Supplying, laying, fixing and jointing the following PVC pipes as per ASTMD-1785 of schedule 40 of wall thickness |  |  |  | 5740
| 44 | b) 25mm ASTM-D schedule 40 threaded PVC pipe with necessary PVC/GI specials | 234.76 | Rmt | 10329.44
51 |  | Supplying, laying, fixing and jointing the following PVC pipes as per ASTM D-1785 of schedule 40 of wall thickness
| 6 | c) 20mm ASTM-D schedule 40 threaded PVC pipe with necessaray PVC/GI specials | 229.92 | Rmt | 1379.52
52 |  | Supplying and fixing the following dia PVC (SWR) pipe with ISI mark confirming to IS 13952:1992 type 'B' for soil line
| 8 | b.) 75 mm dia PVC SWR pipe including all required PVC specials etc., all complete | 600.25 | Rmt | 4802
53 | 3 | Supply and fixing of 15AMPS power plug | 150 | No | 450
54 | 10 | Supplying & Laying 8 SWG GI wire | 27.13 | Rmt | 271.3
55 | 1 | Providing Earthing station | 2997.6 | No | 2997.6
56 | 67.7 | Fabrication charges for roof truss (P.29/PWD SR 2023-24) | 51.15 | Kg | 3462.855
|  | Sub Total I |  |  | 914240.128
57 |  | CGST & SGST @ 18% |  |  | 164563.223
|  | Sub Total II |  |  | 1078803.351
58 |  | Provision for Maintanance of Name board |  |  | 5700
|  | Sub Total II |  |  | 1084503.351
59 |  | Labour welfarefund @ 1% |  |  | 9142.4013
60 |  | Supervision charges @ 7.5% |  |  | 81337.7513
|  | TOTAL |  |  | 1174983.5036
|  |  | SAY Rs. | 11.7498 | Lakhs
11.75
0.00016496

## Data
TAMIL NADU POLICE HOUSING CORPORATION
======================================
PLACE:- |  | KEERIPARAI |  | 2023-2024
- | - | - | - | - | -
QTY |  | COST OF MATERIALS | RATE | PER | AMOUNT
- | - | - | - | - | -
| * | CEMENT MORTAR(1:1.5)
-
0.96 | M.T | CEMENT | 6040 | M.T | 5798.4
1 | CUM | SAND | 1534.18 | CUM | 1534.18
1 | CUM | MIXING OF MORTAR | 116 | CUM | 116
| L.S | SUNDRIES |  | L.S | 0
-
|  | TOTAL FOR 1 CUM |  |  | 7448.58
-
| * | CEMENT MORTAR(1:2)
-
0.72 | M.T | CEMENT | 6040 | M.T | 4348.8
1 | CUM | SAND | 1534.18 | CUM | 1534.18
1 | CUM | MIXING OF MORTAR | 116 | CUM | 116
| L.S | SUNDRIES |  | L.S | 0
-
|  | TOTAL FOR 1 CUM |  |  | 5998.98
-
| * | CEMENT MORTAR(1:3)
-
0.48 | M.T | CEMENT | 6040 | M.T | 2899.2
1 | CUM | SAND | 1534.18 | CUM | 1534.18
1 | CUM | MIXING OF MORTAR | 116 | CUM | 116
| L.S | SUNDRIES |  | L.S | 0
-
|  | TOTAL FOR 1 CUM |  |  | 4549.38
-
| * | CEMENT MORTAR(1:4)
0.36 | M.T | CEMENT | 6040 | M.T | 2174.4
1 | CUM | SAND | 1534.18 | CUM | 1534.18
1 | CUM | MIXING OF MORTAR | 116 | CUM | 116
| L.S | SUNDRIES |  | L.S | 0
-
|  | TOTAL FOR 1 CUM |  |  | 3824.58
-
| * | CEMENT MORTAR(1:5)
-
0.288 | M.T | CEMENT | 6040 | M.T | 1739.52
1 | CUM | SAND | 1534.18 | CUM | 1534.18
1 | CUM | MIXING OF MORTAR | 116 | CUM | 116
| L.S | SUNDRIES |  | L.S | 0
-
|  | TOTAL FOR 1 CUM |  |  | 3389.7
-
| * | CEMENT MORTAR(1:6)
-
0.24 | M.T | CEMENT | 6040 | M.T | 1449.6
1 | CUM | SAND | 1534.18 | CUM | 1534.18
1 | CUM | MIXING OF MORTAR | 116 | CUM | 116
| L.S | SUNDRIES |  | L.S | 0
-
|  | TOTAL FOR 1 CUM |  |  | 3099.78
1.1 |  | EARTH WORK EXCAVATION
---------------------
10 | CUM | EARTH WORK EXCAVATION IN SS20B | 112.05 | CUM | 1120.5
10 | CUM | ADD 100% FOR NARROW CUTTING | 112.05 | CUM | 1120.5
10 | CUM | 1/3REFILLING CHARGES | 12.98 | CUM | 129.8
| L.S | SUNDRIES |  | L.S | 0
-
|  | TOTAL FOR 10 CUM |  |  | 2370.8
-
|  | RATE PER CUM INCLUDING REFILLING | 0 TO 2M |  | 237.08
|  |  | 2 TO 3M |  | 247.63
3.1 | * | CEMENT CONCRETE(1:5:10) USING
40mm HBSTONE METEL
-
9 | CUM | H.B.STONEJELLY 40mm | 1265.98 | CUM | 11393.82
4.5 | CUM | CEMENT MORTAR(1:5) | 3389.7 | CUM | 15253.65
1.8 | NO. | MASON II | 932 | NO. | 1677.6
17.7 | NO. | MAZDOOR I | 651 | NO. | 11522.7
14.1 | NO. | MAZDOOR II | 534 | NO. | 7529.4
| L.S | SUNDRIES |  | L.S | 0
-
47377.17
|  | TOTAL FOR 10 CUM |  |  | -
4737.72
3.2 | * | CEMENT CONCRETE PCC (1:2:4) USING
20mm HBSTONE METEL
-
9 | CUM | H.B.STONEJELLY 20mm | 1685.18 | CUM | 15166.62
4.5 | CUM | CEMENT MORTAR(1:2) | 5998.98 | CUM | 26995.41
1.8 | NO. | MASON II | 932 | NO. | 1677.6
17.7 | NO. | MAZDOOR I | 651 | NO. | 11522.7
14.1 | NO. | MAZDOOR II | 534 | NO. | 7529.4
| L.S | SUNDRIES |  | L.S | 0
-
62891.73
|  | TOTAL FOR 10 CUM |  |  | -
6289.17
|  | RATE PER CUM |  |  | =
6.5 | * | B.W IN C.M(1:5) using kiln burnt country bricks
Bricks of size 22x11x7 cm
-
4800 | NOS. | Bricks of size 22x11x7 cm | 5920.18 | 1000NO. | 28416.86
2.5 | CUM | CEMENT MORTAR(1:5) | 3389.7 | CUM | 8474.25
3.5 | NO. | MASON I | 999 | NO. | 3496.5
10.6 | NO. | MASON II | 932 | NO. | 9879.2
7.1 | NO. | MAZDOOR I | 651 | NO. | 4622.1
21.2 | NO. | MAZDOOR II | 534 | NO. | 11320.8
| L.S | SUNDRIES |  | L.S | 5
-
|  | TOTAL FOR 10 CUM |  |  | 66214.71
-
|  | RATE PER CUM |  |  | 6621.47
9 | * | B.W IN C.M(1:6) using kiln burnt country bricks
Bricks of size 22x11x7 cm
-
4800 | NOS. | Bricks of size 22x11x7 cm | 5920.18 | 1000NO. | 28416.86
2.5 | CUM | CEMENT MORTAR(1:6) | 3099.78 | CUM | 7749.45
3.5 | NO. | MASON I | 999 | NO. | 3496.5
10.6 | NO. | MASON II | 932 | NO. | 9879.2
7.1 | NO. | MAZDOOR I | 651 | NO. | 4622.1
21.2 | NO. | MAZDOOR II | 534 | NO. | 11320.8
| L.S | SUNDRIES |  | L.S | 0
-
|  | TOTAL FOR 10 CUM |  |  | 65484.91
-
|  | RATE PER CUM |  |  | 6548.49
=
|  | G.F |  |  | 6627.39
|  | F.F |  |  | 6786.59
|  | S.F |  |  | 6945.79
10 | * | B.W IN C.M(1:4) using Country BricksKiln Burnt SIZE 22x11x7Cm
Bricks of size 22x11x7 cm
-
4800 | NOS. | Bricks of size 22x11x7 cm | 5920.18 | 1000NO. | 28416.86
1.59 | CUM | CEMENT MORTAR(1:4) | 3824.58 | CUM | 6081.08
7 | NO. | MASON I | 999 | NO. | 6993
7.1 | NO. | MASON II | 932 | NO. | 6617.2
7.1 | NO. | MAZDOOR I | 651 | NO. | 4622.1
21.2 | NO. | MAZDOOR II | 534 | NO. | 11320.8
| L.S | SUNDRIES |  | L.S | 0
-
|  | TOTAL FOR 10 CUM |  |  | 64051.04
-
|  | RATE PER CUM |  |  | 6405.1
=
| ** | PARTITION WALL OF 110 mm thick
-
1.1 | CUM | PARATITION B.W IN C.M(1:4) | 6405.1 | CUM | 7045.61
1 | NO | MASON I | 999 | NO. | 999
| L.S | SUNDRIES |  | L.S | 0
-
|  | TOTAL FOR 10 SQM |  |  | 8044.61
-
|  | RATE PER SQM |  |  | 804.46
=
|  | G.F |  | 8.68 | 813.14
|  | F.F |  | 17.51 | 830.65
|  | S.F |  |  | 848.16
2.1 | * | FILLING IN FOUNDATION AND
BASEMENT WITH FILLING GRAVEL
-
1 | CUM | COST OF FILLING GRAVEL | 550.21 | CUM | 550.21
1 | CUM | LABOUR CHARGES FOR FILLING | 38.95 | CUM | 38.95
| L.S | SUNDRIES |  | L.S | 0
-
|  | TOTAL FOR 1 CUM |  |  | 589.16
2.1 | * | FILLING IN FOUNDATION AND
BASEMENT WITH FILLING SAND
-
1 | CUM | COST OF FILLINGSAND | 1534.18 | CUM | 1534.18
1 | CUM | LABOUR CHARGES FOR FILLING | 34.2 | CUM | 34.2
| L.S | SUNDRIES |  | L.S | 0
-
|  | TOTAL FOR 1.0 CUM |  |  | 1568.38
Pre cast slab 50mm thick in c.c. 1:3:6 mixed with fibre of size .28 x .28 m , 50mm thick
Pcc slab - 500 x .28 x .28 = 39.2 Sq.m
=39.2 x .05 =1.96 cum
1.96 | Cum | C.C 1:3:6 using 20mm HBS | 5636.85 | CUM | 11048.23
2 | No | Mason I class | 999 | NO. | 1998
2 | No | Mazdoor II class | 534 | NO. | 1068
0.28 | Sqm | Moulding charge | 848.08 | NO. | 237.46
500 | No | Cutting, Transporting , Laying & Pointing charges | 2 | NO. | 1000
8.5 | Packet | Fibre (125g/packet) Qtn | 43.6 | Packet | 370.6
|  | Sundries |  |  | 1.96
|  |  | Rate for 39.2 sqm |  | 15724.25
-
|  |  | Rate for 1 sqm |  | 401.13
Standardised concrete Mix M20 Grade Concrete
5 | cum | 20mm HBG Machine crushed stone jelly (7730 Kg) | 1685.18 |  | 8425.9
3.3 | cum | 10-12mm HBG Machine crushed stone jelly (5156 Kg) | 1395.18 |  | 4604.09
4.79 | cum | Sand (7670 Kg) | 1534.18 |  | 7348.72
3.25 | MT | Cement | 6040 |  | 19630
19.5 | Kg | Plasticiser /Super plasticiser @ .60% of cement (P57 item NO.198 | 43.2 |  | 842.4
3.5 | Nos | Mason II | 932 | 0 | 3262
21.2 | Nos | Maz I | 651 |  | 13801.2
35.3 | Nos | Maz II | 534 |  | 18850.2
|  | Total for 10 cum | 0 |  | 76764.51
|  | for 1 cum | 0 |  | 7676.45
1 | cum | Vibrating charges p-28 /103 | 94.2 |  | 94.2
|  | Sub Total | 0 |  | 7770.65
LS |  | Add for water charges & other sundries (0.5 % of sub total | LS |  | 38.85
|  | Foundation & Basement |  |  | 7809.5
-
|  | G.F |  |  | 7929.35
|  | F.F |  |  | 8165.45
|  | S.F |  |  | 8401.55
| 18.1.a. | Form work for Plinth beam, Grade beam, Raft beam |  |  | 848.08
| b. | Form work for Roof and lintels using M.S sheet |  |  | 946.62
| c. | Form work for Small quantity and column using M.S. sheet |  |  | 1135.94
| d. | Form work for Vertical walls |  |  | 1041.28
33. | * | PLASTERING C.M(1:5) 12mmTHICK
-
0.14 | CUM | CEMENT MORTAR(1:5) | 3389.7 | CUM | 474.56
1.1 | NO. | MASON I | 999 | NO. | 1098.9
0.5 | NO. | MAZDOOR I | 651 | NO. | 325.5
1.1 | NO. | MAZDOOR II | 534 | NO. | 587.4
| L.S | SUNDRIES |  | L.S | 5
-
|  | TOTAL FOR 10 SQM |  |  | 2491.36
-
|  | RATE PER SQM |  |  | 249.14
35. | * | PLASTERING C.M(1:3) 10mmTHICK
-
0.1 | CUM | CEMENT MORTAR(1:3) | 4549.38 | CUM | 454.94
1.1 | NO. | MASON I | 999 | NO. | 1098.9
1.1 | NO. | MAZDOOR I | 651 | NO. | 716.1
1.1 | NO. | MAZDOOR II | 534 | NO. | 587.4
| L.S | SUNDRIES |  | L.S
-
|  | TOTAL FOR 10 SQM |  |  | 2857.34
-
|  | RATE PER SQM |  |  | 285.73
23.2 | * | Supplying and fixing 4mm thick pin
headed glass panels 450x1350
|  | - | -
0.5334 | Sqm | 4mm glass frosted | 306.9 | Sqm | 163.7
4.24 | Rmt | 12x12mm Alu.Beedings ( Qtn) | 35.61 | Rmt | 150.99
16 | No. | Alu. bolts and nuts( Qtn) | 1 | Each | 16
0.5334 | Sqm | Labour for fixing glass paneles | 215.74 | Sqm | 115.08
| L.S | Sundries |  | L.S
(1.08SQM LABOUR =.25CARPENTER-II)
-
|  | Total for 0.5334 Sqm |  |  | 445.77
-
|  | Rate for one Sqm. |  |  | 835.7
32.1 | * | FINISHING TOP OF ROOF WITH
ONE COURSE OF PRESSED TILES
OVER A BED OF C.M(1:3),
12mmTHICK MIXED WITH WATER PROOF COMPOUND
AT 2% BY WEIGHT OF CEMENT
-
190 | NOS | PRESSED TILES 23X23X2cm P-15 | 16106 | 1000 Nos | 3060.14
0.12 | CUM | C.M(1:3) | 4549.38 | CUM | 545.93
10 | SQM | POINTING WITH C.M(1:3) | 314.53 | SQM | 3145.3
1.54 | Kg | WPC | 42.7 | Kg | 65.76
1.1 | NO | MASON I | 999 | NO | 1098.9
2.1 | NO | MASON II | 932 | NO | 1957.2
2.2 | NO | MAZDOOR I | 651 | NO | 1432.2
1.1 | NO | MAZDOOR II | 534 | NO | 587.4
| L.S | SUNDRIES |  | L.S | 0
-
|  | TOTAL FOR 10 SQM |  |  | 11892.83
-
|  | RATE PER SQM |  |  | 1189.28
31. | * | WEATHERING COURSE WITH BRICK
JELLY LIME IN RATIO 32:121/2
BY VOLUMN WELL WATERING
CONSOLIDATED WITH WOODEN
BEATERS TO REQUIRED SLOP
-
12.8 | CUM | BROKEN BRICKJELLY2OmmGAUGE | 957.9 | CUM | 12261.12
5 | CUM | COST OF LIME STONE | 993 | CUM | 4965
1.8 | NO | MASON I | 999 | NO | 1798.2
17.7 | NO | MAZDOOR I | 651 | NO | 11522.7
14.1 | NO | MAZDOOR II | 534 | NO | 7529.4
| L.S | SUNDRIES |  | L.S | 0
-
|  | TOTAL FOR 10 CUM |  |  | 38076.42
-
|  | RATE PER CUM |  |  | 3807.64
29.5 | * | Providing White/Color ceramic floor tiles (Anti-skid)of
any size 0f 6mm T.K including pointing etc.,
as directed by the Dept.Officers.
|  | - | -
10 | SQM | COST OF CERAMIC FLOOR TILES | 377.86 | SQM | 3778.6
0.21 | CUM | C.M(1:3) | 4549.38 | CUM | 955.37
LABOUR FOR LAYING & POINTING
1.1 | NO | MASON I | 999 | NO | 1098.9
1.1 | NO | MASON II | 932 | NO | 1025.2
2.2 | NO | MAZDOOR I | 651 | NO | 1432.2
2.2 | NO | MAZDOOR II | 534 | NO | 1174.8
20 | Kg | CEMENT | 6040 | M.T | 120.8
2 | Kg | Grout ( qtn) | 36.1 | Kg | 72.2
1.6 | NO | MASON II | 932 | NO | 1491.2
0.5 | NO | MAZDOOR I | 651 | NO | 325.5
1.1 | NO | MAZDOOR II | 534 | NO | 587.4
| L.S | SUNDRIES |  | L.S | 0
-
|  | TOTAL FOR 10 SQM |  |  | 12062.17
-
|  | RATE PER SQM |  |  | 1206.22
=
29.4 | * | Suppling and laying White/Plain colour
Glazed tiles in C.M(1:2)
-
1.86 | SQM | COST OF GLAZED TILES | 415 | SQM | 771.9
0.4 | Kg | Grout | 36.1 | Kg | 14.44
0.02 | CUM | C.M(1:2) | 5998.98 | CUM | 119.98
1 | NO | MASON I | 999 | NO | 999
1 | NO | Mazdoor-I | 651 | NO | 651
| L.S | SUNDRIES |  | L.S
-
|  | TOTAL FOR 1.860 SQM |  |  | 2556.32
-
|  | RATE PER SQM |  |  | 1374.37
=
|  | Vertified tile flooring IVORY |  | d448
10 | SQM | COST OF Vertified TILES qtn | 421.3 | SQM | 4213
0.21 | CUM | C.M(1:3) | 4549.38 | CUM | 955.37
1.1 | NO | MASON I | 999 | NO | 1098.9
1.1 | NO | MASON II | 932 | NO | 1025.2
2.2 | NO | MAZDOOR I | 651 | NO | 1432.2
2.2 | NO | MAZDOOR II | 534 | NO | 1174.8
20 | Kg | CEMENT | 6040 | M.T | 120.8
2 | Kg | Grout joint filler | 36.1 | Kg | 72.2
1.6 | NO | MASON II | 932 | NO | 1491.2
0.5 | NO | MAZDOOR I | 651 | NO | 325.5
1.1 | NO | MAZDOOR II | 534 | NO | 587.4
| L.S | SUNDRIES |  | L.S | 0
465
|  | TOTAL FOR 10 SQM |  |  | 12496.57
-
|  | RATE PER SQM |  |  | 1249.66
29.2 |  | Providing shahabad stone grey colour of 20mm thick in C.M 1:3
10.5 | Sqm | COST OF Shahabad stone grey colour (Polished Shahabad stone 20mm thick with machine cut edges of size 2' x 2' below) p -36/ 34 | 318 | Sqm | 3339 |  | ** | WHITE WASHING TWO COAT
-
0.22 | CUM | C.M(1:3) | 4549.38 | CUM | 1000.86 | 0.07 | CUM | SLACKED SHELL LIME | 1248 | CUM | 87.36
64 | Kg | Cement slurry | 6040 | 1000 Kg | 386.56 | 1.6 | NO. | MASON II | 508 | NO. | 812.8
4.5 | Kg | Pigment (20.03+23.13)/2 =21.58 p37 ( 9 &10/2) | 24.93 | Kg | 112.19 | 0.5 | NO. | MAZDOOR I | 355 | NO. | 177.5
5.4 | NO | Mason II | 932 | NO | 5032.8 | 2.7 | NO. | MAZDOOR II | 320 | NO. | 864
2.16 | NO | Mazdoor I | 651 | NO | 1406.16 |  | L.S | SUNDRIES FOR BRUSH ETC |  | L.S | 2.09
6.5 | NO | Mazdoor II | 534 | NO | 3471 | [5 empty] | -
|  |  |  | NO | 0 |  |  | TOTAL FOR 100 SQM |  |  | 1943.75
-
|  | TOTAL FOR 10 SQM |  |  | ============ |  |  | RATE PER SQM |  |  | 19.44
14748.57
==========
|  | RATE PER SQM |  |  | 1474.86
============
43. | a. | SUPPLYING AND FABRICATING AND
PLACING R.T.S RODS/MS RODS upto 16mm dia(without cement slurry)
-
1 | QUTL | R.T.S RODS/M.S.RODS UPTO 16MM DIA | 58000 | MT | 5800
0.01 | QUTL | BINDING WIRE | 56350 | MT | 56.35
3.5 | NO | FITTER I | 866 | NO | 3031
| L.S | SUNDRIES |  | L.S | 0
-
|  | TOTTAL FOR 1 QTL |  |  | 8887.35
-
|  | RATE PER M.T |  |  | 88873.5
| b. | SUPPLYING AND FABRICATING AND
PLACING R.T.S RODS/MS RODS above 16mm dia(without cement slurry)
-
1 | QUTL | R.T.S RODS/M.S.RODS ABOVE 16MM DIA | 58000 | MT | 5800
0.01 | QUTL | BINDING WIRE | 56350 | MT | 56.35
3.5 | NO | FITTER I | 866 | NO | 3031
| L.S | SUNDRIES |  | L.S | 0
-
|  | TOTTAL FOR 1 QTL |  |  | 8887.35
-
|  | RATE PER M.T |  |  | 88873.5
23.1. | * | S/F OF BWR PLYWOOD DOOR
SHUTTER WITH VERTICALS AND
TOP RAIL AND BOTTOM RAILS
WITH 9mm THICK MARINE GRADE
BWR PLYWOOD WITH
I.O FITTINGS AS PER SCHEDULE E
-
SHUTTER SIZE0-.8X2.05 =1.64M2
STYLES(OVER 2M) -1X2X2.05X0.075X0.0375=0.01153
-
RAILS(BELOW 2M)- 1X3X0.8X0.15X0.0375= 0.0135
PLANKS -1X1X0.625X0.64=0.40
|  | PLANKS -1X1X0.985X0.625=0.616 |  |  | 1.016M2
(a) |  | DOOR OF SIZE 900 X2100 MM
-
0.01153 | CUM | C.W.SCANTLING UPTO 4M length (PADAK) | 34300 | CUM | 395.48
0.0135 | CUM | C.W.SCANTLING UPTO 4M length (PADAK) | 34300 | CUM | 463.05
1.016 | SQM | Phenol bonded BWR Plywood 9mm | 387.4 | SQM | 393.6
1.64 | SQM | LABOUR CHARGE | 1281 | SQM | 2100.84
2 | NO. | 6"X1/2"ALU.TOWER BOLT | 64.8 | NO. | 129.6
3 | NO. | 5" ALU BUTT HINGES | 89.6 | NO. | 268.8
1 | NO. | 10"X5/8" ALU. ALDROP | 181 | NO. | 181
1 | NO. | NYLON BUSH | 7.3 | NO. | 7.3
1 | NO. | ALU.HANDLE WITH C.P.SCREWS | 57.65 | NO. | 57.65
1 | NO. | DOOR STOPPER | 49.55 | NO. | 49.55
-
|  | TOTAL FOR 1.64 SQM |  |  | 4046.87
-
|  | RATE PER SQM |  |  | 2467.6
=
(a) |  | DOOR OF SIZE 1000 X2100 MM
-
0.01153 | CUM | T.W.SCANTLING above 2M length | 111600 | CUM | 1286.75
0.0152 | CUM | T.W.SCANTLING below 2M length | 99400 | CUM | 1510.88
1.26 | SQM | Phenol bonded BWR Plywood 9mm | 387.4 | SQM | 488.12
1.845 | SQM | LABOUR CHARGE | 1281 | SQM | 2363.45
2 | NO. | 6"X1/2"ALU.TOWER BOLT | 64.8 | NO. | 129.6
3 | NO. | 5" ALU BUTT HINGES | 89.6 | NO. | 268.8
1 | NO. | 10"X5/8" ALU. ALDROP | 181 | NO. | 181
1 | NO. | NYLON BUSH | 7.3 | NO. | 7.3
1 | NO. | ALU.HANDLE WITH C.P.SCREWS 6" | 57.65 | NO. | 57.65
1 | NO. | DOOR STOPPER | 49.55 | NO. | 49.55
58 |  | brass screws | 2.41 |  | 139.78
|  | TOTAL FOR 1.845SQM |  |  | 6482.88
-
|  | RATE PER SQM |  |  | 3513.76
Flush door shutter size 1500x2100 ( Double leaf)
|  | Shutter size (1.4 x 2.025) | 2.84
2.84 | SQM | Solid core flush door shutter with TW palin | 2255 | SQM | 6404.2
2.84 | SQM | Labour for Wrought & Putup | 330.2 | SQM | 937.77
4 | NO | Door Handle with CP screws 6' | 57.65 | NO | 230.6
6 | NO | 5" Butt Hings | 89.6 | NO | 537.6
4 | NO | 6"x1/2" Tower Bolt | 64.8 | NO | 259.2
1 | NO | 10"x5/8" Aldrop | 181 | NO | 181
118 | NO | Brass Screws | 2.41 | NO | 284.38
2 | NO | Rubber bush | 23.1 | NO | 46.2
2 | NO | Door Stopper | 49.55 | NO | 99.1
0.65 | SQM | Painting Two Coats | 233.74 | SQM
|  | Rate for 2.84 Sqm |  |  | 8980.05
|  | Rate for 1 Sqm |  |  | 3161.99
SUPPLY AND FIXING OF GALVANIUM SHEET 0.47MM THICK
11 | Sqm | GALVANIUM SHEET 0.47MM THICK ( SR p-72) | 434 | Sqm | 4774
2.2 | Each | FITTER I st CLASS | 881 | Each | 1938.2
1.1 | Each | CARPENTER I ST CLASS | 976 | Each | 1073.6
3.2 | Each | MAZDOOR I ST CLASS | 651 | Each | 2083.2
| L.S | Bolts & Washers | L.S |  | 107.11
|  | Rate For 10 Sqm |  |  | 9976.11
|  | Rate For 1 Sqm |  |  | 997.61
37.1 | * | WHITE WASHING THREE COAT
-
0.09 | CUM | SLACKED SHELL LIME | 1348 | CUM | 121.32
2.2 | NO. | MASON II | 932 | NO. | 2050.4
0.5 | NO. | MAZDOOR I | 651 | NO. | 325.5
3.8 | NO. | MAZDOOR II | 534 | NO. | 2029.2
| L.S | SUNDRIES FOR BRUSH,BLUE,GUM ETC |  | L.S | 1.5
-
|  | TOTAL FOR 100 SQM |  |  | 4527.92
-
|  | RATE PER SQM |  |  | 45.28
| ** | WHITE WASHING TWO COAT
-
0.07 | CUM | SLACKED SHELL LIME | 1348 | CUM | 94.36
1.6 | NO. | MASON II | 932 | NO. | 1491.2
0.5 | NO. | MAZDOOR I | 651 | NO. | 325.5
2.7 | NO. | MAZDOOR II | 534 | NO. | 1441.8
| L.S | SUNDRIES FOR BRUSH ETC |  | L.S | 2.09
-
|  | TOTAL FOR 100 SQM |  |  | 3354.95
-
|  | RATE PER SQM |  |  | 33.55
38.1. | * | CEMENT PAINTING TWO COATS
OVER THE PRIMER COAT OF
APPROVED CEMENT PAINT FOR NEW
PLASTERED SURFACES
-
1.8 | Kg | Primer coat using white cement | 22.6 | Kg | 40.68
0.25 | NO. | PAINTER I | 797 | NO. | 199.25
0.25 | NO. | MAZDOOR I | 651 | NO. | 162.75
0.4 | NO. | MAZDOOR II | 534 | NO. | 213.6
616.28
61.63
| * | PAINTING TWO COATS OVER NEW (as per PWD Standard Data)
PLASTERED SURFACE WITH
OBD
-
1.34 | Kg | OBD p-45 sl.140 | 73.8 | Kg | 98.89
0.5 | NO | PAINTER I | 797 | NO | 398.5
0.5 | NO | MAZDOOR I | 651 | NO | 325.5
0.8 | NO | MAZDOOR II | 534 | NO | 427.2
| L.S | SUNDRIES FOR BRUSHES,ETC |  | L.S | 2.6
-
|  | TOTAL FOR 10 SQM |  |  | 1252.69
-
|  | RATE PER SQM |  |  | 125.27
| * | PAINTING ONE COAT OVER OLD (as per PWD Standard Data)
PLASTERED SURFACE WITH
OBD
-
0.67 | Kg | OBD p-50 sl.129 | 73.8 | Kg | 49.446
0.5 | NO | PAINTER I | 797 | NO | 398.5
0.5 | NO | MAZDOOR I | 651 | NO | 325.5
0.8 | NO | MAZDOOR II | 534 | NO | 427.2
10 | Sqm | Thorouh scrapping p28/108 | 4.2 | Sqm | 42
| L.S | SUNDRIES FOR BRUSHES,ETC |  | L.S | 2.5
-
|  | TOTAL FOR 10 SQM |  |  | 1245.146
-
|  | RATE PER SQM |  |  | 124.52
40. | * | PAINTING TWO COATS OVER NEW (as per CER-112/2007-08)
PLASTERED SURFACE WITH
Plastic Emulsion PAINT
-
1.4 | LIT | Plastic Emulsion PAINT (LMR item 113) p-45 143( First qty | 295.6 | LIT | 413.84
0.98 | LIT | Primer (LMR item 142) p45 | 147.5 | LIT | 144.55
2.2 | NO | PAINTER I | 797 | NO | 1753.4
| L.S | SUNDRIES FOR BRUSHES,ETC |  | L.S | 2.55
|  | TOTAL FOR 10 SQM |  |  | 2314.34
-
|  | RATE PER SQM |  |  | 231.43
Plastic Emulsion PAINT one coat for old wall
0.8 | LIT | Plastic Emulsion PAINT | 295.6 | LIT | 236.48
0.7 | NO | Painter I | 797 | NO | 557.9
10 | Sqm | Thorouh scrapping p28/108 | 4.2 | Sqm | 42
|  | SUNDRIES | ls |  | 1.6
|  | TOTAL FOR 10 SQM |  |  | 837.98
|  | RATE PER SQM |  |  | 83.8
| * | BEST VARNISHING ONE COAT OVER WOOD WORK
|  | - | -
0.77 | Lit. | BEST VARNISH | 271.2 | Lit. | 208.82
0.61 | Lit. | LINSEED OIL BOILED | 25 | Lit. | 15.25
0.7 | No. | PAINTER-I | 797 | EACH | 557.9
0.7 | No. | MAZDOOR-I | 651 | EACH | 455.7
| L.S | SUNDRIES FOR BRUSHES,ETC |  | L.S | 1.5
-
|  | TOTAL FOR TEN SQM |  |  | 1239.17
-
|  | RATE PER SQM |  |  | 123.92
40. | * | PAINTING TWO COATS OVER new
WOOD WORKS WITH IIND CLASS
SYNTHETIC ENAMEL PAINT INCL.PRIMER COAT.
-
1.44 | LIT | READY MIXED PRIMER PAINT | 147.5 | LIT | 212.4
0.7 | NO | PAINTER I | 797 | NO | 557.9
2.55 | LIT | READY MIXED IIND CLASS PAINT | 238.9 | LIT | 609.2
1.2 | NO | PAINTER I | 797 | NO | 956.4
| L.S | SUNDRIES FOR BRUSHES,ETC |  | L.S | 1.5
-
|  | TOTAL FOR 10 SQM |  |  | 2337.4
-
|  | RATE PER SQM |  |  | 233.74
=
41 | * | PAINTING TWO COATS OVER NEW
IRON WORKS WITH IIND CLASS
SYNTHETIC ENAMEL PAINT
-
2.22 | LIT | READY MIXED IIND CLASS PAINT | 227.6 | LIT | 505.27
1.1 | NO | PAINTER I | 797 | NO | 876.7
| L.S | SUNDRIES FOR BRUSHES,ETC |  | L.S | 1.5
-
|  | TOTAL FOR 10 SQM |  |  | 1383.47
-
|  | RATE PER SQM |  |  | 138.35
PAINTING ONE COATS OVER OLD
WOOD WORKS WITH IIND CLASS
SYNTHETIC ENAMEL PAINT
1.33 | Lit | READY MIXED IIND CLASS PAINT | 238.9 | Lit | 317.74
0.7 | nos | PAINTER I | 797 | nos | 557.9
10 | Sqm | Thorouh scrapping (p-31 slno.112) | 9.85 | Sqm | 98.5
|  | SUNDRIES | LS |  | 3.43
|  | TOTAL FOR 10 SQM |  |  | 977.57
|  | RATE PER SQM |  |  | 97.76
PAINTING ONE COATS OVER OLD
IRON WORKS WITH IIND CLASS
SYNTHETIC ENAMEL PAINT
1.11 | Lit | READY MIXED IIND CLASS PAINT | 227.6 | Lit | 252.64
0.7 | nos | PAINTER I | 797 | nos | 557.9
10 | Sqm | Thorouh scrapping (p-26 slno.357 d) | 9.1 | Sqm | 91
|  | SUNDRIES | LS |  | 2.8
|  | TOTAL FOR 10 SQM |  |  | 904.34
|  | RATE PER SQM |  |  | 90.43
53.1 | * | SUPPLYING AND FIXING
WASHBASIN 22"X16" INCLUDING
COST OF ALL MATERIALS AND
FIXING CHARGES
-
1 | NO. | Wash Hand Basin of size 550 x 400 mm with all accessories such as CI brackets, 32mm dia CP waste coupling, Rubber pug and chain, 32mm dia B class GI waste pipe, 15mm dia brass nipples. 15mm CP pillar tap etc., | 1672 | NO. | 1672
1 | NO. | deduct rate for 15mm dia GM wheel valve p -48 /157(v) | -169 | NO. | -169
1 | NO. | Angle Valve | 250 | NO. | 250
0.5 | NO. | PLUMBER I | 866 | NO. | 433
1 | NO. | MAZDOOR I | 651 | NO. | 651
0.5 | NO. | MASON I | 999 | NO. | 499.5
| L.S | SUNDRIES FOR PLUGSCREW,PAINT |  | L.S | 0.82
-
|  | TOTAL FOR ONE NUMBER |  |  | 3337.32
56.1. | * | SUPPLYING AND FIXING OF I.W.C
20"WITH TOP LEFT ROUGH TO RECEIVE
FLOOR FINISH
IN G.FLOOR.
-
1 | NO. | I.W.C 20"SIZE(Orissa pan) | 1201 | NO. | 1201
0.65 | CUM | E.W EXCAVATION | 224.1 | CUM | 145.67
0.57 | CUM | REFILLING | 38.95 | CUM | 22.2
0.081 | CUM | BRICK JELLY CONCRETE USING 40mm(1:8:16) | 4094 | CUM | 331.61
1 | NO. | PLUMBER I | 866 | NO. | 866
0.5 | NO. | MASON II | 932 | NO. | 466
0.5 | NO. | MAZDOOR I | 651 | NO. | 325.5
| L.S | SUNDRIES |  | L.S | 1.25
-
|  | TOTAL FOR ONE NUMBER |  |  | 3359.23
54.1 | * | CP TAP (LONG BODY) |  | Each | 300
=
54.2 | * | CP TAP (SHORT BODY) |  | Each | 250
|  | = | =
| * | Solid panel PVC door with frame (Rajeshree) p-43 it-125a | 3325 | SQM | 3325
OPEN WIRING IN PVC PIPE
Open wiring for Light point with ceiling rose for flats/ houses
Wirng with 1.5 sqmm copper PVC insulated unsheathed single core 1.1 KV grade cable with continuous earth by means of 1.5 sqmm copper PVC insulated unsheathed single core 1.1 KV grade cable confirming to IS 694 / 1980 with ISI mark in PVC rigid conduit pipe heavy duty with ISI mark with suitable size MS box of 16g thick concealed and covered with 3mm thick laminated hylem sheet for LIGHT POINT WITH CEILING ROSE controlled by 5 amps flush type switch including citcuit mains, cost of all materials, specials, etc., all complete,(Open wiring)
90 | Rmt | 1.5 sqmm copper PVC insulated unsheathed single core cable | 16.55 | Rmt | 1489.5
45 | Rmt | PVC rigid conduit pipe 19 mm / 20mm heavy duty with ISI mark | 20 | 1 Rmt | 900
20 | No | 19 mm PVC rigid bends | 3.15 | No | 63
150 | No | Tw Plugs (p 91 p J e) | 287 | 1000 nos | 43.05
10 | No | 19 mm PVC rigid tees | 1.34 | No | 13.4
10 | No | PVC joint box ( Part- I ,p 129 6b) | 43.25 | Dozen | 36.04
0.015 | Sqm | Hylem sheet 3 mm thick with lamination | 661 | Sqm | 9.92
10 | No | 5 amps flush type switch | 16.21 | No | 162.1
10 | No | Ceiling rose | 13.8 | No | 138
1 | Gross | Brass screws 40mm p 130 L 1c | 69.4 | Gross | 69.4
72 | No | 19 mm MS clamp | 47.7 | Gross | 23.85
0.16667 | Bag | Cement | 302 | Bag | 50.33
10 | No | TW switch box 100 x 100 x 75 mm p 130 jd | 13.8 | No | 138
1 | No | TW junction box 150 x 100 x 75 mm p-130 j c | 16.5 | No | 16.5
0.1 | Sqm | 3 mm thick laminated Hylem sheet (10X0.1X0.1) | 661 | Sqm | 66.1
45 | Rmt | 1.5 sqmm copper PVC insulated unsheathed single core cable for continuous earth connection | 16.55 | 90 Rmt | 744.75
0.5 | Litre | Paint SEP p-44 it-117 | 227.6 | Litre | 113.8
10 | Points | Labour charges |  | LS | 5090
LS |  | Sundries 1% on materials |  | LS | 44.26
|  | Total for 10 Points |  |  | 9212
|  | Rate for 1 Point |  |  | 921.2
Labour Charges for wirnig in PVC pipe concealed
Sub - data
1 | No | Maistry | 947 | No | 947
2 | No | Wiremen Grade - I | 826 | No | 1652
3 | No | Wiremen Grade - II | 820 | No | 2460
4 | No | Helper | 644 | No | 2576
7635
Light point with bakelite batern type holder for flats/ houses(Open wiring)
Wirng with 1.5 sqmm copper PVC insulated unsheathed single core 1.1 KV grade cable with continuous earth by means of 1.5 sqmm copper PVC insulated unsheathed single core 1.1 KV grade cable confirming to IS 694 / 1980 with ISI mark in PVC rigid conduit pipe heavy duty with ISI mark with suitable size MS box of 16g thick concealed and covered with 3mm thick laminated hylem sheet for LIGHT POINT WITH BAKELITE BATTERN TYPE HOLDER FOR FLATS/ HOUSES controlled by 5 amps flush type switch including citcuit mains, cost of all materials, specials, etc., all complete,
|  | Total for Data 1 excluding sundries |  |  | 9167.74
|  | Deduct cost of ceiling rose 10 Nos |  |  | 138
|  | Add cost of Bakelite battern type holders 10 Nos @ Rs 16.65 / Each p-116, it-25 |  |  | 166.5
|  | Sundries |  |  | 35.76
|  | Total for 10 points |  |  | 9232
|  | Rate for 1 points |  |  | 923.2
-
FAN POINT (open wiring)
Wirng with 1.5 sqmm copper PVC insulated unsheathed single core 1.1 KV grade cable with continuous earth by means of 1.5 sqmm copper PVC insulated unsheathed single core 1.1 KV grade cable confirming to IS 694 / 1980 with ISI mark in PVC rigid conduit pipe heavy duty with ISI mark with suitable size MS box of 16g thick concealed and covered with 3mm thick laminated hylem sheet for FAN POINT controlled by 5 amps flush type switch including citcuit mains, cost of all materials, specials, etc., all complete,(Open wiring)
|  | Total for Data 1 excluding sundries |  |  | 9167.74
|  | Deduct cost of TW Box 10X10x7.5cm |  |  | 138
|  | Deduct cost of Hylem sheet |  |  | 66.1
|  | Add cost of TW box 12" x 8" x3" for switch and regulator 10 nos @ Rs 69.90 / Each p-130 ,part J a |  |  | 699
|  | Hylem sheet 0.60 Sq m@ 661/Sq m p-130 ,7 a |  |  | 396.6
|  | Add Sundries 1% |  |  | 22.76
|  | Total for 10 points |  |  | 10082
|  | Rate for 1 points |  |  | 1008.2
DATA - 7
5 AMPS 5 PIN PLUG SOCKET POINT AT SWITCH BOARD ITSELF
Wirng with 1.5 sqmm copper PVC insulated unsheathed single core 1.1 KV grade cable with continuous earth by means of 1.5 sqmm copper PVC insulated unsheathed single core 1.1 KV grade cable confirming to IS 694 / 1980 with ISI mark in fully concealed PVC rigid conduit pipe heavy duty with ISI mark with suitable size MS box of 16g thick concealed and covered with 3mm thick laminated hylem sheet for 5 amps 5 pin PLUG SOCKET POINT AT SWITCH BOARD ITSELF including citcuit mains, cost of all materials, specials, etc., all complete,
5 | Rmt | 1.5 sqmm copper PVC insulated unsheathed single core cable | 16.55 | 1 Rmt | 82.75
2.5 | Rmt | PVC rigid conduit pipe 19 mm / 20mm heavy duty with ISI mark | 20 | Rmt | 50
1 | No | 5 A 5 pin non - inter locking switch and plug ( flush type ) part - c (I a) + part - d (I a)( Rs. 194.50/12 + 24.10) p-118 +123 part d a | 40.31 | No | 40.31
|  | Labour charges |  |  | 670.83
|  | Sundries |  |  | 25.61
|  | Rate for 1 point |  |  | 869.5
74 |  | LABOUR CHARGE FOR FIXING FAN |  |  | 601.2
Supply of ceiling fan 1200mm
1 | No | 1200mm A.C ceiling fan (without regulator)( Part- B 1 a p-117 | 1366 | No | 1366
1 | No | Cost of electronic regulator( Part- B 1 d p-117 | 185.9 | No | 185.9
|  | Rate for each |  |  | 1552.7
52 | * | SUPPLYING AND LAYING THE FOLLOWING PVC
PIPES WITH NECESSARY SPECIALS ELBOWS,
TEE,REDUCE ,PLUG,UNION,BEND,COUPLE,
NIPPLE,GATE VLVE,CHECK AND WHEEL VALVE
WHEREVER NECESSARY INCLUDING LABOUR BELOW
GROUND LEVEL(OR) FIXING ON WALLS TO THE
PROPER GRADIENT AND ALIGNMENT ETC.ALL
COMPLETE AS DIRECTED BY DEPT. OFFICERS.
|  | = | =
| * | ASTM-D SCHEDULE- 40 THREADED PVC PIPE
WITH NECESSARY PVC-GI SPECIALS
| c. | 20MM DIA PVC PIPE ABOVE G.L:-
-
1 | Rmt | COST OF 20MM DIA PVC PIPE | 26 | Rmt | 26
1 | L.S | ADD 70% FOR PVC/GI SPECIALS | 18.2 | L.S | 18.2
1 | Rmt | LABOUR FOR LAYING & FIXING | 185.41 | Rmt | 185.41
-
|  | TOTAL FOR 1 RMT |  |  | 229.61
=
| b. | 25MM DIA PVC PIPE ABOVE G.L:-
-
1 | Rmt | COST OF 25MM DIA PVC PIPE | 35 | Rmt | 35
1 | L.S | ADD 40% FOR PVC/GI SPECIALS | 14 | L.S | 14
1 | Rmt | LABOUR FOR LAYING & FIXING | 185.4 | Rmt | 185.4
-
|  | TOTAL FOR 1 RMT |  |  | 234.4
=
| a. | 32MM DIA PVC PIPE ABOVE G.L:-
-
1 | Rmt | COST OF 32MM DIA PVC PIPE | 52 | Rmt | 52
1 | L.S | ADD 20% FOR PVC/GI SPECIALS | 10.4 | L.S | 10.4
1 | Rmt | LABOUR FOR LAYING & FIXING | 189.61 | Rmt | 189.61
-
|  | TOTAL FOR 1 RMT |  |  | 252.01
58.1(b) | B. | SUPPLY AND FIXING OF PVC PIPE
75MM DIA OF PVC SWR PIPE INCLUDING
PACKING THE JOINTS WITH RUBBER
LUBERICANT AND FIXING IN TO
WALL WITH WOODEN PLUGES
SCREWSHOLDING CLAMPSETC
COMPLETE type 'B'.
-
3 | RMT | P.V.C. PIPE 75mm DIA | 115.85 | RMT | 347.55
1 | NO | P.V.C BEND WITH DOOR | 45 | EACH | 45
1 | NO | P.V.C COWL | 55.5 | EACH | 55.5
1 | NO | P.V.C DOOR TEE | 125.2 | EACH | 125.2
0.5 | NO. | PLUMBER I | 866 | EACH | 433
0.5 | NO. | MASON II | 932 | EACH | 466
0.5 | NO. | MAZDOOR I | 651 | EACH | 325.5
| L.S | COST OF RUBBER |  | L.S | 2.73
LUBRICANTT.W.PLUGS AND
C.I.CLAMPS ETC
|  | SUNDERS |  | L.S | 0.27
-
|  | TOTAL FOR 3 RMT |  |  | 1800.75
-
|  | RATE PER RMT |  |  | 600.25
DATA - 8
15 AMPS POWER PLUG
Supplying and fixing of 15 Amps 3 pin flush type plug socket on suitable MS box of 16g thick concealed and covered with 3 mm thick laminated hylem sheet inclusive of all materials, etc., all complete.
1 | No | 15 Amps 3 pin flush type plug socket Part-D1 b p-123 | 54.5 | No | 54.5
1 | No | MS box 150 x 100 x 75mm | 70.7 | No | 70.7
0.015 | Sqm | 3 mm thick laminated hulem sheet | 661 | Sqm | 9.92
LS |  | Labour charges and sundries such as cement, screws etc., |  |  | 14.88
|  | Rate for Each |  |  | 150
DATA - 25
EARTHING & ELCB
Run of 8 SWG GI Wire
Supplying and laying of 8 SWG GI wire on walls/below ground level with necessary 'U' nails/ earth work excavation and re- filling etc., including cost of all materials, all complete.
9.5 | Kg | 8 SWG GI wire (Part- E, 3 -c P-124 ) | 101.5 | Kg | 964.25
0.5 | Kg | 'U' nails (SD-74 ,22-23) | 21.3 |  | 10.65
|  | Labour |  |  | 1464
|  | Sundries |  |  | 3.2
|  | Tatal for 90 Rmts |  |  | 2442.1
|  | For 1 Rmt |  |  | 27.13
78 |  | EARTHING STATION AS PER ISI |  |  | 2997.6

## Lead
Tamil Nadu Police Housing Corparation Ltd.
==========================================================
| PLACE :KEERIPARAI |  | 2023-2024
| - | - | - | - | - | - | - | -
Sl. No | Description of Material | Unit | Source | Total Lead in KM | Cost of Material | Lead charge | Material cost @ site | Labour Rate
- | - | - | - | - | - | - | - | -
1. | ROUGH STONE sl.34 p16 | CUM. | Avaiyaramman Koil | 18 | 449.4 | 196.18 | 645.58 | MASON-I Brick / Stone work (p-10) | 999
2. | BOND STONE sl.53 p17 | CUM. | Avaiyaramman Koil | 18 | 648.4 | 196.18 | 844.58 | MASON-II Brick / Stone work (p-10) | 932
3. | HARD BROKEN STONE JELLY 3mm To 10mm p-18 | CUM. | Avaiyaramman Koil | 18 | 773.67 | 196.18 | 969.85 | MAZDOOR-I (p-11) | 651
4. | HARD BROKEN STONE JELLY 10mm | CUM. | Avaiyaramman Koil | 18 | 1016 | 196.18 | 1212.18 | MAZDOOR-II (p-12) | 534
5. | HARD BROKEN STONE JELLY 12mm | CUM. | Avaiyaramman Koil | 18 | 1382 | 196.18 | 1578.18 | PAINTER-I (p-10) | 797
6. | HARD BROKEN STONE JELLY 20mm | CUM. | Avaiyaramman Koil | 18 | 1489 | 196.18 | 1685.18 | PAINTER-II (p-11) | 772
7. | HARD BROKEN STONE JELLY 40mm | CUM. | Avaiyaramman Koil | 18 | 1069.8 | 196.18 | 1265.98 | PLUMBER-I (p-10) | 866
8. | SAND FOR MORTAR sl.95 p19 | CUM. | Ponmanai | 18 | 1338 | 196.18 | 1534.18 | PLUMBER-II (p-11) | 839
9. | SAND FOR FILLING | CUM. | Ponmanai | 18 | 1338 | 196.18 | 1534.18 | FITTER-I (p-9) | 881
10. | Kiln Burnt Country Bricks SIZE 22x11x7Cm p-15 it-5a | 1000nos. | Chenbagaraman puthoor | 24 | 5709 | 211.18 | 5920.18 | FITTER-II (p-11) | 856
11. | BRICK JELLY 40mmGAUGE p-15 it-14 | CUM | Chenbagaraman puthoor | 24 | 705 | 171.9 | 876.9 | CARPENTER-I (p-10) | 976
12. | BRICK JELLY 20mmGAUGE | CUM | Chenbagaraman puthoor | 24 | 786 | 171.9 | 957.9 | CARPENTER-II (p-11) | 932
13. | MACHINE PRESSED TILES 23x 23x 2 Cm | 1000nos. | Local | 0 | 16106 | 0 | 16106 | STONE CUTTER-I (p-9) | 766
14. | SLACKED SHELL LIME sl.101 p19 | CUM. | Local |  | 1348 |  | 1348 | STONE CUTTER-II | 738
15. | SLACKED &SREENED LIME STONE sl102 | CUM. | Local | 0 | 993 | 0 | 993 | FLOOR POLISHER | 769
16. | C.W SCANTLING UPTO 4M LONG p-20 it-120 | CUM. | Local | 0 | 34300 | 0 | 34300 | Mortar mix charges manual sl.125(Ann3 N-29) | 116
17. | C.W. PLANK UPTO 40mmTHICK UPTO 30 Cm WIDTH | CUM. | Local | 0 | 39400 | 0 | 39400 | Vibrat-charges(R.C.C) sl.71/2 p25 | 94.2
18. | T.W SCANTLING 2M TO 3M LONG 106/73 p-19 | CUM. | Local | 0 | 111600 | 0 | 111600 | Vibrat-charges(P.C.C) sl.71/1 p25 | 69.8
19. | T.W.SCANTLING BELOW 2M LONG 107/74 p-21 | CUM. | Local | 0 | 99400 | 0 | 99400 | Sand filling charges sl.46/84p23 | 34.2
20. | T.W.PLANKS 15TO30cm WIDTH & 12to25mm Thick it-113 | CUM. | Local | 0 | 95000 | 0 | 95000 | Earth filling charges sl.46/85 p23 | 38.95
21. | Country BricksKiln Burnt of SIZE 22x11x5Cm (7c)p-15 | 1000nos. | Chenbagaraman puthoor | 24 | 4299 | 211.18 | 4510.18 | E.W. 40/62 p-22 | 112.05
22. | MOSAIC TILES GRAY 25X25X2cm.it-27 | 1000nos. | Local |  | 11907 |  | 11907 | L.C.T.W.Door- 104/2 p-27 | 1537
23. | CEMENT (supply at site) | M.T | Local | 0 | 6040 | 0 | 6040 | L.C.marine doors-105/3 p-27 | 1281
24. | R.T.S. / M.S upto 16mm | M.T | Local | 0 | 58000 | 0 | 58000 | TW glazed window 109/8 p-27 | 1436
25. | M.S./ R.T.S above 16mm | M.T | Local | 0 | 58000 | 0 | 58000 | Wrought&putup 103/1 p-27 | 13690
26. | Country BricksKiln Burnt SIZE 22x11x5Cm | 1000nos. | Chenbagaraman puthoor | 24 | 4299 | 211.18 | 4510.18 | Ventilator 113/14 p-28 | 1197
27. | HBSJ 11.2mm IRC metal (HW SR16-17) | CUM. | Avaiyaramman Koil | 18 | 961 | 196.18 | 1157.18 | Meter- Cupboard Weldmesh 118/23 p-28 | 1072
28. | HBSJ 37.5mm to 26.5mm IRC metal | CUM. | Avaiyaramman Koil | 18 | 1082.5 | 196.18 | 1278.68 | E.W (SDR) 41/67 p-23 | 166.9
29. | HBSJ 63mm to 45mm IRC metal | CUM. | Avaiyaramman Koil | 18 | 915.45 | 196.18 | 1111.63 | FITTER-II (Pipe & Bar Bend) 57/20a p-11 | 839
30. | Gravel p18 i88/57 | CUM. | Kavalkinaru | 33 | 222.7 | 327.51 | 550.21 | FITTER-I (Pipe & Bar Bend) 16/20A p-9 | 866
31 | Well Gravel | CUM. | Local | 5 | 166.5 | 58.25 | 224.75 | E.W loose soil p-22 SS20B/38/50 | 74.85
1. Certified that the lead particulars furnished above are correct to the best of my knowledge.
2. Certified that Presently M sand from the approved source of Ponmanai which is nearest and 18 Km from the site.
3. Certified that Presently Gravel from the source of Kavalkinaru which is nearest and 33 Km from the site.

## check list
TAMIL NADU POLICE HOUSING CORPORATION LTD. |  |  |  |  | TAMIL NADU POLICE HOUSING CORPORATION LTD.
TIRUNELVELI DIVISION |  |  |  |  | TIRUNELVELI DIVISION
| ESTIMATE SCRUTINY CHECK LIST - DB / CL / 01 |  |  |  |  | PROFORMA
| CHECK LIST TO ACCOMPANY THE DETAILED ESTIMATE |  |  |  |  | PART - II
1 | Name of Work | : | Special Repair works to the Police station building at Keeriparai in Kanyakumari District.
2 | Reference To Administrative Sanction (A.S) and Amount | : |  |  | 1 | A site plan of the site for a scale of 1 / 500 with the following Details | : | Enclosed
3 | Whether Rough cost Estimate based on which A.S was obtained is enclosed | : | _ |  | a | Spot level with contours at an intervals of 15 metres indicating the referance to bench mark and its locations | : | _____
4 | If there are omission in the provision as Sanctioned , reason to be substantiated | : | Nil |  | b | Trees with in the site indiating their girth , height , area of spread and age | :
5 | Whether objective report accompany estimate is prepared | : | Yes |  | c | Existing roads , pathways , Streams , odais and structures with measurements with in the site and in the adjoining land | :
6 | Whether Layout Plan is enclosed | : | Yes |  | d | Power lines , Telephone lines , Water supply and Drainage line with in the site if any | : | _____
7 | Whether Trail Pit Particulars are enclosed | : | Soil Report Enclosed.
8 | If the Proposal is for Additional Floors, | : | ____ |  | 2 | Test results of the soil at the site
| Year(s) of Construction of Exiting Floors and the ultimate number of floors designed for . | : |  |  | a | Soil test report from authorised Institution / Agency enclosed | :
9 | Whether there any spliting up of the Sanction is involved | : | No
10 | Does the site require Filling and if so whether Provision is made in the Estimate | :
11 | If the cost of the filling is the high , has it been examined as to whether the building can be constructed without resorting to filling at a high cost . | : | __
12 | Whether the list is submitted in Duplicate | : | ___
13 | In the case of Load bearing structures, whether stress at critical section has been worked out . | : | ___
14 | Reason for delay over and above the stipulated time to prepare the detailed estimate from the date of receipt of A.S. | : | Nil
15 | Proposal for Additional Staff | : | ____
16 | Monuments , Memorial Pillars , Museums and other building with in 100 m radius of the proposed site , coming under department of Archaelogy . |  | NIL
17 | Further if such structures exists beyond 100 m - 300 m radius of the proposed site , approval should be obtained from " National Commission for Museum and Monuments " . |  | NIL
TAMIL NADU POLICE HOUSING CORPORATION LTD.
TIRUNELVELI DIVISION
PROFORMA
PART - I
1 | A Site plan of the Site for a scale of 1/500 with the following Details |  |  | Enclosed.
| i) North Point | : | Marked.
| ii ) Survey No. Sub division etc | :
| iii ) Measurement of the Site | :
2 | Classification of the Land such as Patta / Poramboke , Wet / Dry . | : | Police land
3 | Extent of Land | :
4 | Nature of Site (ie) Whether low lying , sloping or level ground . | : | Low lying
5 | Whether there are LT / HT Power lines running across the site and if so the capacity of the Power lines | : | No
6 | Whether there are any Telephone lines with in the Sites. | : | No
7 | Water table Level (1) Present | :
| (2) Maximum | :
8 | Maximum Flood level of the nearest Water course if any | : | __
9 | Whether there are any Water supply and Drainage lines with in the Site, requiring diversion . | : | No
10 | Whether there are any Wells with in the Site and if so the size of the well, Depth and nature of water . | : | No
11 | Whether there are rock outcrop with in the Site and if so location may be indicated in the Site plan . | : | No
12 | Nature of Soil at the site with Trail pit details for a Depth of 4.00 metre ( Soil classification to be as per Chief Engineer/TNPHC Circular No WKS. 11(2) 2821 /A / 79 - CR dt 24.10.79. | :
13 | Lead for Materials | : | Enclosed
14 | Local rates for the Materials not covered under Schedule of Rates | : | Enclosed

## Sheet1
TAMILNADU POLICE HOUSING CORPORATION LIMITED
TIRUNELVELI DIVISION
Name of work :-Special Repair works to the Keeriparai Police station building in Kanyakumari District.
DETAILED ESTIMATE
Sl. No | Description | Nos |  |  | L | B | D | Qty | Unit
1 | Dismantling existing damaged One Course of Pressed Tile and weathering course
| Over Terrace | 1 | 1 | 1 | 12.92 | 15.32 |  | 197.9344
| D/F OTS | 1 | 1 | 1 | 3 | 4.2 |  | -12.6
| Over Verandah | 1 | 1 | 1 | 6.46 | 2.4 |  | 15.504
[7 empty] | Total | 200.8384
[7 empty] | say | 200.9 | m2
2 | Dismantling of existing damaged Mosaic-in-situ finish in cement mortar in flooring and in wall surface
| SI | 1 | 1 | 1 | 3 | 3.6 |  | 10.8
| Reception | 1 | 1 | 1 | 6 | 3.6 |  | 21.6
| Writer | 1 | 1 | 1 | 3 | 3.6 |  | 10.8
| Arms room | 1 | 1 | 1 | 1.28 | 1.6 |  | 2.048
| Property room | 1 | 1 | 1 | 3 | 2.79 |  | 8.37
| Coputer room | 1 | 1 | 1 | 3 | 3.05 |  | 9.15
| Record room | 1 | 1 | 1 | 3 | 2.79 |  | 8.37
| Coputer room | 1 | 1 | 1 | 3 | 3.6 |  | 10.8
| Lock up -I | 1 | 1 | 1 | 2.77 | 3.6 |  | 9.972
| Lock up -(M) | 1 | 1 | 1 | 3 | 4.85 |  | 14.55
| Lock up -(W) | 1 | 1 | 1 | 3 | 3.5 |  | 10.5
[7 empty] | Total | 116.96
[7 empty] | say | 117 | m2
3 | Dismantling existing damaged Floor finish and dadooing walls in cement mortar with Mosaic Tiles / Glazed Tiles / Clay Tiles / Cuddapah Slabs
| SI -WC | 1 | 1 | 1 | 1.65 | 1.6 |  | 2.64
| Walls | 1 | 1 | 1 | 6.5 |  | 1.5 | 9.75
| Passage & OTS | 1 | 1 | 1 | 6 | 7.2 |  | 43.2
|  | 1 | 1 | 1 | 14.4 |  | 0.25 | 3.6
| Lock up Passage | 1 | 1 | 1 | 1.5 | 2.32 |  | 3.48
| WC | 1 | 1 | 1 | 1.38 | 1 |  | 1.38
| Walls | 1 | 1 | 1 | 4.76 |  | 1.5 | 7.14
| Bath | 1 | 1 | 1 | 1.38 | 1.2 |  | 1.656
| Walls | 1 | 1 | 1 | 5.16 |  | 1.5 | 7.74
| Lockup (M) - WC | 1 | 1 | 1 | 1 | 1.2 |  | 1.2
| Walls | 1 | 1 | 1 | 4.4 |  | 1.5 | 6.6
| Lockup (W) - WC | 1 | 1 | 1 | 1 | 1.2 |  | 1.2
| Walls | 1 | 1 | 1 | 4.4 |  | 1.5 | 6.6
| D/F D | 1 | 1 | 1 | 1 |  | 1.5 | -1.5
| D/F TD | 1 | 2 | 1 | 0.75 |  | 1.5 | -2.25
| D/F TD1 | 1 | 2 | 1 | 0.75 |  | 2.5 | -3.75
[7 empty] | Total | 88.686
[7 empty] | say | 88.7 | m2
4 | Clean removal of cement plastering
| SI room ceiling | 1 | 1 | 1 | 3 | 3.6 |  | 10.8
| Verandah | 1 | 1 | 1 | 6.46 | 2.4 |  | 15.504
| S/S top over W | 1 | 2 | 1 | 1.46 | 0.6 |  | 1.752
| S/S top over W1 | 1 | 2 | 1 | 1.96 | 0.6 |  | 2.352
| S/S top over W2 | 1 | 1 | 1 | 1.96 | 0.6 |  | 1.176
| S/S top over W3 | 1 | 1 | 1 | 1.96 | 0.6 |  | 1.176
| S/S top over GV | 1 | 4 | 1 | 1.46 | 0.6 |  | 3.504
| S/S top over GV1 | 1 | 5 | 1 | 0.96 | 0.6 |  | 2.88
| Reception | 1 | 1 | 1 | 3 | 3.6 |  | 10.8
| Lock up walls | 1 | 2 | 2 | 3 | 0.23 |  | 2.76
[7 empty] | Total | 52.704
[7 empty] | say | 52.8 | m2
5 | Dismanting of RCC
| Drop at OTS | 1 | 1 | 1 | 14.4 | 0.05 | 0.6 | 0.432
[7 empty] | say | 0.5 | m3
6 | Earth work excavation in all soils and sub soils
a) 0 to 2 m depth
| For Plinth protection alround | 1 | 1 | 1 | 56.62 | 0.38 | 0.2 | 4.3031
| CC Road infront of PS | 1 | 1 | 1 | 26.08 | 0.38 | 0.4 | 3.9642
[7 empty] | Total | 8.2673
[7 empty] | say | 8.3 | m3
7 | PCC 1:5:10,using 40mm size metal for foundation.
| For Plinth protection alround | 1 | 1 | 1 | 56.62 | 0.38 | 0.1 | 2.1516
| CC Road alround | 1 | 1 | 1 | 26.08 | 0.38 | 0.1 | 0.99104
| CC Road infront of PS | 1 | 1 | 1 | 15 | 4.5 | 0.08 | 5.4
[7 empty] | Total | 8.5426
[7 empty] | say | 8.6 | m3
8 | PCC 1:2:4,using 20mm size metal for foundation.
| CC Road infront of PS | 1 | 1 | 1 | 15 | 4.5 | 0.05 | 3.375
[7 empty] | say | 3.4 | m3
9 | Brick work in C.M. 1:5, using kiln burnt country bricks of size 22x11x7 cm for foundation & basement
| For Plinth protection alround | 1 | 1 | 1 | 56.62 | 0.23 | 0.2 | 2.6045
| Pillars | 1 | 20 | 1 | 0.23 | 0.23 | 0.45 | 0.4761
| CC Road infront of PS | 1 | 1 | 1 | 26.08 | 0.23 | 0.45 | 2.6993
[7 empty] | Total | 5.7799
[7 empty] | say | 5.8 | m3
10 | Brick work in C.M. 1:6, using kiln burnt country bricks of size 22x11x7 cm
a. In Ground floor
| OTS alround | 1 | 1 | 1 | 15.32 | 0.23 | 0.6 | 2.1142
[7 empty] | say | 2.2 | m3
11 | Brick work in C.M. 1:4, 110 mm thick using kiln burnt country bricks of size 22x11x7 mm in the following floors
a. In foundation & basement
| For Plinth protection alround | 1 | 1 | 1 | 56.62 |  | 0.45 | 25.479
[7 empty] | say | 25.5 | m2
12 | Supplying and filling in Foundation and Basement with Gravel
| For Plinth protection alround | 1 | 1 | 1 | 56.62 | 0.78 | 0.45 | 19.8736
[7 empty] | say | 19.9 | m3
13 | Supplying and filling in Foundation and Basement with CS Sand
| For Plinth protection alround | 1 | 1 | 1 | 56.62 | 0.78 | 0.1 | 4.4164
[7 empty] | say | 4.5 | m3
14 | Supplying and fixing of fibre mixed precast slab of 50 mm thick
| For Plinth protection alround | 1 | 1 | 1 | 56.62 | 0.9 |  | 50.958
[7 empty] | Total | 50.958
[7 empty] | say | 51 | m2
15 | Providing and laying of Standardized concrete mix M20 grade, using 20 mm HBG metal and 10-12 mm chips.
a) In Ground Floor
| Drop at OTS | 1 | 1 | 1 | 14.4 | 0.05 | 0.6 | 0.432
[7 empty] | say | 0.5 | m3
16 | Providing Form Work for RCC works
c. For square and rectangular coloumns and small quantities such as sunshades and other similar works
| Drop at OTS side | 1 | 2 | 1 | 14.4 |  | 0.6 | 17.28
| bottom | 1 | 1 | 1 | 14.4 | 0.05 |  | 0.72
[7 empty] | Total | 18
[7 empty] | Total | 18 | m2
17 | Plastering with CM 1:3, 10 mm thick
| SI room ceiling | 1 | 1 | 1 | 3 | 3.6 |  | 10.8
| Verandah | 1 | 1 | 1 | 6.46 | 2.4 |  | 15.504
| Reception | 1 | 1 | 1 | 3 | 3.6 |  | 10.8
| Drop at OTS side | 1 | 2 | 1 | 14.4 |  | 0.6 | 17.28
| bottom | 1 | 1 | 1 | 14.4 | 0.05 |  | 0.72
[7 empty] | Total | 55.104
[7 empty] | Total | 55.2 | m2
18 | Plastering with CM 1:5, 12 mm thick
| For Plinth protection alround | 1 | 1 | 1 | 56.62 |  | 0.6 | 33.972
| CC Road infront of PS | 1 | 1 | 1 | 26.08 |  | 0.15 | 3.912
| S/S top over W | 1 | 2 | 1 | 1.46 | 0.6 |  | 1.752
| S/S top over W1 | 1 | 2 | 1 | 1.96 | 0.6 |  | 2.352
| S/S top over W2 | 1 | 1 | 1 | 1.96 | 0.6 |  | 1.176
| S/S top over W3 | 1 | 1 | 1 | 1.96 | 0.6 |  | 1.176
| S/S top over GV | 1 | 4 | 1 | 1.46 | 0.6 |  | 3.504
| S/S top over GV1 | 1 | 5 | 1 | 0.96 | 0.6 |  | 2.88
| Lock up walls | 1 | 2 | 2 | 3 |  | 0.23 | 2.76
| OTS wall two sides | 1 | 2 | 1 | 15.32 |  | 0.6 | 18.384
| Top | 1 | 1 | 1 | 15.32 | 0.23 |  | 3.5236
[7 empty] | Total | 75.3916
[7 empty] | Say | 75.4 | m²
19 | Supply &fixing of 4mm thick pin headed glass panels.
| For window,W2 | 1 |  | 1 | 1.5 | 1.2 |  | 1.8
[7 empty] | Total | 1.8 | m²
20 | Supplying and laying of pressed tiles
| Over Terrace | 1 | 1 | 1 | 12.92 | 15.32 |  | 197.9344
| D/F OTS | 1 | 1 | 1 | 3 | 4.2 |  | -12.6
| Over Verandah | 1 | 1 | 1 | 6.46 | 2.4 |  | 15.504
[7 empty] | Total | 200.8384
[7 empty] | say | 200.9 | m2
21 | Weathering course
| Over Terrace | 1 | 1 | 1 | 12.92 | 15.32 | 0.2 | 39.5869
| D/F OTS | 1 | 1 | 1 | 3 | 4.2 | 0.2 | -2.52
| Over Verandah | 1 | 1 | 1 | 6.46 | 2.4 | 0.2 | 3.1008
[7 empty] | Total | 40.1677
[7 empty] | say | 40.2 | m3
22 | Supplying and fixing of Colour glazed tiles
| SI -WC alround | 1 | 1 | 1 | 6.5 |  | 1.5 | 9.75
| WC Walls | 1 | 1 | 1 | 4.76 |  | 1.5 | 7.14
| Bath Walls | 1 | 1 | 1 | 5.16 |  | 1.5 | 7.74
| Lockup (M) - WC | 1 | 1 | 1 | 4.4 |  | 1.5 | 6.6
| Lockup (W) - WC | 1 | 1 | 1 | 4.4 |  | 1.5 | 6.6
| D/F D | 1 | 1 | 1 | 1 |  | 1.5 | -1.5
| D/F TD | 1 | 2 | 1 | 0.75 |  | 1.5 | -2.25
| D/F TD1 | 1 | 2 | 1 | 0.75 |  | 2.5 | -3.75
Skirting
| SI | 1 | 1 | 1 | 13.2 |  | 0.1 | 1.32
| Reception | 1 | 1 | 1 | 19.2 |  | 0.1 | 1.92
| Writer | 1 | 1 | 1 | 13.2 |  | 0.1 | 1.32
| Arms room | 1 | 1 | 1 | 5.76 |  | 0.1 | 0.576
| Property room | 1 | 1 | 1 | 11.58 |  | 0.1 | 1.158
| Coputer room | 1 | 1 | 1 | 12.1 |  | 0.1 | 1.21
| Record room | 1 | 1 | 1 | 11.58 |  | 0.1 | 1.158
| Coputer room | 1 | 1 | 1 | 13.2 |  | 0.1 | 1.32
| Lock up -I | 1 | 1 | 1 | 12.74 |  | 0.1 | 1.274
| Lock up -(M) | 1 | 1 | 1 | 15.7 |  | 0.1 | 1.57
| Lock up -(W) | 1 | 1 | 1 | 13 |  | 0.1 | 1.3
[7 empty] | Total | 44.456
[7 empty] | say | 44.5 | m2
23 | Supplying and laying of Ceramic tiles (Anti-skid) for flooring
| SI -WC | 1 | 1 | 1 | 1.65 | 1.6 |  | 2.64
| Passage & OTS | 1 | 1 | 1 | 6 | 7.2 |  | 43.2
|  | 1 | 1 | 1 | 14.4 |  | 0.25 | 3.6
| Lock up Passage | 1 | 1 | 1 | 1.5 | 2.32 |  | 3.48
| WC | 1 | 1 | 1 | 1.38 | 1 |  | 1.38
| Bath | 1 | 1 | 1 | 1.38 | 1.2 |  | 1.656
| Lockup (M) - WC | 1 | 1 | 1 | 1 | 1.2 |  | 1.2
| Lockup (W) - WC | 1 | 1 | 1 | 1 | 1.2 |  | 1.2
[7 empty] | Total | 58.356
[7 empty] | say | 58.4 | m2
24 | Supplying and fixing of Vitrified tiles flooring
| SI | 1 | 1 | 1 | 3 | 3.6 |  | 10.8
| Reception | 1 | 1 | 1 | 6 | 3.6 |  | 21.6
| Writer | 1 | 1 | 1 | 3 | 3.6 |  | 10.8
| Arms room | 1 | 1 | 1 | 1.28 | 1.6 |  | 2.048
| Property room | 1 | 1 | 1 | 3 | 2.79 |  | 8.37
| Coputer room | 1 | 1 | 1 | 3 | 3.05 |  | 9.15
| Record room | 1 | 1 | 1 | 3 | 2.79 |  | 8.37
| Coputer room | 1 | 1 | 1 | 3 | 3.6 |  | 10.8
[7 empty] | Total | 81.938
[7 empty] | say | 82 | m2
25 | Supplying and fixing of shahabad stone flooring
| Lock up -I | 1 | 1 | 1 | 2.77 | 3.6 |  | 9.972
| Lock up -(M) | 1 | 1 | 1 | 3 | 4.85 |  | 14.55
| WC | 1 | 1 | 1 | 1 | 1.2 |  | -1.2
| Lock up -(W) | 1 | 1 | 1 | 3 | 3.5 |  | 10.5
| WC | 1 | 1 | 1 | 1 | 1.2 |  | -1.2
[7 empty] | Total | 32.622
[7 empty] | say | 32.7 | m2
26 | Supplying and Fabrication and placing in position of MS/RTS
| Qty of M20 concrete |  |  |  | 0.5 | x | 100 | 50
0.05
[7 empty] | Say | 0.05 | MT
27 | TW styles & rails with 9mm thick BWR single leaf shutters with brass screws size of 1000 x 2100 mm
| Door D | 1 | 1 | 8 | 1 |  | 2.1 | 16.8
[7 empty] | Say | 16.8 | m2
28 | Supplying and fixing of solid core flush door shutter of thickness 35mm
d). door size 1.50 m x 2.100 (Double leaf)
| MD | 1 | 1 | 2 | 1.5 |  | 2.1 | 6.3
[7 empty] | Say | 6.3 | m2
29 | Supplying and fixing galvanium sheet roof over roof truss
| Over OTS | 1 | 1 | 1 | 4.2 | 5.4 |  | 22.68
[7 empty] | Say | 22.7 | m2
30 | Supplying and fixing of 50 mm dia vertical post
| For OTS roof | 1 | 1 | 2 | 0.75 |  |  | 1.5
|  | 1 | 1 | 2 | 0.75 |  |  | 1.5
[7 empty] | Total | 3
[7 empty] | Say | 3 | Rmt
31 | Supplying and fixing of 150mm dia 6mm thick circular flange
| Over OTS | 1 | 4 | 4 |  |  |  | 16
[5 empty] | 16 | X | 0.407 | 6.512
[7 empty] | Say | 6.6 | Kg
32 | Supplying of 32 mm dia GI pipe
| Over OTS | 1 | 3 | 1 | 4.2 |  |  | 12.6
|  | 1 | 2 | 1 | 5.4 |  |  | 10.8
[7 empty] | Total | 23.4
[7 empty] | Say | 23.4 | Rmt
33 | Supplying and fixing of bolts & nuts11/2"x1/2"
| For OTS roof | 1 | 4 | 8 | 0.055 |  |  | 1.76
[7 empty] | Say | 1.8 | Kg
34 | White washing with three coats using shell lime
| SI room ceiling | 1 | 1 | 1 | 3 | 3.6 |  | 10.8
| Verandah | 1 | 1 | 1 | 6.46 | 2.4 |  | 15.504
| Reception | 1 | 1 | 1 | 3 | 3.6 |  | 10.8
[7 empty] | Total | 37.104
[7 empty] | Say | 37.2 | m2
35 | White washing with two coats using shell lime
| Ceiling of Recepion | 1 | 1 | 1 | 6 | 3.6 |  | 21.6
| Writer room | 1 | 1 | 1 | 3 | 3.6 |  | 10.8
| Portico | 1 | 1 | 1 | 6.46 | 2.4 |  | 15.504
| Lock up room (M) | 1 | 1 | 1 | 3 | 4.85 |  | 14.55
| Lock up room (W) | 1 | 1 | 1 | 3 | 3.5 |  | 10.5
| Lock up room | 1 | 1 | 1 | 2.77 | 3.6 |  | 9.972
| Passage,WC and Bath | 1 | 1 | 1 | 3 | 2.32 |  | 6.96
| Computer room | 1 | 1 | 1 | 3 | 3.6 |  | 10.8
| Record room | 1 | 1 | 1 | 3 | 2.79 |  | 8.37
| Computer room | 1 | 1 | 1 | 3 | 3.05 |  | 9.15
| Property room | 1 | 1 | 1 | 3 | 2.79 |  | 8.37
| Arms room | 1 | 1 | 1 | 1.28 | 1.6 |  | 2.048
| WC | 1 | 1 | 1 | 1.65 | 1.6 |  | 2.64
| Passage | 1 | 1 | 1 | 6 | 7.2 |  | 43.2
| D/F Open to sky | 1 | 1 | 1 | 3 | 4.2 |  | -12.6
| Sunshade bottom over W | 1 | 1 | 2 | 1.46 | 0.6 |  | 1.752
| Sunshade bottom over W1 | 1 | 1 | 2 | 1.96 | 0.6 |  | 2.352
| Sunshade bottom over W2 | 1 | 1 | 1 | 1.96 | 0.6 |  | 1.176
| Sunshade bottom over GV | 1 | 1 | 3 | 1.46 | 0.6 |  | 2.628
|  | 1 | 1 | 1 | 3 | 0.6 |  | 1.8
| Sunshade bottom over GV1 | 1 | 1 | 4 | 0.96 | 0.6 |  | 2.304
| Roof proj. alround | 1 | 1 | 1 | 28.54 | 0.15 |  | 4.281
[7 empty] | Total | 178.157
[7 empty] | Say | 178.2 | m²
36 | Painting the new walls with one coat of white cement
| Drop at OTS side | 1 | 2 | 1 | 14.4 |  | 0.6 | 17.28
| bottom | 1 | 1 | 1 | 14.4 | 0.05 |  | 0.72
| Lock up walls | 1 | 2 | 2 | 3 |  | 0.23 | 2.76
[7 empty] | Total | 20.76
[7 empty] | Say | 20.8 | m²
37 | Painting the new walls with two coats of OBD
| Drop at OTS side | 1 | 2 | 1 | 14.4 |  | 0.6 | 17.28
| bottom | 1 | 1 | 1 | 14.4 | 0.05 |  | 0.72
| Lock up walls | 1 | 2 | 2 | 3 |  | 0.23 | 2.76
[7 empty] | Total | 20.76
[7 empty] | Say | 20.8 | m²
38 | Painting the old walls with one coat of OBD including scrapping
| SI inner | 1 | 1 | 1 | 13.2 |  | 3.08 | 40.656
| Receeption | 1 | 1 | 1 | 19.2 |  | 3.08 | 59.136
| Writer room | 1 | 1 | 1 | 13.2 |  | 3.08 | 40.656
| Lock up room (M) | 1 | 1 | 1 | 15.7 |  | 3.08 | 48.356
| WC inner | 1 | 1 | 1 | 4.4 |  | 1.5 | 6.6
| Lock up room (W) | 1 | 1 | 1 | 13 |  | 3.18 | 41.34
| WC inner | 1 | 1 | 1 | 4.4 |  | 1.5 | 6.6
| Lock up room | 1 | 1 | 1 | 12.74 |  | 3.18 | 40.5132
| Passage | 1 | 1 | 1 | 7.64 |  | 3.18 | 24.2952
| WC | 1 | 1 | 1 | 4.76 |  | 1.5 | 7.14
| Bath | 1 | 1 | 1 | 5.16 |  | 1.5 | 7.74
| Computer room | 1 | 1 | 1 | 13.2 |  | 3.18 | 41.976
| Record room | 1 | 1 | 1 | 11.58 |  | 3.18 | 36.8244
| Computer room | 1 | 1 | 1 | 12.1 |  | 3.18 | 38.478
| Property room | 1 | 1 | 1 | 11.58 |  | 3.18 | 36.8244
| Arms room | 1 | 1 | 1 | 5.76 |  | 3.18 | 18.3168
| WC | 1 | 1 | 1 | 6.5 |  | 3.18 | 20.67
| Passage | 1 | 1 | 1 | 26.4 |  | 3.18 | 83.952
| OTS Drop outer | 1 | 1 | 1 | 14.4 |  | 1 | 14.4
| OTS Drop inner | 1 | 1 | 1 | 14.6 |  | 0.75 | 10.95
| Drop bottom | 1 | 1 | 1 | 14.5 | 0.05 |  | 0.725
| J area | 1 | 1 | 1 | 2.4 |  | 1.6 | 3.84
| D/F MD | 1 | 2 | 1 | 1.5 |  | 2.1 | -6.3
| D/F D | 1 | 8 | 1 | 1 |  | 2.1 | -16.8
| D/F D1/V | 1 | 1 | 2 | 0.75 |  | 2.1 | -3.15
|  | 1 | 1 | 2 | 0.75 |  | 0.45 | -0.675
| D/F TD | 1 | 2 | 2 | 0.75 |  | 1.5 | -4.5
| D/F W | 1 | 2 | 2 | 1 |  | 1.3 | -5.2
| D/F W1 | 1 | 1 | 2 | 1.5 |  | 1.3 | -3.9
| D/F W2 | 1 | 1 | 2 | 1.5 |  | 1.2 | -3.6
| D/F W3 | 1 | 1 | 2 | 1.5 |  | 0.6 | -1.8
| D/F LD | 5 | 1 | 2 | 1 |  | 2.1 | -21
| D/F V1 | 1 | 1 | 2 | 1 |  | 0.55 | -1.1
| D/F V2 | 3 | 1 | 2 | 1 |  | 0.6 | -3.6
| D/F GV | 5 | 1 | 2 | 1 |  | 0.55 | -5.5
| D/F GV1 | 5 | 1 | 2 | 0.5 |  | 0.55 | -2.75
| Add soffits of MD | 1 | 1 | 2 | 5.7 | 0.15 |  | 1.71
| D | 1 | 1 | 8 | 5.2 | 0.18 |  | 7.488
| D1 | 1 | 1 | 1 | 4.95 | 0.18 |  | 0.891
|  | 1 | 1 | 1 | 2.4 | 0.18 |  | 0.432
| TD | 1 | 1 | 2 | 3.75 | 0.18 |  | 1.35
| W | 1 | 1 | 2 | 4.6 | 0.09 |  | 0.828
| W1 | 1 | 1 | 2 | 5.6 | 0.09 |  | 1.008
| W2 | 1 | 1 | 1 | 5.4 | 0.09 |  | 0.486
| W3 | 1 | 1 | 1 | 4.2 | 0.09 |  | 0.378
| O | 1 | 1 | 2 | 5.7 | 0.23 |  | 2.622
| LD | 1 | 1 | 5 | 5.2 | 0.23 |  | 5.98
| V1 | 1 | 1 | 1 | 3.1 | 0.09 |  | 0.279
| V2 | 1 | 1 | 3 | 3.2 | 0.09 |  | 0.864
| GV | 1 | 1 | 5 | 3.1 | 0.09 |  | 1.395
| GV1 | 1 | 1 | 5 | 2.1 | 0.09 |  | 0.945
| Sitting bench | 1 | 1 | 2 | 4.2 | 0.6 |  | 5.04
[7 empty] | Total | 581.81
| D/F new plastered surfaces | [6 empty] | -20.76
[7 empty] | Total | 561.05
[7 empty] | Say | 561.1 | m²
39 | Painting with two coats of Plastic Emulsion paint for new plastered surfaces
| CC Road sides infront of PS | 1 | 1 | 1 | 26.08 |  | 0.53 | 13.8224
| S/S top over W | 1 | 2 | 1 | 1.46 | 0.6 |  | 1.752
| S/S top over W1 | 1 | 2 | 1 | 1.96 | 0.6 |  | 2.352
| S/S top over W2 | 1 | 1 | 1 | 1.96 | 0.6 |  | 1.176
| S/S top over W3 | 1 | 1 | 1 | 1.96 | 0.6 |  | 1.176
| S/S top over GV | 1 | 4 | 1 | 1.46 | 0.6 |  | 3.504
| S/S top over GV1 | 1 | 5 | 1 | 0.96 | 0.6 |  | 2.88
| OTS wall two sides | 1 | 2 | 1 | 15.32 |  | 0.6 | 18.384
| Top | 1 | 1 | 1 | 15.32 | 0.23 |  | 3.5236
[7 empty] | Total | 48.57
[7 empty] | Say | 48.6 | m²
40 | Painting with one coat of Plastic Emulsion paint for old walls including scrapping
| Outer | 1 | 1 | 1 | 43.56 |  | 3.95 | 172.062
| Front triangular portion | 2 | 1 | 2 | 0.9 |  | 3.3 | 11.88
| Front side parapet | 1 | 1 | 1 | 12.92 |  | 0.3 | 3.876
| J area | 1 | 1 | 1 | 2.4 |  | 1.6 | 3.84
| D/F MD | 1 | 2 | 1 | 1.5 |  | 2.1 | -6.3
| D/F W1 | 1 | 1 | 2 | 1.5 |  | 1.3 | -3.9
| D/F W2 | 1 | 1 | 2 | 1.5 |  | 1.2 | -3.6
| D/F W3 | 1 | 1 | 2 | 1.5 |  | 0.6 | -1.8
| D/F LD | 5 | 1 | 2 | 1 |  | 2.1 | -21
| D/F V1 | 1 | 1 | 2 | 1 |  | 0.55 | -1.1
| D/F V2 | 3 | 1 | 2 | 1 |  | 0.6 | -3.6
| D/F GV | 5 | 1 | 2 | 1 |  | 0.55 | -5.5
| D/F GV1 | 5 | 1 | 2 | 0.5 |  | 0.55 | -2.75
| W | 1 | 1 | 2 | 4.6 | 0.09 |  | 0.828
| W1 | 1 | 1 | 2 | 5.6 | 0.09 |  | 1.008
| W2 | 1 | 1 | 1 | 5.4 | 0.09 |  | 0.486
| W3 | 1 | 1 | 1 | 4.2 | 0.09 |  | 0.378
| V1 | 1 | 1 | 1 | 3.1 | 0.09 |  | 0.279
| V2 | 1 | 1 | 3 | 3.2 | 0.09 |  | 0.864
| GV | 1 | 1 | 5 | 3.1 | 0.09 |  | 1.395
| GV1 | 1 | 1 | 5 | 2.1 | 0.09 |  | 0.945
| Sunshade sides | 13 | 1 | 2 | 1.46 |  | 0.75 | 28.47
| Sunshade face over W | 1 | 1 | 2 | 1.46 | 0.6 |  | 1.752
| Sunshade face over W1 | 1 | 1 | 2 | 1.96 | 0.6 |  | 2.352
| Sunshade face over W2 | 1 | 1 | 1 | 1.96 | 0.6 |  | 1.176
| Sunshade drop over GV | 1 | 2 | 3 | 0.6 | 0.6 |  | 2.16
| Sunshade drop over GV1 | 1 | 2 | 4 | 0.6 | 0.6 |  | 2.88
| Portico proj. | 1 | 1 | 1 | 11.26 |  | 0.3 | 3.378
| Sunshade proj. | 1 | 1 | 2 | 1.96 |  | 0.3 | 1.176
[7 empty] | Total | 191.635
[7 empty] | Say | 191.7 | m²
41 | Painting two coats over new wood works with second class synthetic enamel paint
| Door D | 1 | 1 | 8 | 1 | 2.6 | 2.1 | 43.68
[7 empty] | Say | 43.7 | m²
42 | Painting one coat over old wood works with second class synthetic enamel paint
| Door D1/V | 1 | 1 | 1 | 0.75 | 2.6 | 2.1 | 4.095
|  | 1 | 1 | 1 | 0.75 | 1.5 | 0.45 | 0.50625
| Toilet door TD | 1 | 1 | 2 | 0.75 | 2.6 | 1.5 | 5.85
| Window W | 1 | 1 | 2 | 1 | 2.6 | 1.3 | 6.76
| Window W1 | 1 | 1 | 2 | 1.5 | 2.6 | 1.3 | 10.14
| Window W2 | 1 | 1 | 1 | 1.5 | 2.6 | 1.2 | 4.68
| Window W3 | 1 | 1 | 1 | 1.5 | 1.5 | 0.6 | 1.35
[7 empty] | Total | 33.3813
[7 empty] | Say | 33.4 | m²
43 | Painting with one coat of best varnishing for old wood work
| Main door MD | 1 | 1 | 2 | 1.5 | 2 | 2.1 | 12.6
[7 empty] | Total | 12.6
[7 empty] | Say | 12.6 | m²
44 | Painting two coats over new iron works with second class synthetic enamel paint
| 50 mm pipe | 1 | 1 | 1 | 3.14 | 0.05 | 3 | 0.471
| 32 mm pipe | 1 | 1 | 1 | 3.14 | 0.05 | 23.4 | 3.6738
[7 empty] | Total | 4.1448
[7 empty] | Say | 4.2 | m²
45 | Painting one coat over old iron works with second class synthetic enamel paint
| Lockup door LD | 1 | 1 | 5 | 1 |  | 2.1 | 10.5
| Window W | 1 | 1 | 2 | 1 |  | 1.3 | 2.6
| Window W1 | 1 | 1 | 2 | 1.5 |  | 1.3 | 3.9
| Window W2 | 1 | 1 | 1 | 1.5 |  | 1.2 | 1.8
| Window W3 | 1 | 1 | 1 | 1.5 |  | 0.6 | 0.9
| Ventilator V1 | 1 | 1 | 1 | 1 |  | 0.55 | 0.55
| Ventilator V2 | 1 | 1 | 3 | 1 |  | 0.6 | 1.8
| Ventilator GV | 1 | 1 | 4 | 1 |  | 0.55 | 2.2
| Ventilator GV1 | 1 | 1 | 5 | 0.5 |  | 0.55 | 1.375
| Water tank | 1 | 1 | 3.14 | 1.05 |  | 1 | 3.297
| top | 1 | 1 | 3.14 | 1.05 | 1.05 | 0.25 | 0.86546
[7 empty] | Total | 29.7875
[7 empty] | Say | 29.8 | m²
46 | S & F of Indian Water closet white glazed (Oriya type) of size 580 x 440mm - in G.F.
| Lockup | 1 | 3 | 1 |  |  |  | 3
| Toilet | 1 | 1 | 1 |  |  |  | 1
[7 empty] | Total | 4
[7 empty] | say | 4 | Nos
47 | S/F of Wash basin
| SI room | 1 | 1 | 1 |  |  |  | 1
| OTS | 1 | 1 | 1 |  |  |  | 1
[7 empty] | Total | 2 | Nos
48 | S & F of CP Tap (long body )
| Toilet | 1 | 1 | 1 |  |  |  | 1
| OTS | 1 | 1 | 1 |  |  |  | 1
[7 empty] | Total | 2 | Nos
49 | S & F of CP Tap (long body )
| Toilet | 1 | 4 | 1 |  |  |  | 4
[7 empty] | Total | 4 | Nos
50 | Supply and fixing of UPVC doors
| TD | 1 | 2 | 1 | 0.75 |  | 1.5 | 2.25
| TD1 | 1 | 2 | 1 | 0.75 |  | 2.5 | 3.75
[7 empty] | Total | 6
[7 empty] | Say | 6 | m²
51 | Wiring with 1.5 sqmm PVC insulated single core multi strand fire retardant flexible copper cable with ISI mark confirming IS: 694:1990.(Open wiring)
a. Light point with ceiling rose
| Reception | 1 | 2 | 1 |  |  |  | 2
| SI | 1 | 2 | 1 |  |  |  | 2
| Writer | 1 | 2 | 1 |  |  |  | 2
| Passage | 1 | 1 | 3 |  |  |  | 3
| Property room | 1 | 1 | 1 |  |  |  | 1
| Computer room | 1 | 1 | 1 |  |  |  | 1
| Record | 1 | 1 | 1 |  |  |  | 1
| street light | 1 | 4 | 1 |  |  |  | 4
[7 empty] | Total | 16 | Nos
b. Light point without ceiling rose
| Reception | 1 | 1 | 1 |  |  |  | 1
| SI | 1 | 1 | 1 |  |  |  | 1
| Writer | 1 | 1 | 1 |  |  |  | 1
| Computer room | 1 | 1 | 1 |  |  |  | 1
| Rear side of Lockup | 1 | 4 | 1 |  |  |  | 4
| In Toilet | 1 | 1 | 2 |  |  |  | 2
| Record | 1 | 1 | 1 |  |  |  | 1
[7 empty] | Total | 11 | Nos
52 | Wiring with 1.5 sqmm PVC insulated single core multi strand fire retardant flexible copper cable with ISI mark confirming IS: 694:1990 for Fan point (Open wiring)
| Reception | 1 | 1 | 1 |  |  |  | 1
| SI | 1 | 1 | 1 |  |  |  | 1
| Writer | 1 | 1 | 1 |  |  |  | 1
| Computer room | 1 | 1 | 1 |  |  |  | 1
[7 empty] | Total | 4 | Nos
53 | Wiring with 1.5 sqmm PVC insulated single core multi strand fire retardant flexible copper cable with ISI mark confirming IS: 694:1990 for 5 amps 5 pin plug socket point @ Switch Board Itself. (Open wiring)
| In SI room | 1 |  | 1 |  |  |  | 1
| Reception | 1 |  | 1 |  |  |  | 1
| Writer room | 1 |  | 1 |  |  |  | 1
[7 empty] | Total | 3 | Nos
54 | Supplying and fixing of 4'18 Watts Crystal LED Tube Light
| Reception | 1 | 2 | 1 |  |  |  | 2
| Passage | 1 | 3 | 1 |  |  |  | 3
| SI | 1 | 1 | 1 |  |  |  | 1
| Writer | 1 | 1 | 1 |  |  |  | 1
| Property room | 1 | 1 | 1 |  |  |  | 1
| Computer room | 1 | 1 | 1 |  |  |  | 1
[7 empty] | Total | 9 | Nos
55 | Supplying and fixing of 9 watts LED bulb
| Reception | 1 | 1 | 1 |  |  |  | 1
| Computer room | 1 | 1 | 1 |  |  |  | 1
| Rear side of Lockup | 1 | 1 | 2 |  |  |  | 2
| SI | 1 | 1 | 1 |  |  |  | 1
| Writer | 1 | 1 | 1 |  |  |  | 1
| In Toilet | 1 | 1 | 2 |  |  |  | 2
| Record | 1 | 1 | 1 |  |  |  | 1
[7 empty] | Total | 9 | Nos
56 | Charges of assembling and fixing of ceiling fan of different sweep etc.,
| Computer room | 1 | 1 | 1 |  |  |  | 1
| Record room | 1 | 1 | 1 |  |  |  | 1
[7 empty] | Total | 2 | Nos
57 | Supply and delivery of following ceiling Fan with ISI mark with Eletronic Dimmer
a) 48" Eletronic Fan 1200mm sweep
| Computer room | 1 | 1 | 1 |  |  |  | 1
| Record room | 1 | 1 | 1 |  |  |  | 1
[7 empty] | Total | 2 | Nos
58 | Supplying and fixing of 25W LED Street light Fittings
| Station outer | 1 | 1 | 4 |  |  |  | 4
[7 empty] | Total | 4 | Nos
59 | Supplying, laying, fixing and jointing the following PVC pipes as per ASTMD-1785 of schedule 40 of wall thickness
b) 25mm ASTM-D schedule 40 threaded PVC pipe with necessary PVC/GI specials
| From water tank to lockup bath & WC | 1 | 1 | 1 | 8 |  |  | 8
| From WC to Lockup toilet (W) | 1 | 1 | 1 | 4 |  |  | 4
| From Lockup toilet (W) to Lockup toilet (M) | 1 | 1 | 1 | 5 |  |  | 5
| From water tank to Att.WC | 1 | 1 | 1 | 26 |  |  | 26
[7 empty] | Total | 43 | Rmt
60 | Supplying, laying, fixing and jointing the following PVC pipes as per ASTM D-1785 of schedule 40 of wall thickness
c) 20mm ASTM-D schedule 40 threaded PVC pipe with necessaray PVC/GI specials
| Inside of toilet | 1 | 1 | 2 | 1.5 |  |  | 3
| In Att toilet | 1 | 1 | 2 | 1.5 |  |  | 3
[7 empty] | Total | 6 | Rmt
61 | Supplying and fixing the following dia PVC (SWR) pipe with ISI mark confirming to IS 13952:1992 type 'B' for soil line
b.) 75mm dia PVC SWR pipe including all required PVC specials etc., all complete
| For waste line pipe | 1 | 1 | 1 | 10 |  |  | 10 | Rmt
62 | Supply and fixing of 15AMPS power plug
| In Computer room | 1 |  | 1 | 2 |  |  | 2
| In Passage | 1 |  | 1 | 1 |  |  | 1
[7 empty] | Total | 3 | Nos
63 | Supplying & Laying 8 SWG GI wire
| Earthing connection | 1 | 1 | 1 | 10 |  |  | 10
[7 empty] | Total | 10 | Rmt
64 | Providing Earthing station | 1 | 1 | 1 |  |  |  | 1
[7 empty] | Total | 1 | Each
65 | Fabrication charges for roof truss
| 50 mm dia GI vertical post | 1 | 1 | 1 | 3 | 2.82 | kg/rmt | 8.46
| 150 mm dia flange plate 150 mm dia 6mm thick | 1 | 1 | 1 | 6.6 | 0.407 | kg/no | 2.6862
| 32mm dia GI purlin | 1 | 1 | 1 | 23.4 | 2.41 | kg/rmt | 56.394
| bolt& nuts | 1 | 1 | 1 | 1.8 | 0.055 | kg/no | 0.099
[7 empty] | Total | 67.6392
[7 empty] | Say | 67.7 | Kg
66 | CGST & SGST @ 18% | [6 empty] | LS
67 | Labour welfare fund @1% | [6 empty] | LS
68 | Supervision charges @ 7.5% | [6 empty] | LS

## Sheet2
TAMILNADU POLICE HOUSING CORPORATION LIMITED
TIRUNELVELI DIVISION
Name of work:
Special Repair works to the Police station building at Keeriparai in Kanyakumari District.
ABSTRACT
Sl. No. |  | Description | Rate 2023-24 | Rate 2022-23 | Diff. in rate | %
1 |  | Dismantling existing damaged One Course of Pressed Tile Roof finish in cement mortar (P.22/PWD SR 2023-24) | 23.2 | 22 | 1.2 | 5.1724
2 |  | Dismantling of existing damaged Mosaic-in-situ finish in cement mortar in flooring and in wall surface (P.22/PWD SR 2023-24) | 57.5 | 54.5 | 3 | 5.2174
3 |  | Dismantling existing damaged Floor finish and dadooing walls in cement mortar with Mosaic Tiles / Glazed Tiles / Clay Tiles / Cuddapah Slabs (P.22/PWD SR 2023-24) | 55.7 | 52.5 | 3.2 | 5.7451
4 |  | Clean removal of cement plastering (P.25/PWD SR 2023-24) | 7.7 | 7.3 | 0.4 | 5.1948
5 |  | Dismanting of RCC (P.22/PWD SR 2023-24) | 3917 | 3652 | 265 | 6.7654
| 1.1 | Earth work excavation in all soils (including refilling) |  |  |  | #DIV/0!
|  | a. 0 to 2 mt. | 237.08 | 224.82 | 12.26 | 5.1713
|  | b. 2 to 3 mt. | 247.63 | 235.02 | 12.61 | 5.0923
| 2.1 | Filling sand | 1568.38 | 1537.27 | 31.11 | 1.9836
| 3.1 | PCC 1:5:10,using 40mm size metal for foundation. | 4737.72 | 4599.44 | 138.28 | 2.9187
| 3.2 | PCC 1:2:4,using 20mm size metal for foundation. | 6289.17 | 6145.32 | 143.85 | 2.2873
| 6.5 | Brick work in C.M. 1:5, using kiln burnt country bricks of size 22x11x7 cm for foundation & basement | 6621.47 | 6460.71 | 160.76 | 2.4279
| 9.5 | Brick work in C.M. 1:6, using kiln burnt country bricks of size 22x11x7 cm |  |  |  | #DIV/0!
|  | a. In Ground floor | 6627.39 | 6463.03 | 164.36 | 2.48
|  | b. In First Floor | 6786.59 | 6613.93 | 172.66 | 2.5441
|  | c. In Second Floor | 6945.79 | 6764.83 | 180.96 | 2.6053
|  | d. In Third Floor | 7104.99 | 6915.73 | 189.26 | 2.6638
| 10.5 | Brick partition work in C.M. 1:4 Kiln Burnt Country bricks of size 22 x 11 x 7 cm (8 3/4" x 4 1/4" x 2 3/4") 110 mm tk (B.P.) |  |  |  | #DIV/0!
|  | a. In Foundation and basement | 804.46 | 781.83 | 22.63 | 2.8131
|  | b. In Ground Floor | 813.14 | 790.06 | 23.08 | 2.8384
|  | c. In First Floor | 830.65 | 806.66 | 23.99 | 2.8881
|  | d. In Second Floor | 848.16 | 823.26 | 24.9 | 2.9358
|  | Providing and laying of Standardized concrete mix M30 grade, using 20 mm HBG metal and 10-12 mm chips. |  |  |  | #DIV/0!
|  | a. In Ground floor | 8473.62 | 8245.78 | 227.84 | 2.6888
|  | b. In First Floor | 8709.72 | 8469.58 | 240.14 | 2.7571
|  | c. In Second Floor | 8945.82 | 8693.38 | 252.44 | 2.8219
|  | d. In Third Floor | 9181.92 | 8917.18 | 264.74 | 2.8833
|  | Providing and laying of Standardized concrete mix M20 grade, using 20 mm HBG metal and 10-12 mm chips. |  |  |  | #DIV/0!
|  | a. In Ground floor | 7929.35 | 7701.51 | 227.84 | 2.8734
|  | b. In First Floor | 8165.45 | 7925.31 | 240.14 | 2.9409
|  | c. In Second Floor | 8401.55 | 8149.11 | 252.44 | 3.0047
|  | d. In Third Floor | 8637.65 | 8372.91 | 264.74 | 3.065
1 | 18.1 | Providing Form Work for RCC works |  |  |  | #DIV/0!
|  | a. Form work for Plinth beam, Grade beam, Raft beam | 848.08 | 809.35 | 38.73 | 4.5668
|  | b. Form work for Roof and lintels using M.S sheet | 946.62 | 905.4 | 41.22 | 4.3544
|  | c. For square and rectangular coloumns and small quantities such as sunshades and other similar works | 1135.94 | 1086.48 | 49.46 | 4.3541
2 | 33 | Plastering with CM 1:3, 10 mm thick | 285.73 | 273.56 | 12.17 | 4.2593
3 | 34 | Plastering with CM 1:5, 12 mm thick | 249.14 | 238.3 | 10.84 | 4.351
| 43.1 | Fabrication of Mild steel / RTS grills | 88873.5 | 87298.5 | 1575 | 1.7722
4 |  | Supply &fixing of 4mm thick pin headed glass panels. | 835.7 | 726.6 | 109.1 | 13.0549
5 |  | Supplying and laying of pressed tiles | 1189.28 | 1147.51 | 41.77 | 3.5122
6 |  | Supplying and fixing of Colour glazed tiles | 1374.37 | 1328.28 | 46.09 | 3.3535
7 |  | Supplying and laying of Ceramic tiles (Anti-skid) for flooring | 1206.22 | 1168.97 | 37.25 | 3.0882
8 |  | Supplying and fixing of Vitrified tiles flooring | 1249.66 | 1212.41 | 37.25 | 2.9808
9 |  | Supplying and fixing of shahabad stone flooring | 1474.86 | 1423.48 | 51.38 | 3.4837
10 |  | Supplying and Fabrication and placing in position of MS/RTS | 88873.5 | 87449.3 | 1424.2 | 1.6025
#REF! |  | Supplying and fixing galvanium sheet roof over roof truss | 997.61 | 971.65 | 25.96 | 2.6022
#REF! |  | White washing with three coats using shell lime | 45.28 | 43.03 | 2.25 | 4.9691
#REF! |  | White washing with two coats using shell lime | 33.55 | 31.89 | 1.66 | 4.9478
#REF! |  | Painting the new walls with one coat of white cement | 61.63 | 58.7 | 2.93 | 4.7542
#REF! |  | Painting the new walls with two coats of OBD | 125.27 | 119.41 | 5.86 | 4.6779
#REF! |  | Painting with two coats of Plastic Emulsion paint for new plastered surfaces | 231.43 | 222.41 | 9.02 | 3.8975
#REF! |  | Painting two coats over new wood works with second class synthetic enamel paint | 233.74 | 225.95 | 7.79 | 3.3328
#REF! |  | Painting two coats over new iron works with second class synthetic enamel paint | 138.35 | 133.84 | 4.51 | 3.2598
#REF! |  | S & F of Indian Water closet white glazed (Oriya type) of size 580 x 440mm - in G.F. | 3359.23 | 3255.05 | 104.18 | 3.1013
#REF! |  | S/F of Wash basin | 3337.32 | 3255.82 | 81.5 | 2.4421
#REF! |  | S & F of CP Tap (long body ) | 300 | 300 | 0 | 0
#REF! |  | S & F of CP Tap (long body ) | 250 | 250 | 0 | 0
#REF! |  | Supply and fixing of UPVC doors | 3325 | 3325 | 0 | 0
#REF! |  | Wiring with 1.5 sqmm PVC insulated single core multi strand fire retardant flexible copper cable with ISI mark confirming IS: 694:1990. |  |  |  | #DIV/0!
|  | a. Light point with ceiling rose | 1692.1 | 1630.99 | 61.11 | 3.6115
|  | b. Light point without ceiling rose | 1695.1 | 1635.09 | 60.01 | 3.5402
#REF! |  | Supplying, laying, fixing and jointing the following PVC pipes as per ASTMD-1785 of schedule 40 of wall thickness |  |  |  | #DIV/0! | 5740
|  | b) 25mm ASTM-D schedule 40 threaded PVC pipe with necessary PVC/GI specials | 234.4 | 228.43 | 5.97 | 2.5469
#REF! |  | Supplying and fixing the following dia PVC (SWR) pipe with ISI mark confirming to IS 13952:1992 type 'B' for soil line |  |  |  | #DIV/0!
|  | b.) 75 mm dia PVC SWR pipe including all required PVC specials etc., all complete | 600.25 | 579.25 | 21 | 3.4985