## Abstract (2)
TAMILNADU POLICE HOUSING CORPORATION LIMITED
TIRUNELVELI DIVISION
Name of work:
Special repair works to AWPS building at Nagercoil in Kanyakumari District.
ABSTRACT ESTIMATE
Sl. No. | Qty. | Description | Rate | Unit | Amount
1 | 52.7 | Dismantling existing damaged One Course of Pressed Tile Roof finish in cement mortar (P.22/PWD SR 2023-24) | 23.2 | Sqm | 1222.64
2 | 150.8 | Dismantling of existing damaged Mosaic-in-situ finish in cement mortar in flooring and in wall surface (P.22/PWD SR 2023-24) | 57.5 | Sqm | 8671
3 | 54.3 | Dismantling existing damaged Floor finish and dadooing walls in cement mortar with Mosaic Tiles / Glazed Tiles / Clay Tiles / Cuddapah Slabs (P.22/PWD SR 2023-24) | 55.7 | Sqm | 3024.51
4 |  | Brick work in C.M. 1:6 using Kiln Burnt Country bricks
| 0.7 | c. In Second floor | 6877.3 | Cum | 4814.11
5 | 26.9 | Plastering in cm 1:5, 12mm thick | 247.86 | Sqm | 6667.434
6 | 52.7 | Supplying and laying of pressed tiles | 1187.82 | Sqm | 62598.114
7 | 52.9 | Pointing with CM 1:3 for pressed tiles | 314.16 | Sqm | 16619.064
8 | 56 | Supplying and fixing of Colour glazed tiles | 1373.38 | Sqm | 76909.28
9 | 51.4 | Supplying and laying of Ceramic tiles (Anti-skid) for flooring | 1204.3 | Sqm | 61901.02
10 | 139.7 | Supplying and fixing of Vitrified tiles flooring | 1247.74 | Sqm | 174309.278
11 | 3.6 | Supplying and laying of Concrete designer tiles flooring | 1477.67 | Sqm | 5319.612
12 | 9.7 | Providing Shahabad stone flooring, C.M 1:3, 20mm tk | 1472.85 | Sqm | 14286.645
13 | 261.9 | White washing with one coat using shell lime | 23.04 | Sqm | 6034.176
14 | 739.3 | Painting the old walls with one coat of OBD including scrapping | 124.52 | Sqm | 92057.636
15 | 26.9 | Painting with two coats of Plastic Emulsion paint for new plastered surfaces | 231.43 | Sqm | 6225.467
16 | 565.7 | Painting with one coat of Plastic Emulsion paint for old walls including scrapping | 83.8 | Sqm | 47405.66
17 | 2 | S & F of Indian Water closet white glazed (Oriya type) of size 580 x 440mm with PVC SWR grade ' P' or "S' trap - in G.F. | 3319.44 | No | 6638.88
18 | 3 | S & F of Indian Water closet white glazed (Oriya type) of size 580 x 440mm with PVC SWR grade ' P' or "S' trap- Other than G.F | 5168.41 | No | 15505.23
19 | 1 | S & F of E.W.C.(White) 500 mm with PVC SWR grade "P" or "S" TRAP | 7084.3 | No | 7084.3
20 | 3 | S/F of Wash basin | 3337.32 | No | 10011.96
21 | 15.4 | S/F 4mm thick pin headed Glass panels with Aluminium beedings | 835.7 | Sqm | 12869.78
22 | 4 | S & F of 15mm dia Engineering Polymer Tap (long body ) for coastal area only | 252 | No | 1008
23 | 5 | S & F of 15mm dia Engineering Polymer Tap short body tap for coastal area only | 241 | No | 1205
24 |  | Supply ,laying & jointing the following pipes as per ASTM D 1785 of schedule 40 with UPVC Specials
| 20 | b. 25 mm dia | 234.76 | Rmt | 4695.2
25 |  | Supply ,laying & jointing the following pipes as per ASTM D 1785 of schedule 40 with UPVC Specials
| 12.5 | c. 20mm dia PVC water supply ASTM pipe (fully consealed in walls) | 229.92 | Rmt | 2874
26 |  | Supply & laying of the following dia PVC SWR pipes
| 6 | a. 110 mm dia pvc SWR pipe | 717.55 | Rmt | 4305.3
| 6.6 | b. 75 mm dia pvc SWR pipe | 600.25 | Rmt | 3961.65
27 | 6 | Supplying, Laying & Concealing the 50mm dia PVC ( SWR) pipe with ISI mark type - 'B' with relevant specials. | 114.45 | Rmt | 686.7
28 | 90 | Supplying and fixing MS Grills | 70.15 | Kg | 6313.5
29 | 2.6 | Painting twos coat for new iron work | 138.35 | Sqm | 359.71
30 | 40.2 | Painting one coat for old iron work | 90.43 | Sqm | 3635.286
31 | 29.6 | Painting one coat for old wood work | 97.76 | Sqm | 2893.696
32 | 23.3 | Painting one coat of Matt paint | 90.37 | Sqm | 2105.621
33 | 2 | Supplying and fixing of 5Amps switches (P.125/PWD SR 2023-24) | 194.5 | Dozen | 389
34 | 0.3 | Supplying and fixing of Hylem sheet 3 mm thick (P.138/PWD SR 2023-24) | 661 | Sqm | 198.3
35 | 6 | Supplying and fixing of regulator of fan (P.125/PWD SR 2023-24) | 245 | No | 1470
36 |  | Supply and delivery of following ceiling Fan with ISI mark with Eletronic Dimmer |  |  | 0
| 3 | a) 48" Eletronic Fan 1200mm sweep | 1552 | No | 4656
37 | 3 | Charges for assembling and fixing of ceiling fan | 601 | No | 1803
38 | 11 | Supplying and fixing of 9 watts LED bulb (P.121/PWD SR 2023-24) | 135 | No | 1485
39 | 6 | Supplying and fixing of 4'18 Watts Crystal LED Tube Light | 705 | No | 4230
40 | 6 | Supplying and fixing of 25W LED Street light Fittings | 3460 | No | 20760
41 | 1 | Supplying and fixing of 48W Focus light Fittings (P.122/PWD SR 2023-24) | 4992 | No | 4992
42 | 2 | Supply and erection of Tubular lamp, using 65 mm dia GI pipe 'B' class pipe with ISI mark | 7349.5 | No | 14699
43 | 20 | Supplying & laying of 25 mm dia pvc pipe (P.104/PWD SR 2023-24) | 43.25 | Rmt | 865
44 | 25 | Run off mains with 2 wires of 6 Sqmm copper PVC insulated unsheathed single core cable | 319.46 | Rmt | 7986.5
45 | 15 | Run off mains with 2 wires of 1.5 Sqmm copper PVC insulated unsheathed single core cable | 214.9 | Rmt | 3223.5
46 | 10 | Run off mains with 2 wires of 2.5 Sqmm copper PVC insulated unsheathed single core cable | 232.9 | Rmt | 2329
47 | 10.1 | Supply and fixing of UPVC doors | 3325 | No | 33582.5
48 | 1000 | Supply and fixing of PVC tank (P.54/PWD SR 2023-24) | 10.05 | Litre | 10050
| Sub Total-I |  |  |  | 786938.259
49 | CGST & SGST @ 18% |  |  |  | 141648.8866
| Sub Total-I |  |  |  | 928587.1456
50 | Provision for Maintanance of windows |  |  |  | 5200
51 | Provision for Septic tank cleaning |  |  |  | 7700
| Sub Total-II |  |  |  | 941487.1456
52 | Welfare fund 1% |  |  |  | 7869.3826
53 | Supervision charges 7.5% |  |  |  | 70611.54
| TOTAL |  |  |  | 1019968.0682
|  |  | Say | 10.1997 | Lakhs
10.2
0.00031932

## Detail
TAMILNADU POLICE HOUSING CORPORATION LIMITED
TIRUNELVELI DIVISION
Name of work:
Special repair works to AWPS building Nagercoil in Kanyakumari District.
Sl. No. | Description | No |  |  | L | B | D | Qty | Unit
1 | Dismantling existing damaged One Course of Pressed Tile Roof finish in cement mortar
| Terrace | 1 | 1 | 1 | 10.4 | 4.5 |  | 46.8
| Skirting | 1 | 1 | 1 | 19.5 |  | 0.23 | 4.485
| Below water tank | 1 | 4 | 1 | 1.5 |  | 0.23 | 1.38
[7 empty] | Total | 52.665
[7 empty] | Say | 52.7 | m²
2 | Dismantling of existing damaged Mosaic-in-situ finish in cement mortar in flooring and in wall surface
Ground Floor
| Hall | 1 | 1 | 1 | 3.47 | 5.6 |  | 19.432
| SI | 1 | 1 | 1 | 2.4 | 2.77 |  | 6.648
| Writer room | 1 | 1 | 1 | 2.4 | 2.77 |  | 6.648
| Record room | 1 | 1 | 1 | 2.4 | 3 |  | 7.2
| Arms room | 1 | 1 | 1 | 2.16 | 1.86 |  | 4.0176
| Ins | 1 | 1 | 1 | 2.7 | 2.73 |  | 7.371
| Passage | 1 | 1 | 1 | 1.12 | 1.4 |  | 1.568
| Staircase room | 1 | 1 | 1 | 2.4 | 4.62 |  | 11.088
| Outer passage | 1 | 1 | 1 | 8.84 | 1.2 |  | 10.608
|  | 1 | 1 | 1 | 2.96 | 1.23 |  | 3.6408
First floor
| Inner passage | 1 | 1 | 1 | 11.36 | 1.5 |  | 17.04
|  | 1 | 1 | 1 | 2.4 | 0.65 |  | 1.56
| Outer passage | 1 | 1 | 1 | 8.84 | 1.2 |  | 10.608
|  | 1 | 1 | 1 | 2.96 | 1.23 |  | 3.6408
| Computer room-I | 1 | 1 | 1 | 3.8 | 2.73 |  | 10.374
| Computer room-II | 1 | 1 | 1 | 3.47 | 2.73 |  | 9.4731
| Property room | 1 | 1 | 1 | 2.4 | 3.93 |  | 9.432
| Rest room (W) | 1 | 1 | 1 | 3.47 | 3 |  | 10.41
[7 empty] | Total | 150.7593
[7 empty] | Say | 150.8 | m²
3 | Dismantling existing damaged Floor finish and dadooing walls in cement mortar with Mosaic Tiles / Glazed Tiles / Clay Tiles / Cuddapah Slabs
| GF toilet floor | 1 | 1 | 1 | 1.2 | 1.86 |  | 2.232
| Wall | 1 | 1 | 1 | 6.12 |  | 1.5 | 9.18
| Ins. Toilet | 1 | 1 | 1 | 1 | 1.38 |  | 1.38
| Wall | 1 | 1 | 1 | 4.76 |  | 1.5 | 7.14
| GF lock up toilet | 1 | 1 | 1 | 1 | 1.2 |  | 1.2
| Wall | 1 | 1 | 1 | 4.4 |  | 1 | 4.4
| Lock up room | 1 | 1 | 1 | 2.4 | 3.3 |  | 7.92
|  | 1 | 1 | 1 | 1.28 | 1.32 |  | 1.6896
| FF toilet | 1 | 2 | 1 | 1.14 | 1.2 |  | 2.736
| Wall | 1 | 2 | 1 | 4.68 |  | 1.5 | 14.04
| Passage | 1 | 2 | 1 | 1.14 | 1.57 |  | 3.5796
| FF lock up toilet | 1 | 1 | 1 | 0.8 | 1.2 |  | 0.96
| Wall | 1 | 1 | 1 | 4 |  | 1 | 4
| D/F D3 | 1 | 1 | 1 | 0.9 |  | 1.5 | -1.35
| D/F D4 | 1 | 2 | 1 | 0.75 |  | 1 | -1.5
| D/F D5 | 1 | 3 | 1 | 0.75 |  | 1.5 | -3.375
[7 empty] | Total | 54.2322
[7 empty] | Say | 54.3 | m²
4 | Brick work in C.M. 1:6 using Kiln Burnt Country bricks
c. In Second floor
| Pvc tank alround | 1 | 2 | 3.14 | 1.5 | 0.23 | 0.3 | 0.64998
[7 empty] | Say | 0.7 | m³
5 | Plastering in cm 1:5, 12mm thick
| Pvc tank alround | 1 | 2 | 3.14 | 1.5 |  | 0.53 | 4.9926
| Parapet inner | 1 | 8 | 2 | 3 | 0.23 |  | 11.04
| Below basement level | 1 | 3 | 1 | 9 |  | 0.4 | 10.8
[7 empty] | Total | 26.8326
[7 empty] | Say | 26.9 | m²
6 | Supplying and laying of pressed tiles
| Terrace | 1 | 1 | 1 | 10.4 | 4.5 |  | 46.8
| Skirting | 1 | 1 | 1 | 19.5 |  | 0.23 | 4.485
| Below water tank | 1 | 4 | 1 | 1.5 |  | 0.23 | 1.38
[7 empty] | Total | 52.665
[7 empty] | Say | 52.7 | m²
7 | Pointing with CM 1:3 for pressed tiles
| Terrace | 1 | 1 | 1 | 11.2 | 4.1 |  | 45.92
| Skirting | 1 | 1 | 1 | 30 |  | 0.23 | 6.9
[7 empty] | Total | 52.82
[7 empty] | Say | 52.9 | m²
8 | Supplying and fixing of Colour glazed tiles
| GF toilet | 1 | 1 | 1 | 6.12 |  | 1.5 | 9.18
| Ins. Toilet | 1 | 1 | 1 | 4.76 |  | 1.5 | 7.14
| GF lock up toilet | 1 | 1 | 1 | 4.4 |  | 1 | 4.4
| FF toilet | 1 | 2 | 1 | 4.68 |  | 1.5 | 14.04
| FF lock up toilet | 1 | 1 | 1 | 4 |  | 1 | 4
| D/F D3 | 1 | 1 | 1 | 0.9 |  | 1.5 | -1.35
| D/F D4 | 1 | 2 | 1 | 0.75 |  | 1 | -1.5
| D/F D5 | 1 | 3 | 1 | 0.75 |  | 1.5 | -3.375
Skirting
| Hall | 1 | 1 | 1 | 18.14 |  | 0.1 | 1.814
| SI | 1 | 1 | 1 | 10.34 |  | 0.1 | 1.034
| Writer room | 1 | 1 | 1 | 11.34 |  | 0.1 | 1.134
| Record room | 1 | 1 | 1 | 10.8 |  | 0.1 | 1.08
| Arms room | 1 | 1 | 1 | 8.04 |  | 0.1 | 0.804
| Ins | 1 | 1 | 1 | 13.06 |  | 0.1 | 1.306
| Outer Verandah | 1 | 1 | 1 | 25.99 |  | 0.1 | 2.599
| S/C | 1 | 1 | 1 | 14.04 |  | 0.1 | 1.404
First floor
| Inner passage | 1 | 1 | 1 | 34.36 |  | 0.1 | 3.436
| Outer Verandah | 1 | 1 | 1 | 25.99 |  | 0.1 | 2.599
| Computer room-I | 1 | 1 | 1 | 13.06 |  | 0.1 | 1.306
| Computer room-II | 1 | 1 | 1 | 12.4 |  | 0.1 | 1.24
| Property room | 1 | 1 | 1 | 12.66 |  | 0.1 | 1.266
| Rest room (W) | 1 | 1 | 1 | 12.94 |  | 0.1 | 1.294
| Toilet | 1 | 2 | 1 | 5.42 |  | 0.1 | 1.084
[7 empty] | Total | 55.935
[7 empty] | Say | 56 | m²
9 | Supplying and laying of Ceramic tiles (Anti-skid) for flooring
| GF toilet floor | 1 | 1 | 1 | 1.2 | 1.86 |  | 2.232
| Ins. Toilet | 1 | 1 | 1 | 1 | 1.38 |  | 1.38
| GF lock up toilet | 1 | 1 | 1 | 1 | 1.2 |  | 1.2
| FF toilet | 1 | 2 | 1 | 1.14 | 1.2 |  | 2.736
| Passage | 1 | 2 | 1 | 1.14 | 1.57 |  | 3.5796
| FF lock up toilet | 1 | 1 | 1 | 0.8 | 1.2 |  | 0.96
| Staircase room | 1 | 1 | 1 | 2.4 | 4.62 |  | 11.088
| Mid landing | 1 | 1 | 1 | 2.4 | 1.2 |  | 2.88
| Steps | 1 | 22 | 1 | 1.2 | 0.3 |  | 7.92
|  | 1 | 22 | 1 | 1.2 |  | 0.15 | 3.96
| FF S/C roof landing | 1 | 1 | 1 | 2.4 | 2.15 |  | 5.16
| Mid landing | 1 | 1 | 1 | 2.4 | 1.2 |  | 2.88
| Steps | 1 | 10 | 1 | 1.2 | 0.3 |  | 3.6
|  | 1 | 10 | 1 | 1.2 |  | 0.15 | 1.8
[7 empty] | Total | 51.3756
[7 empty] | Say | 51.4 | m²
10 | Supplying and fixing of Vitrified tiles flooring
Ground Floor
| Hall | 1 | 1 | 1 | 3.47 | 5.6 |  | 19.432
| SI | 1 | 1 | 1 | 2.4 | 2.77 |  | 6.648
| Writer room | 1 | 1 | 1 | 2.4 | 2.77 |  | 6.648
| Record room | 1 | 1 | 1 | 2.4 | 3 |  | 7.2
| Arms room | 1 | 1 | 1 | 2.16 | 1.86 |  | 4.0176
| Ins | 1 | 1 | 1 | 2.7 | 2.73 |  | 7.371
| Passage | 1 | 1 | 1 | 1.12 | 1.4 |  | 1.568
| Outer passage | 1 | 1 | 1 | 8.84 | 1.2 |  | 10.608
|  | 1 | 1 | 1 | 2.96 | 1.23 |  | 3.6408
First floor
| Inner passage | 1 | 1 | 1 | 11.36 | 1.5 |  | 17.04
|  | 1 | 1 | 1 | 2.4 | 0.65 |  | 1.56
| Outer passage | 1 | 1 | 1 | 8.84 | 1.2 |  | 10.608
|  | 1 | 1 | 1 | 2.96 | 1.23 |  | 3.6408
| Computer room-I | 1 | 1 | 1 | 3.8 | 2.73 |  | 10.374
| Computer room-II | 1 | 1 | 1 | 3.47 | 2.73 |  | 9.4731
| Property room | 1 | 1 | 1 | 2.4 | 3.93 |  | 9.432
| Rest room (W) | 1 | 1 | 1 | 3.47 | 3 |  | 10.41
[7 empty] | Total | 139.6713
[7 empty] | Say | 139.7 | m²
11 | Supplying and laying of Concrete designer tiles flooring
| Entrance step | 1 | 2 | 1 | 1.96 | 0.3 |  | 1.176
|  | 1 | 3 | 1 | 1.96 |  | 0.15 | 0.882
| Right Side step | 1 | 2 | 1 | 1.46 | 0.3 |  | 0.876
|  | 1 | 3 | 1 | 1.46 |  | 0.15 | 0.657
[7 empty] | Total | 3.591
[7 empty] | Say | 3.6 | m²
12 | Providing Shahabad stone flooring, C.M 1:3, 20mm tk
| GF lock up | 1 | 1 | 1 | 2.4 | 4.62 |  | 11.088
| D/F WC | 1 | 1 | 1 | 1.12 | 1.32 |  | -1.4784
[7 empty] | Total | 9.6096
[7 empty] | Say | 9.7 | m²
13 | White washing with one coat using shell lime
Ground Floor
| Ceiling of Hall | 1 | 1 | 1 | 3.47 | 5.6 |  | 19.432
| SI | 1 | 1 | 1 | 2.4 | 2.77 |  | 6.648
| Writer room | 1 | 1 | 1 | 2.4 | 2.77 |  | 6.648
| Record room | 1 | 1 | 1 | 2.4 | 3 |  | 7.2
| Arms room | 1 | 1 | 1 | 2.16 | 1.86 |  | 4.0176
| Toilet | 1 | 1 | 1 | 1.2 | 1.86 |  | 2.232
| Lock up room | 1 | 1 | 1 | 2.4 | 4.62 |  | 11.088
| Ins | 1 | 1 | 1 | 2.7 | 2.73 |  | 7.371
| Passage | 1 | 1 | 1 | 1.12 | 1.4 |  | 1.568
| WC | 1 | 1 | 1 | 1 | 1.38 |  | 1.38
| Outer passage | 1 | 1 | 1 | 8.84 | 1.2 |  | 10.608
|  | 1 | 1 | 1 | 2.96 | 1.23 |  | 3.6408
| coping area | 1 | 1 | 1 | 15.5 | 1.5 |  | 23.25
| Staircase room | 1 | 1 | 1 | 2.4 | 2.12 |  | 5.088
|  | 1 | 1 | 1 | 1.2 | 0.75 |  | 0.9
| Waist slab bottom | 1 | 1 | 1 | 1.2 | 2.99 |  | 3.588
|  | 1 | 1 | 1 | 1.2 | 2.4 |  | 2.88
| Midlanding in GF bottom | 1 | 1 | 1 | 2.86 | 1 |  | 2.86
| Beam sides | 1 | 2 | 1 | 2.4 |  | 0.25 | 1.2
|  | 1 | 2 | 2 | 1 |  | 0.25 | 1
First Floor
| Midlanding in FF bottom | 1 | 1 | 1 | 2.4 | 1 |  | 2.4
| Staircase ceiling in FF | 1 | 1 | 1 | 2.4 | 4.62 |  | 11.088
| Outer passage | 1 | 1 | 1 | 8.84 | 1.2 |  | 10.608
|  | 1 | 1 | 1 | 2.96 | 1.23 |  | 3.6408
| coping area | 1 | 1 | 1 | 15.5 | 1.5 |  | 23.25
| Inner passage | 1 | 1 | 1 | 11.36 | 1.5 |  | 17.04
| Computer room-I | 1 | 1 | 1 | 3.8 | 2.73 |  | 10.374
| Computer room-II | 1 | 1 | 1 | 3.47 | 2.73 |  | 9.4731
| Property room | 1 | 1 | 1 | 2.4 | 3.93 |  | 9.432
| Lock up room | 1 | 1 | 1 | 2.4 | 3 |  | 7.2
| Rest room (W) | 1 | 1 | 1 | 3.47 | 3 |  | 10.41
| Toilet | 1 | 2 | 1 | 1.14 | 1.2 |  | 2.736
| Passage | 1 | 2 | 1 | 1.14 | 1.57 |  | 3.5796
| Waist slab bottom | 1 | 1 | 1 | 1.2 | 1.34 |  | 1.608
| Midlanding bottom | 1 | 1 | 1 | 2.4 | 1 |  | 2.4
| S/C area | 1 | 1 | 1 | 2.4 | 5.82 |  | 13.968
[7 empty] | Total | 261.8069
[7 empty] | Say | 261.9 | m²
14 | Painting the old walls with one coat of OBD including scrapping
Ground floor
| SI room | 1 | 1 | 1 | 10.34 |  | 3.08 | 31.8472
| C/B support wall | 1 | 2 | 1 | 0.45 |  | 2.1 | 1.89
| C/B slab top & bottom | 1 | 4 | 2 | 1 | 0.45 |  | 3.6
| Loft top & bottom | 1 | 2 | 1 | 2.4 | 0.6 |  | 2.88
| D/F D1 | 1 | 1 | 1 | 1 |  | 2.1 | -2.1
| D/F W | 1 | 2 | 1 | 1.35 |  | 1.35 | -3.645
| Soffits of D1 | 1 | 1 | 1 | 5.2 | 0.09 |  | 0.468
| Soffits of W | 1 | 2 | 1 | 5.4 | 0.09 |  | 0.972
| Station writer | 1 | 1 | 1 | 10.34 |  | 3.08 | 31.8472
| C/B support wall | 1 | 2 | 1 | 0.45 |  | 2.1 | 1.89
| C/B slab top & bottom | 1 | 4 | 2 | 1 | 0.45 |  | 3.6
| Loft top & bottom | 1 | 2 | 1 | 2.4 | 0.6 |  | 2.88
| D/F D1 | 1 | 1 | 1 | 1 |  | 2.1 | -2.1
| D/F W | 1 | 1 | 1 | 1.35 |  | 1.35 | -1.8225
| Soffits of D1 | 1 | 1 | 1 | 5.2 | 0.09 |  | 0.468
| Soffits of W | 1 | 1 | 1 | 5.4 | 0.09 |  | 0.486
| Record room | 1 | 1 | 1 | 10.8 |  | 3.08 | 33.264
| C/B support wall | 1 | 4 | 1 | 0.45 |  | 2.1 | 3.78
| C/B slab top & bottom | 4 | 2 | 2 | 1 | 0.45 |  | 7.2
| Loft top & bottom | 1 | 2 | 1 | 3 | 0.6 |  | 3.6
| D/F D1 | 1 | 1 | 1 | 1 |  | 2.1 | -2.1
| D/F V1 | 1 | 2 | 1 | 1.35 |  | 0.6 | -1.62
| Soffits of D1 | 1 | 1 | 1 | 5.2 | 0.09 |  | 0.468
| Soffits of V1 | 1 | 2 | 1 | 3.9 | 0.09 |  | 0.702
| Arm room | 1 | 1 | 1 | 8.02 |  | 3.08 | 24.7016
| C/B support wall | 3 | 2 | 2 | 0.45 |  | 2.1 | 11.34
| C/B slab top & bottom | 4 | 2 | 8 | 0.38 | 0.45 |  | 10.944
| Loft top & bottom | 1 | 2 | 2 | 1.86 | 0.6 |  | 4.464
| D/F D1 | 1 | 1 | 1 | 1 |  | 2.1 | -2.1
| D/F V1 | 1 | 1 | 1 | 1.35 |  | 0.6 | -0.81
| Soffits of D1 | 1 | 1 | 1 | 5.2 | 0.09 |  | 0.468
| Soffits of V1 | 1 | 1 | 1 | 3.9 | 0.09 |  | 0.351
| Toilet | 1 | 1 | 1 | 6.12 |  | 1.58 | 9.6696
| D/F D3 | 1 | 1 | 1 | 0.9 |  | 2.1 | -1.89
| D/F V2 | 1 | 1 | 1 | 0.9 |  | 0.6 | -0.54
| Soffits of D3 | 1 | 1 | 1 | 5.1 | 0.09 |  | 0.459
| Soffits of V1 | 1 | 1 | 1 | 3 | 0.09 |  | 0.27
| Hall | 1 | 1 | 1 | 18.14 |  | 3.08 | 55.8712
| D/F MD | 1 | 1 | 1 | 1.5 |  | 2.1 | -3.15
| D/F D1 | 1 | 5 | 1 | 1 |  | 2.1 | -10.5
| D/F D2 | 1 | 1 | 1 | 1 |  | 2.1 | -2.1
| D/F D3 | 1 | 1 | 1 | 0.9 |  | 2.1 | -1.89
| D/F W | 1 | 1 | 1 | 1.35 |  | 1.35 | -1.8225
| Soffits of MD | 1 | 1 | 1 | 5.7 | 0.15 |  | 0.855
| Soffits of W | 1 | 1 | 1 | 5.4 | 0.09 |  | 0.486
| Lockup room | 1 | 1 | 1 | 14.04 |  | 3.08 | 43.2432
| D/F D2 | 1 | 1 | 1 | 1 |  | 2.1 | -2.1
| D/F V | 1 | 1 | 1 | 0.9 |  | 0.6 | -0.54
| Soffits of D2 | 1 | 1 | 1 | 5.2 | 0.23 |  | 1.196
| Soffits of V | 1 | 1 | 1 | 3 | 0.09 |  | 0.27
| Lockup room WC | 1 | 2 | 1 | 2.44 |  | 1 | 4.88
| top | 1 | 1 | 1 | 2.44 | 0.12 |  | 0.2928
| D/F D4 | 1 | 2 | 1 | 0.75 |  | 0.9 | -1.35
| faces | 1 | 2 | 1 | 0.12 |  | 0.9 | 0.216
| D/F V4 | 1 | 1 | 1 | 0.6 |  | 0.6 | -0.36
| Soffits of V4 | 1 | 1 | 1 | 2.4 | 0.23 |  | 0.552
| INS room | 1 | 1 | 1 | 13.06 |  | 3.08 | 40.2248
| C/B support wall | 1 | 2 | 1 | 0.45 |  | 2.1 | 1.89
| C/B slab top & bottom | 1 | 4 | 2 | 1 | 0.45 |  | 3.6
| Loft top & bottom | 1 | 2 | 1 | 2.73 | 0.6 |  | 3.276
| D/F D1 | 1 | 1 | 1 | 1 |  | 2.1 | -2.1
| D/F D5 | 1 | 1 | 1 | 0.75 |  | 2.1 | -1.575
| D/F W | 1 | 1 | 1 | 1.35 |  | 1.35 | -1.8225
| D/F W1 | 1 | 1 | 1 | 0.9 |  | 1.35 | -1.215
| Soffits of D1 | 1 | 1 | 1 | 5.2 | 0.09 |  | 0.468
| Soffits of D5 | 1 | 1 | 1 | 4.95 | 0.12 |  | 0.594
| Soffits of W | 1 | 1 | 1 | 5.4 | 0.09 |  | 0.486
| Soffits of W1 | 1 | 1 | 1 | 4.5 | 0.09 |  | 0.405
| INS room wc | 1 | 1 | 1 | 4.76 |  | 1.58 | 7.5208
| D/F D5 | 1 | 1 | 1 | 0.75 |  | 2.1 | -1.575
| D/F V3 | 1 | 1 | 1 | 0.6 |  | 0.6 | -0.36
| Soffits of V3 | 1 | 1 | 1 | 2.4 | 0.09 |  | 0.216
| S/C area | 1 | 1 | 1 | 14.04 |  | 3.3 | 46.332
| D/F GD | 1 | 1 | 1 | 1 |  | 2.1 | -2.1
| D/F W | 1 | 1 | 1 | 1.35 |  | 1.35 | -1.8225
| D/F MW | 1 | 1 | 1 | 1.8 |  | 1.8 | -3.24
| D/F V4 | 1 | 1 | 1 | 0.6 |  | 0.6 | -0.36
| Soffits of GD | 1 | 1 | 1 | 5.2 | 0.23 |  | 1.196
| Soffits of W | 1 | 1 | 1 | 5.4 | 0.09 |  | 0.486
| Soffits of MW | 1 | 1 | 1 | 7.2 | 0.09 |  | 0.648
| Rear proj. | 1 | 2 | 1 | 1.2 |  | 1.65 | 3.96
| Handrail | 1 | 1 | 1 | 4.8 | 1.8 |  | 8.64
First floor
| Communication | 1 | 1 | 1 | 12.66 |  | 3.08 | 38.9928
| C/B support wall | 1 | 2 | 1 | 0.45 |  | 2.1 | 1.89
| C/B slab top & bottom | 1 | 4 | 2 | 1 | 0.45 |  | 3.6
| Loft top & bottom | 1 | 2 | 1 | 2.4 | 0.6 |  | 2.88
| D/F D1 | 1 | 1 | 1 | 1 |  | 2.1 | -2.1
| D/F W | 1 | 2 | 1 | 1.35 |  | 1.35 | -3.645
| Soffits of D1 | 1 | 1 | 1 | 5.2 | 0.09 |  | 0.468
| Soffits of W | 1 | 2 | 1 | 5.4 | 0.09 |  | 0.972
| Computer room-II | 1 | 1 | 1 | 12.4 |  | 3.08 | 38.192
| C/B support wall | 1 | 2 | 1 | 0.45 |  | 2.1 | 1.89
| C/B slab top & bottom | 1 | 4 | 2 | 1 | 0.45 |  | 3.6
| Loft top & bottom | 1 | 2 | 1 | 2.4 | 0.6 |  | 2.88
| D/F D1 | 1 | 1 | 1 | 1 |  | 2.1 | -2.1
| D/F W | 1 | 1 | 1 | 1.35 |  | 1.35 | -1.8225
| Soffits of D1 | 1 | 1 | 1 | 5.2 | 0.09 |  | 0.468
| Soffits of W | 1 | 1 | 1 | 5.4 | 0.09 |  | 0.486
| Computer room-I | 1 | 1 | 1 | 13.06 |  | 3.08 | 40.2248
| C/B support wall | 5 | 2 | 1 | 0.45 |  | 2.1 | 9.45
| C/B slab top & bottom | 1 | 4 | 2 | 0.36 | 0.45 |  | 1.296
| Loft top & bottom | 1 | 2 | 1 | 2.73 | 0.6 |  | 3.276
| D/F D1 | 1 | 1 | 1 | 1 |  | 2.1 | -2.1
| D/F W | 1 | 1 | 1 | 1.35 |  | 1.35 | -1.8225
| Soffits of D1 | 1 | 1 | 1 | 5.2 | 0.09 |  | 0.468
| Soffits of W | 1 | 1 | 1 | 5.4 | 0.09 |  | 0.486
| Corridor & S/C | 1 | 1 | 1 | 36.76 |  | 3.08 | 113.2208
| D/F D1 | 1 | 4 | 1 | 1 |  | 2.1 | -8.4
| D/F D2 | 1 | 1 | 1 | 1 |  | 2.1 | -2.1
| D/F D3 | 1 | 1 | 1 | 0.9 |  | 2.1 | -1.89
| D/F GD | 1 | 1 | 1 | 1 |  | 2.1 | -2.1
| D/F W | 1 | 2 | 1 | 1.35 |  | 1.35 | -3.645
| D/F MW | 1 | 1 | 1 | 1.8 |  | 1.8 | -3.24
| Soffits of GD | 1 | 1 | 1 | 5.2 | 0.23 |  | 1.196
| Soffits of W | 1 | 2 | 1 | 5.4 | 0.09 |  | 0.972
| Soffits of MW | 1 | 1 | 1 | 7.2 | 0.09 |  | 0.648
| Handrail | 1 | 1 | 1 | 4.8 | 1.8 |  | 8.64
| Lockup room | 1 | 1 | 1 | 10.8 |  | 3.08 | 33.264
| D/F D2 | 1 | 1 | 1 | 1 |  | 2.1 | -2.1
| D/F V | 1 | 1 | 1 | 0.9 |  | 0.6 | -0.54
| D/F V4 | 1 | 1 | 1 | 0.6 |  | 0.6 | -0.36
| Soffits of D2 | 1 | 1 | 1 | 5.2 | 0.12 |  | 0.624
| Soffits of V | 1 | 1 | 1 | 3 | 0.09 |  | 0.27
| Soffits of V4 | 1 | 1 | 1 | 2.4 | 0.09 |  | 0.216
| Lockup room WC | 1 | 2 | 1 | 2.24 |  | 1 | 4.48
| top | 1 | 1 | 1 | 2.24 | 0.12 |  | 0.2688
| D/F D4 | 1 | 2 | 1 | 0.75 |  | 0.9 | -1.35
| faces | 1 | 2 | 1 | 0.12 |  | 0.9 | 0.216
| Rest room | 1 | 1 | 1 | 12.94 |  | 3.08 | 39.8552
| D/F D1 | 1 | 1 | 1 | 1 |  | 2.1 | -2.1
| D/F D3 | 1 | 1 | 1 | 0.9 |  | 2.1 | -1.89
| D/F W | 1 | 1 | 1 | 1.35 |  | 1.35 | -1.8225
| C/B support wall | 1 | 4 | 2 | 0.45 |  | 2.1 | 7.56
| C/B slab top & bottom | 4 | 2 | 5 | 0.5 | 0.45 |  | 9
| Loft top & bottom | 1 | 2 | 1 | 3 | 0.6 |  | 3.6
| Soffits of D1 | 1 | 1 | 1 | 5.2 | 0.09 |  | 0.468
| Soffits of D3 | 1 | 1 | 1 | 5.1 | 0.09 |  | 0.459
| Soffits of W | 1 | 1 | 1 | 5.4 | 0.09 |  | 0.486
| WC | 1 | 1 | 2 | 4.68 |  | 1.58 | 14.7888
| D/F D5 | 1 | 1 | 1 | 0.75 |  | 2.1 | -1.575
| D/F V2 | 1 | 1 | 1 | 0.9 |  | 0.6 | -0.54
| Soffits of D5 | 1 | 1 | 1 | 4.95 | 0.12 |  | 0.594
| Soffits of V2 | 1 | 1 | 1 | 3 | 0.09 |  | 0.27
| Toilet | 1 | 1 | 2 | 5.42 |  | 3.08 | 33.3872
| D/F D3 | 1 | 1 | 1 | 0.9 |  | 2.1 | -1.89
| D/F D5 | 1 | 1 | 1 | 0.75 |  | 2.1 | -1.575
| D/F V2 | 1 | 1 | 1 | 0.9 |  | 0.6 | -0.54
| Soffits of D5 | 1 | 1 | 1 | 4.95 | 0.12 |  | 0.594
| Soffits of V2 | 1 | 1 | 1 | 3 | 0.09 |  | 0.27
[7 empty] | Total | 739.2243
[7 empty] | Say | 739.3 | m²
15 | Painting with two coats of Plastic Emulsion paint for new plastered surfaces
| Pvc tank alround | 1 | 2 | 3.14 | 1.5 |  | 0.53 | 4.9926
| Parapet inner | 1 | 8 | 2 | 3 | 0.23 |  | 11.04
| Below basement level | 1 | 3 | 1 | 9 |  | 0.4 | 10.8
[7 empty] | Total | 26.8326
[7 empty] | Say | 26.9 | m²
16 | Painting with one coat of Plastic Emulsion paint for old walls including scrapping
| Building alround | 1 | 1 | 1 | 44.27 |  | 9.73 | 430.7471
| G.F verandah | 1 | 1 | 1 | 25.99 |  | 3.15 | 81.8685
| F.F verandah | 1 | 1 | 1 | 25.99 |  | 3.15 | 81.8685
| S/S over W | 1 | 1 | 9 | 1.81 | 0.6 |  | 9.774
| V | 1 | 1 | 2 | 1.36 | 0.6 |  | 1.632
| V1 | 1 | 1 | 3 | 1.81 | 0.6 |  | 3.258
| V2 | 1 | 1 | 1 | 1.36 | 0.6 |  | 0.816
| Combined | 1 | 1 | 1 | 2.45 | 0.6 |  | 1.47
| Sides | 1 | 2 | 16 | 0.6 |  | 0.063 | 1.2096
| D/F MD | 1 | 1 | 1 | 1.5 |  | 2.1 | -3.15
| D/F GD | 1 | 2 | 1 | 1 |  | 2.1 | -4.2
| D/F W | 1 | 9 | 1 | 1.35 |  | 1.35 | -16.4025
| D/F MW | 1 | 2 | 1 | 1.8 |  | 1.8 | -6.48
| V | 1 | 1 | 2 | 0.9 |  | 0.6 | -1.08
| V1 | 1 | 1 | 3 | 1.35 |  | 0.6 | -2.43
| V2 | 1 | 1 | 1 | 0.9 |  | 0.6 | -0.54
| D/F O | 1 | 1 | 1 | 1.5 |  | 2.1 | -3.15
| D/F Verandah O | 1 | 1 | 1 | 10.39 |  | 1.5 | -15.585
| Water tank support wall | 1 | 2 | 2 | 1.5 |  | 1 | 6
[7 empty] | Total | 565.6262
[7 empty] | say | 565.7 | m²
17 | S & F of Indian Water closet white glazed (Oriya type) of size 580 x 440mm with PVC SWR grade ' P' or "S' trap - in G.F.
| Lockup | 1 | 1 | 1 |  |  |  | 1
| Toilet | 1 | 1 | 1 |  |  |  | 1
[7 empty] | Total | 2
[7 empty] | say | 2 | Nos
18 | S & F of Indian Water closet white glazed (Oriya type) of size 580 x 440mm with PVC SWR grade ' P' or "S' trap- Other than G.F.
| Lockup & Rest room toilet | 1 | 3 | 1 |  |  |  | 3
[7 empty] | say | 3 | Nos
19 | S & F of E.W.C.(White) 500 mm with PVC SWR grade "P" or "S" TRAP
| INS room | 1 | 1 | 1 |  |  |  | 1
[7 empty] | say | 1 | Nos
20 | S/F of Wash basin
| INS room | 1 | 1 | 1 |  |  |  | 1
| Toilet | 1 | 1 | 1 |  |  |  | 1
First floor
| Rest room toilet | 1 | 1 | 1 |  |  |  | 1
[7 empty] | Total | 3
[7 empty] | say | 3 | Nos
21 | S/F 4mm thick pin headed Glass panels with Aluminium beedings
| W | 1 | 1 | 6 | 1.35 |  | 1.35 | 10.935
| W1 | 1 | 1 | 1 | 0.9 |  | 1.35 | 1.215
| MW | 1 | 1 | 1 | 1.8 |  | 1.8 | 3.24
[7 empty] | Total | 15.39
[7 empty] | say | 15.4 | m²
22 | S & F of 15mm dia Engineering Polymer Tap (long body ) for coastal area only
Ground floor
| Toilet | 1 | 1 | 1 |  |  |  | 1
| INS room | 1 | 1 | 1 |  |  |  | 1
First floor
| Restroom toilet | 1 | 1 | 1 |  |  |  | 1
| Common toilet | 1 | 1 | 1 |  |  |  | 1
[7 empty] | Total | 4
[7 empty] | say | 4 | Nos
23 | S & F of 15mm dia Engineering Polymer Tap short body tap for coastal area only
Ground floor
| Lockup room | 1 |  | 1 |  |  |  | 1
| Toilet | 1 |  | 1 |  |  |  | 1
| INS room | 1 |  | 1 |  |  |  | 1
First floor
| Restroom toilet | 1 |  | 1 |  |  |  | 1
| Common toilet | 1 |  | 1 |  |  |  | 1
[7 empty] | Total | 5
[7 empty] | say | 5 | Nos
24 | Supply ,laying & jointing the following pipes as per ASTM D 1785 of schedule 40 with UPVC Specials
b. 25 mm dia
| Lockup room | 1 | 2 | 1 | 5 |  |  | 10
| Toilet | 1 | 2 | 1 | 5 |  |  | 10
[7 empty] | Total | 20
[7 empty] | say | 20 | Rmt
25 | Supply ,laying & jointing the following pipes as per ASTM D 1785 of schedule 40 with UPVC Specials
c. 20mm dia PVC water supply ASTM pipe (fully consealed in walls)
| Lockup room | 1 | 2 | 1 | 2.5 |  |  | 5
| Toilet | 1 | 3 | 1 | 2.5 |  |  | 7.5
[7 empty] | Total | 12.5
[7 empty] | say | 12.5 | Rmt
26 | Supply & laying of the following dia PVC SWR pipes
a. 110 mm dia pvc SWR pipe
| For Toilets | 1 | 5 | 1 | 1.2 |  |  | 6
[7 empty] | say | 6 | Rmt
b. 75 mm dia pvc SWR pipe
| For Toilets | 1 | 3 | 1 | 2.2 |  |  | 6.6
[7 empty] | say | 6.6 | Rmt
27 | Supplying, Laying & Concealing the 50mm dia PVC ( SWR) pipe with ISI mark type - 'B' with relevant specials.
| For wash basin | 1 | 3 | 1 | 2 |  |  | 6
[7 empty] | say | 6 | Rmt
28 | Supplying and fixing MS Grills
First floor
| door between verandah and room | 1 | 1 | 1 |  | 90 |  | 90
[7 empty] | say | 90 | Kg
29 | Painting twos coat for new iron work
| door between verandah and room | 1 | 1 | 1 | 1.2 |  | 2.1 | 2.52
[7 empty] | say | 2.6 | m²
30 | Painting one coat for old iron work
| W | 1 | 1 | 13 | 1.35 |  | 1.35 | 23.6925
| W1 | 1 | 1 | 1 | 0.9 |  | 1.35 | 1.215
| V | 1 | 1 | 2 | 0.9 |  | 0.6 | 1.08
| V1 | 1 | 1 | 3 | 1.35 |  | 0.6 | 2.43
| V2 | 1 | 1 | 3 | 0.9 |  | 0.6 | 1.62
| V3 | 1 | 1 | 2 | 0.6 |  | 0.6 | 0.72
| V4 | 1 | 1 | 2 | 0.6 |  | 0.6 | 0.72
| Elavation | 1 | 1 | 6 | 1.5 |  | 0.5 | 4.5
| D2 | 1 | 2 | 1 | 1 |  | 2.1 | 4.2
[7 empty] | Total | 40.1775
[7 empty] | say | 40.2 | m²
31 | Painting one coat for old wood work
| MD | 1 | 1 | 1 | 1.5 |  | 2.1 | 3.15
| D1 | 1 | 1 | 9 | 1 |  | 2.1 | 18.9
| D3 | 1 | 1 | 3 | 0.9 |  | 2.1 | 5.67
| Meter cup board | 1 | 1 | 1 | 1.5 |  | 1.2 | 1.8
[7 empty] | Total | 29.52
[7 empty] | say | 29.6 | m²
32 | Painting one coat of Matt paint
| coping area | 1 | 1 | 1 | 15.5 | 1.5 |  | 23.25
[7 empty] | Total | 23.25
[7 empty] | say | 23.3 | m²
33 | Supplying and fixing of 5Amps switches
| For Hall | 1 | 1 | 5 |  |  |  | 5
| Computer room | 1 | 1 | 5 |  |  |  | 5
|  | 1 | 1 | 4 |  |  |  | 4
| Ins | 1 | 1 | 5 |  |  |  | 5
| Rest room | 1 | 1 | 5 |  |  |  | 5
[7 empty] | Total | 24
[7 empty] | say | 2 | Dozen
34 | Supplying and fixing of Hylem sheet 3 mm thick
| For Hall | 1 | 1 | 1 | 0.3 |  | 0.2 | 0.06
| Computer room | 1 | 1 | 1 | 0.3 |  | 0.2 | 0.06
|  | 1 | 1 | 1 | 0.3 |  | 0.2 | 0.06
| Ins | 1 | 1 | 1 | 0.2 |  | 0.2 | 0.04
| Rest room | 1 | 1 | 1 | 0.2 |  | 0.2 | 0.04
[7 empty] | Total | 0.26
[7 empty] | say | 0.3 | m²
35 | Supplying and fixing of regulator of fan
| GF & FF | 1 | 6 | 1 |  |  |  | 6
[7 empty] | say | 6 | Nos
36 | Supply and delivery of following ceiling Fan with ISI mark with Eletronic Dimmer
a) 48" Eletronic Fan 1200mm sweep
| Rest room | 1 | 1 | 1 |  |  |  | 1
| Computer room | 1 | 1 | 1 |  |  |  | 1
| Ins | 1 | 1 | 1 |  |  |  | 1
[7 empty] | Total | 3
[7 empty] | say | 3 | Nos
37 | Charges for assembling and fixing of ceiling fan
| Rest room | 1 | 1 | 1 |  |  |  | 1
| Computer room | 1 | 1 | 1 |  |  |  | 1
| Ins | 1 | 1 | 1 |  |  |  | 1
[7 empty] | Total | 3
[7 empty] | say | 3 | Nos
38 | Supplying and fixing of 9 watts LED bulb
| GF & FF | 1 | 11 | 1 |  |  |  | 11
[7 empty] | say | 11 | Nos
39 | Supplying and fixing of 4'18 Watts Crystal LED Tube Light
| GF & FF | 1 | 6 | 1 |  |  |  | 6
[7 empty] | say | 6 | Nos
40 | Supplying and fixing of 25W LED Street light Fittings
| Outer | 1 | 4 | 1 |  |  |  | 4
| Front side | 1 | 2 | 1 |  |  |  | 2
[7 empty] | Total | 6
[7 empty] | say | 6 | Nos
41 | Supplying and fixing of Focus light Fittings
| Front side | 1 | 1 | 1 |  |  |  | 1
[7 empty] | say | 1 | No
42 | Supply and erection of Tubular lamp, using 65 mm dia GI pipe 'B' class pipe with ISI mark
| Front side | 1 | 2 | 1 |  |  |  | 2
[7 empty] | say | 2 | Nos
43 | Supplying & laying of 25 mm dia pvc pipe
| Front side | 1 | 1 | 1 | 20 |  |  | 20
[7 empty] | say | 20 | Rmt
44 | Run off mains with 2 wires of 6 Sqmm copper PVC insulated unsheathed single core cable
| Front side | 1 | 1 | 1 | 25 |  |  | 25
[7 empty] | say | 25 | Rmt
45 | Run off mains with 2 wires of 1.5 Sqmm copper PVC insulated unsheathed single core cable
| Switch boards inner | 1 | 1 | 1 | 15 |  |  | 15
[7 empty] | say | 15 | Rmt
46 | Run off mains with 2 wires of 2.5 Sqmm copper PVC insulated unsheathed single core cable
| Switch boards inner | 1 | 1 | 1 | 10 |  |  | 10
[7 empty] | say | 10 | Rmt
47 | Supply and fixing of UPVC doors
| For Toilet door- D3 | 1 | 1 | 2 | 0.9 |  | 2.1 | 3.78
| D4 | 1 | 1 | 2 | 0.75 |  | 1 | 1.5
| D5 | 1 | 1 | 3 | 0.75 |  | 2.1 | 4.725
[7 empty] | Total | 10.005
[7 empty] | say | 10.1 | m²
48 | Supply and fixing of PVC tank
| Pvc tank | 1 | 2 | 1 | 500 |  |  | 1000
[7 empty] | say | 1000 | litre
49 | CGST & SGST @ 18% | [6 empty] | LS
50 | Provision for Maintanance of windows | [6 empty] | LS
51 | Provision for Septic tank cleaning | [6 empty] | LS
52 | Labour welfarefund @ 1% | [6 empty] | LS
53 | Supervision charges @ 7.5% | [6 empty] | LS

## Lead
Tamil Nadu Police Housing Corparation Ltd.
==========================================================
PLACE:- | AWPS NAGERCOIL | 2023-2024
Sl.No | Description of Material | Unit | Source | Total Lead | Cost of Material | Lead charge | Material Cost @ Site | LABOUR RATE
1. | ROUGH STONE | CUM. | Kaliyankadu | 6 | 449.4 | 69.9 | 519.3 | MASON-I Brick / Stone work p10 /37 | 999
2. | BOND STONE | CUM. | Kaliyankadu | 6 | 648.4 | 69.9 | 718.3 | MASON-II Brick / Stone work p11/37 a | 932
3. | HARD BROKEN STONE JELLY 3mm To 10mm | CUM. | Kaliyankadu | 6 | 773.67 | 69.9 | 843.57 | MAZDOOR-I p11/74 | 651
4. | HARD BROKEN STONE JELLY 10mm | CUM. | Kaliyankadu | 6 | 1016 | 69.9 | 1085.9 | MAZDOOR-II p11/39B | 534
5. | HARD BROKEN STONE JELLY 12mm | CUM. | Kaliyankadu | 6 | 1382 | 69.9 | 1451.9 | PAINTER-I p10/44 | 797
6. | HARD BROKEN STONE JELLY 20mm | CUM. | Kaliyankadu | 6 | 1489 | 69.9 | 1558.9 | PAINTER-II p14/44A | 772
7. | HARD BROKEN STONE JELLY 40mm | CUM. | Kaliyankadu | 6 | 1069.8 | 69.9 | 1139.7 | PLUMBER-I p10/47 | 866
8. | SAND FOR MORTAR | CUM. | Thazhakudy | 9 | 1338 | 104.85 | 1442.85 | PLUMBER-II p14/47A | 839
9. | SAND FOR FILLING | CUM. | Thazhakudy | 9 | 1338 | 104.85 | 1442.85 | FITTER-I p10/19 | 881
10. | Kiln Burnt Country Bricks SIZE 22x11x7Cm | 1000nos. | Thovalai | 12 | 5709 | 115.02 | 5824.02 | FITTER-II p11/19A | 856
11. | BRICK JELLY 40mmGAUGE | CUM | Thovalai | 12 | 705 | 93.58 | 798.58 | CARPENTER-I p10/11 | 976
12. | BRICK JELLY 20mmGAUGE | CUM | Thovalai | 12 | 786 | 93.58 | 879.58 | CARPENTER-II p12/12 | 932
13. | MACHINE PRESSED TILES 23x 23x 2 Cm | 1000nos. | Local | 0 | 16106 | 0 | 16106 | STONE CUTTER-I p10/56 | 766
14. | SLACKED SHELL LIME | CUM. | Local |  | 1348 |  | 1348 | STONE CUTTER-II p11/56A | 738
15. | SLACKED &SREENED LIME STONE | CUM. | Local | 0 | 993 | 0 | 993 | FLOOR POLISHER p9/21 | 769
16. | C.W SCANTLING UPTO 4M LONG | CUM. | Local | 0 | 34300 | 0 | 34300 | Mortar mix charges manual sl.125(Ann3 p-29) | 116
17. | C.W. PLANK UPTO 40mmTHICK UPTO 30 Cm WIDTH | CUM. | Local | 0 | 39400 | 0 | 39400 | Vibrat-charges(R.C.C) sl.71/2 p25 | 94.2
18. | T.W SCANTLING 2M TO 3M LONG 108/73 p-19 | CUM. | Local | 0 | 111600 | 0 | 111600 | Vibrat-charges(P.C.C) sl.70 /1 P 25 | 69.8
19. | T.W.SCANTLING BELOW 2M LONG 109/74 p-21 | CUM. | Local | 0 | 99400 | 0 | 99400 | Sand filling charges sl.46 p-23 | 34.2
20. | T.W.PLANKS 15TO30cm WIDTH & 12to25mm Thick | CUM. | Local | 0 | 95000 | 0 | 95000 | Earth filling charges sl.47 p-23 | 38.95
21. | Country BricksKiln Burnt of SIZE 22x11x5Cm | 1000nos. | Thovalai | 12 | 4299 | 115.02 | 4414.02 | E.W. 40/62 p-22 | 112.05
22. | MOSAIC TILES GRAY 25X25X2cm. | 1000nos. | Local |  | 11907 |  | 11907 | L.C.T.W.Door- 104/2 p-27 | 1537
23. | CEMENT (supply at site) | M.T | Local | 0 | 6040 | 0 | 6040 | L.C.marine doors-105/3 p-27 | 1281
24. | R.T.S. / M.S upto 16mm | M.T | Local | 0 | 58000 | 0 | 58000 | TW glazed window 109/8 p-27 | 1436
25. | M.S./ R.T.S above 16mm | M.T | Local | 0 | 58000 | 0 | 58000 | Wrought&putup 103/1 p-27 | 13690
26. | Country BricksKiln Burnt SIZE 22x11x5Cm | 1000nos. | Thovalai | 12 | 4299 | 115.02 | 4414.02 | Ventilator 107/6 p-27 | 1197
27. | HBSJ 11.2mm IRC metal (HW) | CUM. | Kaliyankadu | 6 | 961 | 69.9 | 1030.9 | Meter- Cupboard Weldmesh 118/23 p-28 | 1072
28. | HBSJ 37.5mm to 26.5mm IRC metal | CUM. | Kaliyankadu | 6 | 1082.5 | 69.9 | 1152.4 | E.W (SDR) 41/67 p-23 | 166.9
29. | HBSJ 63mm to 45mm IRC metal | CUM. | Kaliyankadu | 6 | 915.45 | 69.9 | 985.35 | FITTER-II (Pipe & Bar Bend) 57/20a p-11 | 839
30. | Gravel | CUM. | Kavalkinaru | 22 | 222.7 | 233.24 | 455.94 | FITTER-I (Pipe & Bar Bend) 16/20 p-9 | 866
- | - | - | - | - | - | - | - | -
| Stone dust p20 96-58a | Cum | Kaliyankadu | 6 | 123.7 | 47.94 | 171.64
1. Certified that the lead particulars furnished above are correct to the best of my knowledge.
2. Certified that Presently M sand from the approved source of Thazhakudy which is nearest and 9 Km from the site.

## data
TAMIL NADU POLICE HOUSING CORPORATION
======================================
PLACE:- | NAGERCOIL |  |  | 2023-2024
- | - | - | - | - | -
QTY |  | COST OF MATERIALS | RATE | PER | AMOUNT
- | - | - | - | - | -
| * | CEMENT MORTAR(1:1.5)
-
0.96 | M.T | CEMENT | 6040 | M.T | 5798.4
1 | CUM | SAND | 1442.85 | CUM | 1442.85
1 | CUM | MIXING OF MORTAR | 116 | CUM | 116
| L.S | SUNDRIES |  | L.S | 0
-
|  | TOTAL FOR 1 CUM |  |  | 7357.25
-
| * | CEMENT MORTAR(1:2)
-
0.72 | M.T | CEMENT | 6040 | M.T | 4348.8
1 | CUM | SAND | 1442.85 | CUM | 1442.85
1 | CUM | MIXING OF MORTAR | 116 | CUM | 116
| L.S | SUNDRIES |  | L.S | 0
-
|  | TOTAL FOR 1 CUM |  |  | 5907.65
-
| * | CEMENT MORTAR(1:3)
-
0.48 | M.T | CEMENT | 6040 | M.T | 2899.2
1 | CUM | SAND | 1442.85 | CUM | 1442.85
1 | CUM | MIXING OF MORTAR | 116 | CUM | 116
| L.S | SUNDRIES |  | L.S | 0
-
|  | TOTAL FOR 1 CUM |  |  | 4458.05
-
| * | CEMENT MORTAR(1:4)
0.36 | M.T | CEMENT | 6040 | M.T | 2174.4
1 | CUM | SAND | 1442.85 | CUM | 1442.85
1 | CUM | MIXING OF MORTAR | 116 | CUM | 116
| L.S | SUNDRIES |  | L.S | 0
-
|  | TOTAL FOR 1 CUM |  |  | 3733.25
-
| * | CEMENT MORTAR(1:5)
-
0.288 | M.T | CEMENT | 6040 | M.T | 1739.52
1 | CUM | SAND | 1442.85 | CUM | 1442.85
1 | CUM | MIXING OF MORTAR | 116 | CUM | 116
| L.S | SUNDRIES |  | L.S | 0
-
|  | TOTAL FOR 1 CUM |  |  | 3298.37
-
| * | CEMENT MORTAR(1:6)
-
0.24 | M.T | CEMENT | 6040 | M.T | 1449.6
1 | CUM | SAND | 1442.85 | CUM | 1442.85
1 | CUM | MIXING OF MORTAR | 116 | CUM | 116
| L.S | SUNDRIES |  | L.S | 0
-
|  | TOTAL FOR 1 CUM |  |  | 3008.45
9 | * | B.W IN C.M(1:6) using kiln burnt country bricks
Bricks of size 22x11x7 cm
-
4800 | NOS. | Bricks of size 22x11x7 cm | 5824.02 | 1000NO. | 27955.3
2.5 | CUM | CEMENT MORTAR(1:6) | 3008.45 | CUM | 7521.13
3.5 | NO. | MASON I | 999 | NO. | 3496.5
10.6 | NO. | MASON II | 932 | NO. | 9879.2
7.1 | NO. | MAZDOOR I | 651 | NO. | 4622.1
21.2 | NO. | MAZDOOR II | 534 | NO. | 11320.8
| L.S | SUNDRIES |  | L.S | 0
-
|  | TOTAL FOR 10 CUM |  |  | 64795.03
-
|  | RATE PER CUM |  |  | 6479.5
=
|  | G.F |  |  | 6558.4
|  | F.F |  |  | 6717.6
|  | S.F |  |  | 6876.8
|  | T.F |  |  | 7036
|  | Forth floor |  |  | 7195.2
33. | * | PLASTERING C.M(1:5) 12mmTHICK
-
0.14 | CUM | CEMENT MORTAR(1:5) | 3298.37 | CUM | 461.77
1.1 | NO. | MASON I | 999 | NO. | 1098.9
0.5 | NO. | MAZDOOR I | 651 | NO. | 325.5
1.1 | NO. | MAZDOOR II | 534 | NO. | 587.4
| L.S | SUNDRIES |  | L.S | 5
-
|  | TOTAL FOR 10 SQM |  |  | 2478.57
-
|  | RATE PER SQM |  |  | 247.86
32.1 | * | FINISHING TOP OF ROOF WITH
ONE COURSE OF PRESSED TILES
OVER A BED OF C.M(1:3),
12mmTHICK MIXED WITH WATER PROOF COMPOUND
AT 2% BY WEIGHT OF CEMENT
-
190 | NOS | PRESSED TILES 23X23X2cm P-15 | 16106 | 1000 Nos | 3060.14
0.12 | CUM | C.M(1:3) | 4458.05 | CUM | 534.97
10 | SQM | POINTING WITH C.M(1:3) | 314.16 | SQM | 3141.6
1.54 | Kg | WPC | 42.7 | Kg | 65.76
1.1 | NO | MASON I | 999 | NO | 1098.9
2.1 | NO | MASON II | 932 | NO | 1957.2
2.2 | NO | MAZDOOR I | 651 | NO | 1432.2
1.1 | NO | MAZDOOR II | 534 | NO | 587.4
| L.S | SUNDRIES |  | L.S | 0
-
|  | TOTAL FOR 10 SQM |  |  | 11878.17
-
|  | RATE PER SQM |  |  | 1187.82
=
| ** | POINTING WITH C.M.(1:3)FOR
PRESSED TILES
-
0.04 | CUM | CEMENT MORTER(1:3) | 4458.05 | CUM | 178.32
2.2 | NO | MASON II | 932 | NO | 2050.4
0.5 | NO | MAZDOOR I | 651 | NO | 325.5
1.1 | NO | MAZDOOR II | 534 | NO | 587.4
| L.S | SUNDRIES |  | L.S | 0
-
|  | TOTAL FOR 10 SQM |  |  | 3141.62
-
|  | RATE PER SQM |  |  | 314.16
29.5 | * | Providing White/Color ceramic floor tiles (Anti-skid)of
any size 0f 6mm T.K including pointing etc.,
as directed by the Dept.Officers.
|  | - | -
10 | SQM | COST OF CERAMIC FLOOR TILES | 377.86 | SQM | 3778.6
0.21 | CUM | C.M(1:3) | 4458.05 | CUM | 936.19
LABOUR FOR LAYING & POINTING
1.1 | NO | MASON I | 999 | NO | 1098.9
1.1 | NO | MASON II | 932 | NO | 1025.2
2.2 | NO | MAZDOOR I | 651 | NO | 1432.2
2.2 | NO | MAZDOOR II | 534 | NO | 1174.8
20 | Kg | CEMENT | 6040 | M.T | 120.8
2 | Kg | Grout ( qtn) | 36.1 | Kg | 72.2
1.6 | NO | MASON II | 932 | NO | 1491.2
0.5 | NO | MAZDOOR I | 651 | NO | 325.5
1.1 | NO | MAZDOOR II | 534 | NO | 587.4
| L.S | SUNDRIES |  | L.S | 0
-
|  | TOTAL FOR 10 SQM |  |  | 12042.99
-
|  | RATE PER SQM |  |  | 1204.3
=
29.4 | * | Suppling and laying White/Plain colour
Glazed tiles in C.M(1:2)
-
1.86 | SQM | COST OF GLAZED TILES | 415 | SQM | 771.9
0.4 | Kg | Grout | 36.1 | Kg | 14.44
0.02 | CUM | C.M(1:2) | 5907.65 | CUM | 118.15
1 | NO | MASON I | 999 | NO | 999
1 | NO | Mazdoor-I | 651 | NO | 651
| L.S | SUNDRIES |  | L.S
-
|  | TOTAL FOR 1.860 SQM |  |  | 2554.49
-
|  | RATE PER SQM |  |  | 1373.38
|  | Vertified tile flooring IVORY |  | d448
10 | SQM | COST OF Vertified TILES qtn | 421.3 | SQM | 4213
0.21 | CUM | C.M(1:3) | 4458.05 | CUM | 936.19
1.1 | NO | MASON I | 999 | NO | 1098.9
1.1 | NO | MASON II | 932 | NO | 1025.2
2.2 | NO | MAZDOOR I | 651 | NO | 1432.2
2.2 | NO | MAZDOOR II | 534 | NO | 1174.8
20 | Kg | CEMENT | 6040 | M.T | 120.8
2 | Kg | Grout joint filler | 36.1 | Kg | 72.2
1.6 | NO | MASON II | 932 | NO | 1491.2
0.5 | NO | MAZDOOR I | 651 | NO | 325.5
1.1 | NO | MAZDOOR II | 534 | NO | 587.4
| L.S | SUNDRIES |  | L.S | 0
465
|  | TOTAL FOR 10 SQM |  |  | 12477.39
-
|  | RATE PER SQM |  |  | 1247.74
Eurocon tile/ Designer tile flooring (as per CER-112/2007-08)
10 | SQM | COST OF Eurocon TILES (pwd -p 35/17 | 653 | SQM | 6530
0.21 | CUM | C.M(1:3) | 4458.05 | CUM | 936.19
1.1 | NO | MASON I | 999 | NO | 1098.9
1.1 | NO | MASON II | 932 | NO | 1025.2
2.2 | NO | MAZDOOR I | 651 | NO | 1432.2
2.2 | NO | MAZDOOR II | 534 | NO | 1174.8
20 | Kg | CEMENT | 6040 | M.T | 120.8
2 | Kg | white/colour cement | 24.93 | Kg | 49.86
1.6 | NO | MASON II | 932 | NO | 1491.2
0.5 | NO | MAZDOOR I | 651 | NO | 325.5
1.1 | NO | MAZDOOR II | 534 | NO | 587.4
| L.S | SUNDRIES |  | L.S | 4.6
-
|  | TOTAL FOR 10 SQM |  |  | 14776.65
-
|  | RATE PER SQM |  |  | 1477.67
29.2 |  | Providing shahabad stone grey colour of 20mm thick in C.M 1:3
10.5 | Sqm | COST OF Shahabad stone grey colour (Polished Shahabad stone 20mm thick with machine cut edges of size 2' x 2' below) p -36/ 34 | 318 | Sqm | 3339
0.22 | CUM | C.M(1:3) | 4458.05 | CUM | 980.77
64 | Kg | Cement slurry | 6040 | 1000 Kg | 386.56
4.5 | Kg | Pigment (20.03+23.13)/2 =21.58 p37 ( 9 &10/2) | 24.93 | Kg | 112.19
5.4 | NO | Mason II | 932 | NO | 5032.8
2.16 | NO | Mazdoor I | 651 | NO | 1406.16
6.5 | NO | Mazdoor II | 534 | NO | 3471
|  |  |  | NO | 0
|  | TOTAL FOR 10 SQM |  |  | ============
14728.48
==========
|  | RATE PER SQM |  |  | 1472.85
| * | WHITE WASHING ONE COAT
-
0.05 | CUM | SLACKED SHELL LIME | 1348 | CUM | 67.4
1.1 | NO. | MASON II | 932 | NO. | 1025.2
0.3 | NO. | MAZDOOR I | 651 | NO. | 195.3
1.9 | NO. | MAZDOOR II | 534 | NO. | 1014.6
| L.S | SUNDRIES FOR BRUSH ETC |  | L.S | 1.46
-
|  | TOTAL FOR 100 SQM |  |  | 2303.96
-
|  | RATE PER SQM |  |  | 23.04
=
| * | PAINTING ONE COAT OVER OLD (as per PWD Standard Data)
PLASTERED SURFACE WITH
OBD
-
0.67 | Kg | OBD p-50 sl.129 | 73.8 | Kg | 49.446 | 0.335
0.5 | NO | PAINTER I | 797 | NO | 398.5
0.5 | NO | MAZDOOR I | 651 | NO | 325.5
0.8 | NO | MAZDOOR II | 534 | NO | 427.2
10 | Sqm | Thorouh scrapping p28/108 | 4.2 | Sqm | 42
| L.S | SUNDRIES FOR BRUSHES,ETC |  | L.S | 2.6
-
|  | TOTAL FOR 10 SQM |  |  | 1245.246
-
|  | RATE PER SQM |  |  | 124.52
Plastic Emulsion PAINT one coat for old wall
0.8 | LIT | Plastic Emulsion PAINT | 295.6 | LIT | 236.48
0.7 | NO | Painter I | 797 | NO | 557.9
10 | Sqm | Thorouh scrapping p28/108 | 4.2 | Sqm | 42
|  | SUNDRIES | ls |  | 1.6
|  | TOTAL FOR 10 SQM |  |  | 837.98
|  | RATE PER SQM |  |  | 83.8
40. | * | PAINTING TWO COATS OVER NEW (as per CER-112/2007-08)
PLASTERED SURFACE WITH
Plastic Emulsion PAINT
-
1.4 | LIT | Plastic Emulsion PAINT (LMR item 113) p-45 143( First qty | 295.6 | LIT | 413.84
0.98 | LIT | Primer (LMR item 142) p45 | 147.5 | LIT | 144.55
2.2 | NO | PAINTER I | 797 | NO | 1753.4
| L.S | SUNDRIES FOR BRUSHES,ETC |  | L.S | 2.55
|  | TOTAL FOR 10 SQM |  |  | 2314.34
-
|  | RATE PER SQM |  |  | 231.43
53.1 | * | SUPPLYING AND FIXING
WASHBASIN 22"X16" INCLUDING
COST OF ALL MATERIALS AND
FIXING CHARGES
-
1 | NO. | Wash Hand Basin of size 550 x 400 mm with all accessories such as CI brackets, 32mm dia CP waste coupling, Rubber pug and chain, 32mm dia B class GI waste pipe, 15mm dia brass nipples. 15mm CP pillar tap etc., | 1672 | NO. | 1672
1 | NO. | deduct rate for 15mm dia GM wheel valve p -48 /157(v) | -169 | NO. | -169
1 | NO. | Angle Valve | 250 | NO. | 250
0.5 | NO. | PLUMBER I | 866 | NO. | 433
1 | NO. | MAZDOOR I | 651 | NO. | 651
0.5 | NO. | MASON I | 999 | NO. | 499.5
| L.S | SUNDRIES FOR PLUGSCREW,PAINT |  | L.S | 0.82
-
|  | TOTAL FOR ONE NUMBER |  |  | 3337.32
56.1. | * | SUPPLYING AND FIXING OF I.W.C
20"WITH TOP LEFT ROUGH TO RECEIVE
FLOOR FINISH
IN G.FLOOR.
-
1 | NO. | I.W.C 20"SIZE(Orissa pan) | 1201 | NO. | 1201
0.65 | CUM | E.W EXCAVATION | 224.1 | CUM | 145.67
0.57 | CUM | REFILLING | 38.95 | CUM | 22.2
0.081 | CUM | BRICK JELLY CONCRETE USING 40mm(1:8:16) | 3982.42 | CUM | 322.58
1 | NO. | PLUMBER I | 866 | NO. | 866
0.5 | NO. | MASON II | 932 | NO. | 466
0.5 | NO. | MAZDOOR I | 651 | NO. | 325.5
|  | Deduct rate for "P" & "S" trap |  |  | -164
|  | Add rate for PVC SWR "P" & "S" trap |  |  | 134.1
| LS | Sundries |  |  | 0.32
|  | TOTAL FOR ONE NUMBER |  |  | 3319.37
56.2. | * | SUPPLYING AND FIXING OF I.W.C
20"WITH TOP LEFT ROUGH TO RECEIVE
FLOOR FINISH
IN OTHER THAN G.FLOOR.
-
1 | NO. | I.W.C 20"SIZE(Orissa pan) | 1201 | NO. | 1201
0.405 | CUM | WEATHERING COURSE | 3707.39 | CUM | 1501.49
USING20mmBRICK JELLY
1.89 | SQM | PLASTERING IN C.M(1:3) | 272.63 | SQM | 515.27
12mMT.K MIXED WITH W.P.C.
0.081 | CUM | BRICK JELLY CONCRETE (1:8:16) | 3982.42 | CUM | 322.58
USING 40 mm BRICK JELLY
1 | NO | PLUMBER I | 866 | NO | 866
0.5 | NO. | MASON II | 932 | NO. | 466
0.5 | NO. | MAZDOOR I | 651 | NO. | 325.5
|  | Deduct rate for "P" & "S" trap |  |  | -164
|  | Add rate for PVC SWR "P" & "S" trap |  |  | 134.1
| LS | Sundries |  |  | 0.47
|  | TOTAL FOR ONE NUMBER |  |  | 5168.41
57 | * | SUPPLY AND FIXING OF E.W.C. 18" SIZE (WHITE)
WITH DOUBLE FLAPPED PLASTIC SEAT COVER
LOW LEVEL FLUSHING CISTERN 10 LIT.
-
1 | SET | EUROPEAN WATER CLOSET WITH "P" OR "S" TRAP WITH DOUBLE FLAPPED SEAT AND SEAT COVER WITH BRASS HINGES AND 10LIT CAPACITY PVC L;OW LEVEL FLUSHING TANK WITH ALL INTERNAL FITTINGS | 3090 | SET | 3090
LABOUR FOR FIXING OF EWC
1 | NO. | MASON I | 999 | NO. | 999
2 | NO. | PLUMBER I | 866 | NO. | 1732
1 | NO. | MAZDOOR II | 534 | NO. | 534
LABOUR FOR FIXING OF FLUSHING TANK
0.5 | NO. | PLUMBER I | 866 | NO. | 433
0.5 | NO. | MAZDOOR I | 651 | NO. | 325.5
|  | Deduct rate for "P" & "S" trap | 0 |  | -164
|  | Add rate for PVC SWR "P" & "S" trap |  |  | 134.1
| L.S | SUNDRIES |  | L.S | 0.7
TOTAL FOR ONE NUMBER
7084.3
23.2 | * | Supplying and fixing 4mm thick pin
headed glass panels 450x1350
|  | - | -
0.5334 | Sqm | 4mm glass frosted | 306.9 | Sqm | 163.7
4.24 | Rmt | 12x12mm Alu.Beedings ( Qtn) | 35.61 | Rmt | 150.99
16 | No. | Alu. bolts and nuts( Qtn) | 1 | Each | 16
0.5334 | Sqm | Labour for fixing glass paneles | 215.74 | Sqm | 115.08
| L.S | Sundries |  | L.S
(1.08SQM LABOUR =.25CARPENTER-II)
-
|  | Total for 0.5334 Sqm |  |  | 445.77
-
|  | Rate for one Sqm. |  |  | 835.7
| - | -
Engineering Polymer Tap short body tap for coastal area only
Sub-Data
Labour charge
0.1 | Nos | Fitter I class | 881 | Each | 88.1
0.1 | Nos | Mazdoor I | 651 | Each | 65.1
10 | gram | Shellac p-49 | 18.45 | 100 gms | 1.85
0.25 | Nos | Thread ball p-49 | 3.6 | Each | 0.9
|  |  | Total/1 No |  | 155.95
|  | Main Data | Long body | short body
|  | Cost of Tap | 96 | 85 | 85
|  | Labour | 155.95 | 155.95
|  |  | 251.95 | 240.95
|  |  | 252 | 241
-
52 | * | SUPPLYING AND LAYING THE FOLLOWING PVC
PIPES WITH NECESSARY SPECIALS ELBOWS,
TEE,REDUCE ,PLUG,UNION,BEND,COUPLE,
NIPPLE,GATE VLVE,CHECK AND WHEEL VALVE
WHEREVER NECESSARY INCLUDING LABOUR BELOW
GROUND LEVEL(OR) FIXING ON WALLS TO THE
PROPER GRADIENT AND ALIGNMENT ETC.ALL
COMPLETE AS DIRECTED BY DEPT. OFFICERS.
|  | = | =
| * | ASTM-D SCHEDULE- 40 THREADED PVC PIPE
WITH NECESSARY PVC-GI SPECIALS
| c. | 20MM DIA PVC PIPE ABOVE G.L:-
-
1 | Rmt | COST OF 20MM DIA PVC PIPE | 26 | Rmt | 26
1 | L.S | ADD 70% FOR PVC/GI SPECIALS | 18.2 | L.S | 18.2
1 | Rmt | LABOUR FOR LAYING & FIXING | 185.41 | Rmt | 185.41
-
|  | TOTAL FOR 1 RMT |  |  | 229.61
=
| b. | 25MM DIA PVC PIPE ABOVE G.L:-
-
1 | Rmt | COST OF 25MM DIA PVC PIPE | 35 | Rmt | 35
1 | L.S | ADD 40% FOR PVC/GI SPECIALS | 14 | L.S | 14
1 | Rmt | LABOUR FOR LAYING & FIXING | 185.4 | Rmt | 185.4
-
|  | TOTAL FOR 1 RMT |  |  | 234.4
=
| a. | 32MM DIA PVC PIPE ABOVE G.L:-
-
1 | Rmt | COST OF 32MM DIA PVC PIPE | 52 | Rmt | 52
1 | L.S | ADD 20% FOR PVC/GI SPECIALS | 10.4 | L.S | 10.4
1 | Rmt | LABOUR FOR LAYING & FIXING | 189.61 | Rmt | 189.61
-
|  | TOTAL FOR 1 RMT |  |  | 252.01
=
24. | * | STEEL GRILLS FOR WINDOWS & VENTILATER
WITH SUITABLE LEDGES including piming coat
-
1 | Kg | RATE AS PER PWD LR For Window p 38/ it 82 | 69.6 | Kg | 69.6
=
39 |  | Steel grill for Verandah Enclousure PWD SR p20/ Item 138/131 | 70.15 | Kg | 70.15
PAINTING ONE COATS OVER OLD
IRON WORKS WITH IIND CLASS
SYNTHETIC ENAMEL PAINT
1.11 | Lit | READY MIXED IIND CLASS PAINT | 227.6 | Lit | 252.64
0.7 | nos | PAINTER I | 797 | nos | 557.9
10 | Sqm | Thorouh scrapping (p-26 slno.357 d) | 9.1 | Sqm | 91
|  | SUNDRIES | LS |  | 2.8
|  | TOTAL FOR 10 SQM |  |  | 904.34
|  | RATE PER SQM |  |  | 90.43
PAINTING ONE COATS OVER OLD
WOOD WORKS WITH IIND CLASS
SYNTHETIC ENAMEL PAINT
1.33 | Lit | READY MIXED IIND CLASS PAINT | 238.9 | Lit | 317.74
0.7 | nos | PAINTER I | 797 | nos | 557.9
10 | Sqm | Thorouh scrapping (p-31 slno.112) | 9.85 | Sqm | 98.5
|  | SUNDRIES | LS |  | 3.43
|  | TOTAL FOR 10 SQM |  |  | 977.57
|  | RATE PER SQM |  |  | 97.76
74 |  | LABOUR CHARGE FOR FIXING FAN |  |  | 601.2
Supply of ceiling fan 1200mm
1 | No | 1200mm A.C ceiling fan (without regulator)( Part- B 1 a p-117 | 1366 | No | 1366
1 | No | Cost of electronic regulator( Part- B 1 d p-117 | 185.9 | No | 185.9
|  | Rate for each |  |  | 1552.7
DATA - 14
2 X 6 Sq mm in fully concealed PVC conduit
Run off mains with 2 wires of 6 Sqmm copper PVC insulated unsheathed single core 1.1KV cable wire contuinuous earth by means of 2.5 Sqmm copper PVC insulated unsheathed single core 1.1 KV grade cable in fully concealed 19 mm / 20 mm dia rigid PVC conduit pipe heavy duty with ISI mark including cost of all materials, specials, etc., all complete.
180 | Rmt | 6 sqmm copper PVC insulated unsheathed single core cable p 125 , 2 part -E | 60.65 | Rmt | 10917
90 | Rmt | PVC rigid conduit pipe 19 mm / 20mm heavy duty with ISI mark | 20 | Rmt | 1800
3 | Bag | Cement | 302 | Bag | 906
90 | Rmt | 4 sqmm copper PVC insulated unsheathed single core cable for continuous earth connectionp P-125 2 d | 40.95 | Rmt | 3685.5
|  | Labour charges |  |  | 12075
|  | Sundries |  |  | 79
|  | Total for 90 Metres |  |  | 29462.5
|  | Rate for 1 Rmt |  |  | 327.36
|  | Solid panel PVC door with frame (Rajeshree) p-49 it-122 A | 3325 | SQM | 3325
DATA - 52
Supply and erection of Tubular lamp, using 65 mm dia GI pipe 'B' class pipe with ISI mark of 6 mt length and 20 mm dia GI pipe 'B' class upto 2 mt with necessary reducer couplings and pipe firmly fixed with MS plate of 45 cm x 45 cm x 6 mm thick at the bottom and MS box with 8" x 6" with locking arrangements fixed with lamp post for providing looping in and loopin out connection to the street light fittings and supply and fixing of 15 Amps fuse unit and 15 Amps copper neautral link plate with brass bolts & nuts including concreting using C.C 1:2:4 using 20 mm HBSJ for 1.2 mt below Ground level and 0.3 mt above Ground level and a diameter of 45 cm with necessary earthing civil loop including labour charges for fixing the street light fittings. Earth work excavation, 2 coats of painting over 1 coat of Anti corrosion painting, welding inter connection using 1.5 sqmm copper cable etc., all complete and as directed by the departmental officers.
6 | Rmt | 65 mm dia GI pipe ' B' class p45,154-i | 244.4 | Rmt | 1466.4
2 | Rmt | 20 mm dia 'B' class GI pipe p- 50 it-142 iv | 98.6 | Rmt | 197.2
1 | No | Base plate 45 cm x45 cm x 6mm thick [SD 98] | 225.4 | No | 225.4
1 | No | MS box 8" x 6" with cover p-126 Fc | 115.1 | No | 115.1
0.238 | Cum | conrete 1:2:4 using 20 mm HBSJ ( 0.45 x 1.5 mt) Appx. | 6400 | Cum | 1523.2
| LS | Transportation charges welding GI reducer all incidential charges, painting etc., all complete. | LS |  | 250
1 | No | 1 No fuse unit 15 A 230 V and on suitable TW plank ( to house it is MS box 8" x 6") with 1 No copper neutral link with brass bolts & nuts with Washers (11+28+21) | LS |  | 97.7
8 | Rmt | 1.50 Sqmm copper PVC insulated unsheathed single core cable. | 16.55 |  | 132.4
|  | Labour charges |  |  | 3341
|  | Rate for Each |  |  | 7349.5
Labour Charges
0.5 | No | Wiremen Grade I | 826 | No | 413
2 | No | Wiremen Grade II | 820 | No | 1640
2 | No | Helper | 644 | No | 1288
3341
58.1(a) | * | SUPPLY AND FIXING P.V.C.SOIL
PIPESPECIALS OF FOLLOWING DIA:-
-
| A. | SUPPLY AND FIXING OF PVC soil PIPE
110MM DIA OF PVC SWR PIPE INCLUDING
PACKING THE JOINTS WITH RUBBER
LUBRICANT AND FIXING IN TO
WALL WITH WOODEN PLUGS
SCREWSHOLDING CLAMPSETC
COMPLETE type 'B'.
-
3 | RMT | P.V.C. PIPE 110mm DIA | 193.05 | RMT | 579.15
1 | NO | P.V.C BEND WITH DOOR 110MM | 76 | EACH | 76
1 | NO | P.V.C COWL 110MM | 82.3 | EACH | 82.3
1 | NO | P.V.C DOOR TEE 110MM p-61 D-c | 187.8 | EACH | 187.8
0.5 | NO. | PLUMBER I | 866 | EACH | 433
0.5 | NO. | MASON II | 932 | EACH | 466
0.5 | NO. | MAZDOOR I | 651 | EACH | 325.5
| L.S | COST OF RUBBER | 2.79 | L.S | 2.79
LUBRICANTT.W.PLUGS AND
C.I.CLAMPS ETC
|  | SUNDERS |  | L.S | 0.12
-
|  | TOTAL FOR 3 RMT |  |  | 2152.66
-
|  | RATE PER RMT |  |  | 717.55
-
58.1(b) | B. | SUPPLY AND FIXING OF PVC PIPE
75MM DIA OF PVC SWR PIPE INCLUDING
PACKING THE JOINTS WITH RUBBER
LUBERICANT AND FIXING IN TO
WALL WITH WOODEN PLUGES
SCREWSHOLDING CLAMPSETC
COMPLETE type 'B'.
-
3 | RMT | P.V.C. PIPE 75mm DIA | 115.85 | RMT | 347.55
1 | NO | P.V.C BEND WITH DOOR | 45 | EACH | 45
1 | NO | P.V.C COWL | 55.5 | EACH | 55.5
1 | NO | P.V.C DOOR TEE | 125.2 | EACH | 125.2
0.5 | NO. | PLUMBER I | 866 | EACH | 433
0.5 | NO. | MASON II | 932 | EACH | 466
0.5 | NO. | MAZDOOR I | 651 | EACH | 325.5
| L.S | COST OF RUBBER |  | L.S | 2.73
LUBRICANTT.W.PLUGS AND
C.I.CLAMPS ETC
|  | SUNDERS |  | L.S | 0.27
-
|  | TOTAL FOR 3 RMT |  |  | 1800.75
-
|  | RATE PER RMT |  |  | 600.25
Supply,Laying & Concealing the 50mm dia PVC (SWR) pipe
with ISI mark confirming to 13952:1992-type 'B'
2 | Rmt | 50 mm dia PVC (SWR) pipe ( qtn) (p-99) | 96.6 | Rmt | 193.2
1 | No. | PVC bend | 34.3 | Each | 34.3
|  | sundries for finishing dismantled portion |  | L.S | 1.4
|  | Rate for 2Rmt. |  |  | 228.9
|  | Rate per 1Rmt. |  |  | 114.45
41 | * | PAINTING TWO COATS OVER NEW
IRON WORKS WITH IIND CLASS
SYNTHETIC ENAMEL PAINT
-
2.22 | LIT | READY MIXED IIND CLASS PAINT | 227.6 | LIT | 505.27
1.1 | NO | PAINTER I | 797 | NO | 876.7
| L.S | SUNDRIES FOR BRUSHES,ETC |  | L.S | 1.5
-
|  | TOTAL FOR 10 SQM |  |  | 1383.47
-
|  | RATE PER SQM |  |  | 138.35
38.2 | * | Matt paint one coat
===========
1.8 | Lts | Matt paint | 158 | Lts | 284.4
0.25 | No. | Painter Ist | 797 | No. | 199.25
0.25 | No. | Mazdoor Ist | 651 | No. | 162.75
0.4 | No. | Mazdoor IInd | 534 | No. | 213.6
| L.S | SUNDRIES FOR BRUSH ETC |  | L.S | 1.65
10 |  | Thorough scrapping | 4.2 | sqm | 42
-
|  | Total for 10 Sqm |  |  | 903.65
-
|  | Rate for one Sqm. |  |  | 90.37
77 |  | RUN OF MAIN WITH 2NO OF 1.50sq.mm WIRE |  |  | 214.9
DATA - 12
2 X1.5 Sqmm in fully concealed PVC conduit
Run off mains with 2 wires of 1.5 Sqmm copper PVC insulated unsheathed single core 1.1KV cable wire contuinuous earth by means of 1.5 Sqmm copper PVC insulated unsheathed single core 1.1 KV grade cable in fully concealed 19 mm / 20 mm dia rigid PVC conduit pipe heavy duty with ISI mark including cost of all materials, specials, etc., all complete.
180 | Rmt | 1.5 sqmm copper PVC insulated unsheathed single core cable | 16.55 | Rmt | 2979
90 | Rmt | PVC rigid conduit pipe 19 mm / 20mm heavy duty with ISI mark | 20 | Rmt | 1800
3 | Bag | Cement | 302 | Bag | 906
90 | Rmt | 1.5 sqmm copper PVC insulated unsheathed single core cable for continuous earth connection | 16.55 | Rmt | 1489.5
|  | Labour charges |  |  | 12075
19249.5
|  | Sundries |  |  | 91.5
|  | Total for 90 Metres |  |  | 19341
|  | Rate for 1 Rmt |  |  | 214.9
DATA - 13
2 X 2.5 Sq mm in fully concealed PVC conduit
Run off mains with 2 wires of 2.5 Sqmm copper PVC insulated unsheathed single core 1.1KV cable wire contuinuous earth by means of 1.5 Sqmm copper PVC insulated unsheathed single core 1.1 KV grade cable in fully concealed 19 mm / 20 mm dia rigid PVC conduit pipe heavy duty with ISI mark including cost of all materials, specials, etc., all complete.
|  | Total as per Data No. 12 |  |  | 19249.5
180 | Rmt | Add 180 mt 2.5 Sqmm copper PVC insulated unsheathed S.C. cable p-125, it- 2 c | 25.75 | Rmt | 4635
180 | Rmt | Deduct 1.5 Sqmm copper PVC insulated unsheathed S.C. cable | 16.55 | Rmt | 2979
|  | Sundries |  |  | 55.5
|  | Total for 90 metres |  |  | 20961
|  | Rate for 1 Rmt |  |  | 232.9

## Check list
TAMIL NADU POLICE HOUSING CORPORATION LTD.
TIRUNELVELI DIVISION
ESTIMATE SCRUTINY CHECK LIST - DB / CL / 01
CHECK LIST TO ACCOMPANY THE DETAILED ESTIMATE
1 | Name of Work | : | Special repair works to AWPS building at Nagercoil in Kanyakumari District.
2 | Reference To Administrative Sanction (A.S) and Amount | :
3 | Whether Rough cost Estimate based on which A.S was obtained is enclosed | : | __
4 | If there are omission in the provision as Sanctioned , reason to be substantiated | : | Nil
5 | Whether objective report accompany estimate is prepared | : | Yes
6 | Whether Layout Plan is enclosed | : | Yes
7 | Whether Trail Pit Particulars are enclosed | :
8 | If the Proposal is for Additional Floors, | : | ____
| Year(s) of Construction of Exiting Floors and the ultimate number of floors designed for . | :
9 | Whether there any spliting up of the Sanction is involved | : | No
10 | Does the site require Filling and if so whether Provision is made in the Estimate | : | ___
11 | If the cost of the filling is the high , has it been examined as to whether the building can be constructed without resorting to filling at a high cost . | : | __
12 | Whether the list is submitted in Duplicate | : | ___
13 | In the case of Load bearing structures, whether stress at critical section has been worked out . | : | ___
14 | Reason for delay over and above the stipulated time to prepare the detailed estimate from the date of receipt of A.S. | : | Nil
15 | Proposal for Additional Staff | : | ____
16 | Monuments , Memorial Pillars , Museums and other building with in 100 m radius of the proposed site , coming under department of Archaelogy . |  | NIL
17 | Further if such structures exists beyond 100 m - 300 m radius of the proposed site , approval should be obtained from " National Commission for Museum and Monuments " . |  | NIL
TAMIL NADU POLICE HOUSING CORPORATION LTD.
TIRUNELVELI DIVISION
PROFORMA
PART - I
1 | A Site plan of the Site for a scale of 1/500 with the following Details |  |  | Enclosed.
| i) North Point | : | Marked.
| ii ) Survey No. Sub division etc | :
| iii ) Measurement of the Site | : | Enmarked
2 | Classification of the Land such as Patta / Poramboke , Wet / Dry . | :
3 | Extent of Land | :
4 | Nature of Site (ie) Whether low lying , sloping or level ground . | :
5 | Whether there are LT / HT Power lines running across the site and if so the capacity of the Power lines | : | No
6 | Whether there are any Telephone lines with in the Sites. | : | No
7 | Water table Level (1) Present | :
| (2) Maximum | :
8 | Maximum Flood level of the nearest Water course if any | : | __
9 | Whether there are any Water supply and Drainage lines with in the Site, requiring diversion . | : | No
10 | Whether there are any Wells with in the Site and if so the size of the well, Depth and nature of water . | : | No
11 | Whether there are rock outcrop with in the Site and if so location may be indicated in the Site plan . | : | No
12 | Nature of Soil at the site with Trail pit details for a Depth of 4.00 metre ( Soil classification to be as per Chief Engineer/TNPHC Circular No WKS. 11(2) 2821 /A / 79 - CR dt 24.10.79. | : | __
13 | Lead for Materials | : | Enclosed
14 | Local rates for the Materials not covered under Schedule of Rates | : | Enclosed
TAMIL NADU POLICE HOUSING CORPORATION LTD.
TIRUNELVELI DIVISION
PROFORMA
PART - II
1 | A site plan of the site for a scale of 1 / 500 with the following Details | : | Enclosed
a | Spot level with contours at an intervals of 15 metres indicating the referance to bench mark and its locations | : | _____
b | Trees with in the site indiating their girth , height , area of spread and age | : | Marked in the layout
c | Existing roads , pathways , Streams , odais and structures with measurements with in the site and in the adjoining land | : | Marked in the layout
d | Power lines , Telephone lines , Water supply and Drainage line with in the site if any | : | _____
2 | Test results of the soil at the site |  | _____
a | Soil test report from authorised Institution / Agency enclosed | : | ____

## Sheet3 (hidden)
Earth work excavation in all soils (including refilling)
a. 0 to 2 mt.
b. 2 to 3 mt.
Earth work excavation in all soils (excluding refilling)
a. 0 to 2 mt.
b. 2 to 3 mt.
Earth work excavation in Soft disintegrated rock (including refilling)
a. 0 to 2 mt.
b. 2 to 3 mt.
Earth work excavation for Open foundation (including refilling)
a. 0 to 2 mt.
b. 2 to 3 mt.
Earth work excavation for Open foundation (excluding refilling)
a. 0 to 2 mt.
b. 2 to 3 mt.
c. 3 to 4 mt.
d. 4 to 5 mt.
Earth work excavation for Open foundation for drains (excluding refilling) width upto 1.25 m
a. 0 to 2 mt.
b. 2 to 3 mt.
Earth work excavation in Soft disintegrated rock (Excluding refilling)
a. 0 to 2 mt.
b. 2 to 3 mt.
Earth work excavation in SDR for Open foundation (excluding refilling)
a. 0 to 2 mt.
b. 2 to 3 mt.
Providing Driven PILES
a.300mm dia
b.330mm dia
c.375mm dia
d.400mm dia
e.450mm dia
f.500mm dia
Filling sand
Sand Gravel Mix
Supply and filling of 40 mm Brick jelly
Supply and filling of 20 mm Brick jelly
Gravel soling
Supply and filling of 40 mm HBSJ
Supply and filling of 20 mm HBSJ
C.C.1:5:10 for Foundation & Basement
P.C.C. 1:2:4 for Foundation & Basement and other similar works
P.C.C. 1:8:16 using 20 mm broken brick jelly
Providing WBM 125 mm consolidated thick with gravel blindage
Surface dressing over WBM 25 mm thick
Providing WBM 125 mm consolidated thick with gravel blindage (IRC 63 to 45mm for 75mm thick and 37.5 to 26.5mm for 50.mm thick)
Surface dressing over WBM 25 mm tk. with pre-coated chips using 11.2mm size IRC
R.C.C. 1:2:4 Foundation and Basement
R.C.C. 1: 11/2: 3 Foundation and Basement
R.R. masonry in C.M. 1:5 Foundation and Basment
Brick work in C.M. 1:5 (F& B) using Chamber Burnt brick of size 23 x 11.2 x 7 cm (9" x 4 3/8" x 2 3/4")
Brick work in C.M. 1:5 (F& B) using chamber Burnt bricks of size 23 x 11.4 x 7.5 cm (9" x 4 1/2"x 3")
Brick work in C.M. 1:5 (F& B) using Chamber Burnt brick of size 23 x 11 x 7 cm (9" x 4 1/4" x 2 3/4")
Brick work in C.M. 1:5 (F& B) using Chamber Burnt brick of size 22 x 11 x 7 cm (8 3/4" x 4 1/4" x 2 3/4")
Brick work in C.M. 1:5 (F& B) using Kiln Burnt Country bricks of size 22 x 11 x 7 cm (8 3/4" x 4 1/4" x 2 3/4")
Brick work in C.M. 1:5 (F& B) using Kiln Burnt Country bricks of size 22 x 11 x 5.7 cm (8 3/4" x 4 1/4" x 2 1/4")
Damp Proof Course in C.M. 1:4, 12 MM thick mixed with Crude oil
Supply and fixing of Bituminous filler pad, 20 mm tk. for expansion joint
Damp Proof Course in C.M. 1:4, 12 MM thick mixed with Water proofing compound
R.C.C.1:2:4
a. In Ground floor
b. In First floor
c. In Second floor
d. In Third floor
e. In Fourth floor
R.C.C.1: 1 1/2 :3
a. In Ground floor
b. In First floor
c. In Second floor
d. In Third floor
e. In Fourth floor
f. In Fifth floor
g. In sixth floor
h. In seventh floor
i. In eighth floor
j. In Ninth floor
k. In Tenth floor
l. In Eleventh floor
m. In Twelth floor
Brick work in C.M. 1:6 using Chamber Burnt brick of size 23 x 11.2 x 7 cm (9" x 4 3/8" x 2 3/4")
a. In Ground Floor
b. In First Floor
c. In Second Floor
d. In Third Floor
e. In Fourth Floor
Brick work in C.M. 1:6 using chamber Burnt bricks of size 23 x 11.4 x 7.5 cm (9" x 4 1/2"x 3")
a. In Ground Floor/Stilt floor
b. In First Floor
c. In Second Floor
d. In Third Floor
e. In Fourth Floor
f. In Fifth floor
g. In sixth floor
h. In seventh floor
i. In eighth floor
j. In Ninth floor
k. In Tenth floor
l. In Eleventh floor
m. In Twelth floor
n. In thirteen floor
Brick work in C.M. 1:6 using Chamber Burnt brick of size 23 x 11 x 7 cm (9" x 4 1/4" x 2 3/4")
a. In Ground Floor
b. In First Floor
c. In Second Floor
d. In Third Floor
e. In Fourth Floor
Brick work in C.M. 1:6 using Chamber Burnt brick of size 22 x 11 x 7 cm (8 3/4" x 4 1/4" x 2 3/4")
a. In Ground Floor
b. In First Floor
c. In Second Floor
d. In Third Floor
e. In Fourth Floor
Brick work in C.M. 1:6 using Kiln Burnt Country bricks of size 22 x 11 x 7 cm ( 8 3/4" x 4 1/4" x 2 3/4")
a. In Ground Floor
b. In First Floor
c. In Second Floor
d. In Third Floor
e. In Fourth Floor
Brick work in C.M. 1:6 using Kiln Burnt Country bricks of size 22 x 11 x 5.7 cm (8 3/4" x 4 1/4" x 2 1/4")
a. In Ground Floor
b. In First Floor
c. In Second Floor
d. In Third Floor
e. In Fourth Floor
Brick partition work in C.M. 1:4 Chamber Burnt brick of size 23 x 11.2 x 7 cm (9" x 4 3/8" x 2 3/4")112 mm tk (B.P.)
a. In Foundation and basement
b. In Ground Floor
c. In First Floor
d. In Second Floor
e. In Third Floor
f. In Fourth Floor
Brick partition work in C.M. 1:4 using chamber Burnt bricks of size 23 x 11.4 x 7.5 cm (9" x 4 1/2"x 3") 114 mm tk (B.P.)
a. In Foundation and basement
b. In Ground Floor/stilt floor
c. In First Floor
d. In Second Floor
e. In Third Floor
f. In Fourth Floor
f. In Fifth floor
g. In sixth floor
h. In seventh floor
i. In eighth floor
j. In Ninth floor
k. In Tenth floor
l. In Eleventh floor
m. In Twelth floor
n. In thirteen floor
Brick partition work in C.M. 1:4 Chamber Burnt brick of size 23 x 11 x 7 cm (9" x 4 1/4" x 2 3/4") 110 mm tk (B.P.)
a. In Foundation and basement
b. In Ground Floor
c. In First Floor
d. In Second Floor
e. In Third Floor
f. In Fourth Floor
Brick partition work in C.M. 1:4 Chamber Burnt brick of size 22 x 11 x 7 cm (8 3/4" x 4 1/4" x 2 3/4") 110 mm tk (B.P.)
a. In Foundation and basement
b. In Ground Floor
c. In First Floor
d. In Second Floor
e. In Third Floor
f. In Fourth Floor
Brick partition work in C.M. 1:4 Kiln Burnt Country bricks of size 22 x 11 x 7 cm (8 3/4" x 4 1/4" x 2 3/4") 110 mm tk (B.P.)
a. In Foundation and basement
b. In Ground Floor
c. In First Floor
d. In Second Floor
e. In Third Floor
f. In Fourth Floor
Brick partition work in C.M. 1:4 Kiln Burnt Country bricks of size 22 x 11 x 5.7 cm (8 3/4" x 4 1/4" x 2 1/4") 110 mm tk (B.P.)
a. In Foundation and basement
b. In Ground Floor
c. In First Floor
d. In Second Floor
e. In Third Floor
f. In Fourth Floor
Brick work in C.M. 1:4 Chamber Burnt brick of size 23 x 11.2 x 7 cm (9" x 4 3/8" x 2 3/4")70 mm tk (B.P.)
a. In Ground Floor
b. In First Floor
c. In Second Floor
d. In Third Floor
e. In Fourth Floor
Brick work in C.M. 1:4 using chamber Burnt bricks of size 23 x 11.4 x 7.5 cm (9" x 4 1/2"x 3") 75 mm tk (B.P.)
a. In Ground Floor
b. In First Floor
c. In Second Floor
d. In Third Floor
e. In Fourth Floor
Brick work in C.M. 1:4 Chamber Burnt brick: of size 23 x 11 x 7 cm (9" x 4 1/4" x 2 3/4") 70 mm tk (B.P.)
a. In Ground Floor
b. In First Floor
c. In Second Floor
d. In Third Floor
e. In Fourth Floor
Brick work in C.M. 1:4 Chamber Burnt brick of size 22 x 11 x 7 cm (8 3/4" x 4 1/4" x 2 3/4") 70 mm tk (B.P.)
a. In Ground Floor
b. In First Floor
c. In Second Floor
d. In Third Floor
e. In Fourth Floor
Brick work in C.M. 1:4 Kiln Burnt Country bricks of size 22 x 11 x 7 cm (8 3/4" x 4 1/4" x 2 3/4") 70 mm tk (B.P.)
a. In Ground Floor
b. In First Floor
c. In Second Floor
d. In Third Floor
e. In Fourth Floor
Brick work in C.M. 1:4 Kiln Burnt Country bricks of size 22 x 11 x 5.7 cm (8 3/4" x 4 1/4" x 2 1/4") 57 mm tk (B.P.)
a. In Ground Floor
b. In First Floor
c. In Second Floor
d. In Third Floor
e. In Fourth Floor
Brick partition in C.M. 1:4 using country bricks of size 22 x11x5cm 50 mm thick
a. In Ground Floor
b. In First Floor
c. In Second Floor
d. In Third Floor
e. In Fourth Floor
Brick partition in C.M. 1:4 50 mm tk. (B.P.) Kiln Burnt Country brick: 23 x 11 x 5 cm (9" x 4 1/4" x 2")
a. In Ground Floor
b. In First Floor
c. In Second Floor
d. In Third Floor
e. In Fourth Floor
Filling with Excavated Earth
Filling with Excavated Earth Mixed with lime in the proporation 1:4 (one of lime & four of earth)
Precast Cupboard slab 20 mm tk.
a. In Ground floor
b. In First floor
c. In Second floor
d. In Third floor
e. In Fourth floor
f. In Fifth floor
g. In sixth floor
h. In seventh floor
i. In eighth floor
j. In Ninth floor
k. In Tenth floor
l. In Eleventh floor
Precast cupboard slab 40 mm tk.
a. In Foundation & basement
b. In Ground floor
c. In First floor
d. In Second floor
e. In Third floor
f. In Fourth floor
Cuddappa slab 20 mm tk.
a. In Ground floor
b. In First floor
c. In Second floor
d. In Third floor
e. In Fourth floor
Cuddappa slab 40 mm tk.
a. In Ground floor
b. In First floor
c. In Second floor
d. In Third floor
e. In Fourth floor
Precast Jally ventilator 50mm tk.
a. In Ground Floor
b. In First floor
c. In Second floor
d. In Third floor
e. In Fourth floor
Supplying & fixing of Terra cotta jolly (not less than 50mm)
a. In Ground Floor
b. In First Floor
c. In Second Floor
d. In Third Floor
e. In Fourth Floor
Supplying & fixing of Terra cotta jolly (more than 50mm upto 110 mm)
a. In Ground Floor
b. In First Floor
c. In Second Floor
d. In Third Floor
e. In Fourth Floor
Form work- Lintel (C.W. planks)
Form work - M.S. Sheet (slab)
Form work - Small quantities (M.S. Sheet)
Form work - Plinth beam (C.W. planks)
R.C.C.Door frame
a. 900 x 2100 mm
b. 700 x 2100 mm
c. 1000 x 2100 mm
Teak wood Wrought & Put up
a. T.W. over 2 m & below 3 m
b. T.W. below 2 m length.
PVC Door frame & shutter
Teak wood panelled door shutters
a. 1000 x 2100 mm
b. 900 x 2100 mm
c. 700 x 2100 mm
d. 1200 x 2100 mm (Single) annexure item
Teak wood "Window" & Ventilator Shutter
a. Window: 135 cm ht.
b. Window: 120 cm ht.
c. Window: 105 cm ht.
d. Ventilator: (90 x 60 cm)
T.W. double leaf shutters for cup board/ ward robes
T.W. single leaf Door shutters using 9 mm tk. phynol bonded BWR plywood
a. 900 x 2100 mm
Glass panels with Aluminium beedings
S&F of Magnetic door catches
Supply and fixing of Aluminium window with 3mm thick Glass
a. 1.8 x 1.35 mt.window
b. 1.35 x 1.35 mt.window
c. 1.35 x 1.05 mt window
d. 1.2 x 1.35 mt window
e. 1.2 x 1.05 mt window
f. 1.05 x 1.35 mt window
g. 0.9 x 1.35 mt window
h. 0.9 x 1.05 mt window
i. 0.5 x 1.35 mt window
j. 0.45 x 1.35 mt window
k.0.90 x 0.60 mt.Ventilator
l. 0.60 x 0.60 mt.Ventilator
Manufacturing & supply of steel windows (Weight basis)
M.S.Holdfast
Flooring in C.C.1:5:10
B.w. in C.M. 1:4 for staircase steps Chamber burnt bricks 23 x 11.2 x 7 cm.
B.w. in C.M. 1:4 for staircase steps Chamber burnt bricks 23 x 11.4 x 7.5 cm.
B.w. in C.M. 1:4 for staircase steps Chamber burnt bricks 23 x 11 x 7 cm.
B.w. in C.M. 1:4 for staircase steps Chamber burnt bricks 22 x 11 x 7 cm.
B.w. in C.M. 1:4 for staircase steps Kiln burnt country bricks 22 x 11 x 7 cm.
B.w. in C.M. 1:4 for staircase steps Kiln burnt country bricks 22 x 11 x 5.7 cm.
Floor plastering in C.M. 1:4, 20 mm tk.
Mosaic tiles 20 cm x 20 cm x 2 cm.
Mosaic tiles 25 cm x 25 cm x 2 cm.
Floor ceramic tiles
Glazed tiles
Floor ceramic tiles (Anti-skid)
Ellispattern
Weathering course
Pressed tiles (23cmx23cmx20mm) mixed with Crude oil
Pressed tiles (23cmx23cmx20mm) mixed with Water proofing compound
Pressed tiles (23cmx23cmx18mm) mixed with Water proofing compound
Plastering in C.M. 1:5, 12 mm tk.
Plastering in C.M. 1:4, 12 mm tk.
Spl. Ceiling plastering in C.M. 1:3, 10 mm tk.
Cement mortar Border in C.M. 1:5, 12 mm tk.
a. 150 mm wide
b. 75 mm wide
c. 50 mm wide
White washing 3 coats (slaked)
Colour washing ( slaked)
Cement paint
Matt paint
M.s Grills
Painting - New "wood work"
Painting - New "iron work"
Fabrication of Mild steel / RTS grills (with cement slurry wash)
a. upto 16mm dia rods
b. above 16mm dia rods
Fabrication of Mild steel / RTS grills
a. upto 16mm dia rods
b. above 16mm dia rods
PVC SWR 110 mm dia Rain water pipe
Rain Water Harvesting using Defunct borewell method
Stucco plastering 12 mm tk.
S & F 20 mm dia Alu. Hanger Rod
S & F Alu Towel rail 75 cm long
S & F 5 pin Coat stand
S & F chromium plated 8 guage Picture Hook
Precast slab 50 mm tk.in C.C. 1:3:6
Providing precast Kerb stone in C.C. 1:3:6, 450 x 300 x 150 mm
Supply and planting avenue trees
Providing Tree guard
Supplying. Fabricating and erection of M.S Scheme Name board
HDPE water tank 700 lit capacity with ISI mark
PVC Water supply (ASTM)
a. 32 mm dia
b. 25 mm dia
c. 20 mm dia
G.I Pipe 20mm dia for Hot water line (Fully Concealed in walls)
Wash basin
S & F of C.I. Manhole cover 45 x 45 cm (20 kg. weight)
C.I. Steps ( 5 kg)
Brass tap (with ISI mark)
C.P tap long body
C.P tap short body
Squat Urinal
Flat Back Urinal
S & F of Orissapan - in G.F.
S & F of Orissapan - other than G.F.
S & F of E.W.C.(white)
S & F of E.W.C.(colour)
PVC SWR pipe (Soil line)
a. 110 mm dia.
b. 75 mm dia.
PVC Ventilating shaft with cowl
Gully Trap using Chamber burnt bricks 23 x 11.2 x 7 cm.
Gully Trap using chamber burnt bricks of size 23x11.4x7.5cm
Gully Trap using Chamber burnt bricks 23 x 11 x 7 cm.
Gully Trap using Chamber burnt bricks 22 x 11 x 7 cm.
Gully Trap using Kiln burnt country bricks 22 x 11 x 7 cm.
Gully Trap using Kiln burnt country bricks 22 x 11 x 5.7 cm.
PVC Nahani trap (4way/2way)
Stoneware pipe
a. 100 mm S.W. pipe
b. 150 mm S.W. pipe
Stoneware pipe dry condition
a. 100 mm dia
b. 150 mm dia
Stoneware bend
a. 100 mm dia
b. 150 mm dia
Stoneware Tee
a. 100 mm dia
b. 150 mm dia
32 mm dia PVC waste pipe
Electrical arrangements
a. Light point with ceiling rose
b. Light point without ceiling rose
c. Calling bell point with Buzzer/Calling bell
Fan point
Staircase light point
5 amps 5 pin Plug point (Switch board itself)
5 amps 5 pin Plug point (Convenient places)
15 Amp. Power plug
Bulk head fitting
S & F of Tube light with fittings
S & F of 40/ 60 w bulb
S & F of plastic shade
Double pole main switch
Box type Fibre Fan hook
6 way - D.B.
4 way - D.B.
Charges for fixing of "Fan"
Supply and delivery of Fan
a. 48" (1200 mm)
b. 42" (1050 mm)
8 SWG wire
Run of main 2 wires of 1.50 Sqmm.
Run of 2 wires of 4 sqmm with continuous earth by means of 2.5sqmm
S & F of A/C metal clad switch
S&F of TV/Telephone line Socket
S&F of 20mm dia PVC pipe for TV/Telephone line
Earthing Station IS3043 (Type I)
Earthing Station (Type II)
1 No.of 30Amps - Fuse Unit
3 Nos.of 30Amps - Fuse Unit
375 x 300 x 20 mm T.W. plank
Meter cupboard
Street lights
M.S Angle
Run of 2 wires of 4 sqmm
Supply of G.I pipe 25mm dia
Anti termite treatment
ELCB Single phase
S & F of Exsaust Fan 300 mm dia
Anticorrosive treatment for steel grills
ANNEXURE
Precast Cupboard slab 20 mm tk.using standardised concrete mix M20 (annexure)
a. In Ground floor
b. In First floor
c. In Second floor
d. In Third floor
e. In Fourth floor
Precast cupboard slab 40 mm tkusing standardised concrete mix M20 (annexure)
a. In Foundation & basement
b. In Ground floor
c. In First floor
d. In Second floor
e. In Third floor
f. In Fourth floor
Precast Cupboard slab 20 mm tk.using standardised concrete mix M30 (annexure)
a. In Ground floor
b. In First floor
c. In Second floor
d. In Third floor
e. In Fourth floor
Precast cupboard slab 40 mm tkusing standardised concrete mix M30 (annexure)
a. In Foundation & basement
b. In Ground floor
c. In First floor
d. In Second floor
e. In Third floor
f. In Fourth floor
Precast Jally ventilator 50mm tk.using standardised concrete mix M30 (annexure) without vibrating charges
a. In Ground floor
b. In First floor
c. In Second floor
d. In Third floor
e. In Fourth floor
Precast Jally ventilator 50mm tk.using standardised concrete mix M20 (annexure) without vibrating charges
a. In Ground Floor
b. In First floor
c. In Second floor
d. In Third floor
e. In Fourth floor
f. In Fifth floor
Standardised concrete Mix M20 Grade Concrete
a. In Foundation and basement
b. Ground Floor
c. In First Floor
d. In Second Floor
e. In Third floor
f.In fourth floor
Standardised concrete Mix M30 Grade Concrete
a. In Foundation and basement
b. In Ground Floor
c. In First Floor
d. In Second Floor
e. In Third floor
RCC M30 mix using hard broken stone jelly for foundation and basement
a. Foundation & basement
b.Stilt floor
Cement Concrete using desing mix of grade M25 concrete
a. In Foundation and basement
b. In Stilt /Ground Floor
c. In First Floor
d. In Second Floor
e. In Third floor
f. In Fourth Floor
g. In Fifth Floor
h. In Sixth Floor
i. In Seventh Floor
j.in Eighth floor
k.in Ninth floor
l.in Tenth floor
l. In Eleventh floor
m. In Twelth floor
n. In Thirteen floor
Brick work in C.M. 1:6 using chamber Burnt bricks of size 23 x 11.4 x 7.5 cm (9" x 4 1/2"x 3")
g. In Fifth Floor
h. In Sixth Floor
i. In Seventh Floor
j.in Eighth floor
k.in Ninth floor
l.in Tenth floor
Brick partition work in C.M. 1:4 using chamber Burnt bricks of size 23 x 11.4 x 7.5 cm (9" x 4 1/2"x 3") 114 mm tk (B.P.)
g. In Fifth Floor
h. In Sixth Floor
i. In Seventh Floor
j.in Eighth floor
k.in Ninth floor
Brick work in C.M. 1:4 using chamber Burnt bricks of size 23 x 11.4 x 7.5 cm (9" x 4 1/2"x 3") 75 mm tk (B.P.)
g. In Fifth Floor
h. In Sixth Floor
i. In Seventh Floor
j. In Eighth floor
k.in Ninth floor
Supply and laying of Hard core layer 200mm
Supplying and filling stone dust
Plastering with CM 1:3, 12mm with WPC
Supplying and filling with gravel
B.W in CM 1:4 in Superstructure for OHT in First floor
B.W in CM 1:4 in Superstructure for OHT in Second floor
B.W in CM 1:4 in Superstructure for OHT In Third floor
B.W in CM 1:4 in Superstructure for OHT In Fourth floor
Earth work excavation in Loose / sandy soils (including refilling)
Earth work excavation in Loose / sandy soils (excluding refilling) for open foundation
Earth work excavation in Loose / sandy soils (excluding refilling) for drain
Providing earth quake resistant for Corner walls
a. Foundation & basement
b. Ground Floor
c. First Floor
d. Second Floor
Providing earth quake resistant for Door/window Jambs
a. Ground Floor
b. First Floor
c. Second Floor
Bored cast sit piles installation of vertical cast in Situ Bored piles of following dia using Standardised concrete mix M20 Grade) as per nagapattinam data
a.500mm dia pile
b.450mm dia pile
c.400mm dia pile
Chipping of RCC pile head to the required cut of level and clearing way debries with an average lead of 3 km entirely with city limits M20 Grade
a.500mm dia pile
b.450mm dia pile
c.400mm dia pile
Conducting routine vertical compression load test CER No.328/2014-15
Mobilization charges including transporting to site CER No.328/2014-15
Red oxide plastering in CM 1:4
P.C.C. 1:3:6 for foundation & basement using 20mm metal
P.C.C. 1:4:8 using 40 mm broken brick jelly
P. C.C. 1:3:6 for foundation & basement using 40mm metal
Formwork using M.S.Sheet
a.For Column footings,plinth beam,Grade beam,Raftbeam,Raft slab etc.,
b.Plain surfaces such as Roof slab,floorslab,Beams,lintels,lofts,sill slab,staircase,portico slab and other similar works
c.For Square and rectangular columns and small quantities
d.Vertical wall
e.Circular column
f.Curved surface
g.Double centering portico area
R.C.C.Door frames of size 100 x 75mm with one edge grooves size 't' x 20 mm using M20 grade ( with out vibrating charges)
a. 900 x 2100 mm
c. 1200 x 2100 mm
c. 1000 x 2100 mm
d. 750 x 2100 mm
Teak wood "Window" & Ventilator Shutter with 4mm thick pin headed glasses
a. Window: 135 cm ht.
b. Window: 120 cm ht.
c. Window: 105 cm ht.
d. Ventilator: (90 x 60 cm)
d. Ventilator: (75 x 75 cm)
MDF board (18mm thick) double leaf shutters with TW frame for cup board/ ward robes.
T.W. frame & TW styles & rails with BWR double leaf shutters for cup board/ ward robes including two coat enamel paint & one coat primer.
MDF board door shutters (35mm thick) exterior grade both side laminated with external lipping.
a. 1000X2100mm.
b. 900X2100mm.
c.1200X2100mm.
TW panelled single door shutter with brass fittings.
a. 1000X2100mm.(Single leaf) For Qtrs
b.1200x2400mm
a. 1200X2100mm.(Single leaf) Four horizontal Panel
a. 1200X2100mm.(Single leaf) Five horizontal Panel
b. 900X2100mm without Brass fittings ( Single leaf)
TW double leaves shutter with Brass Fittings
TW double leaves shutter of size 2000X2400mm.(Double leaves) with Brass fittings
TW panelled door double leaves shutter with brass fittings of size . 2000X2100mm. Thiruvarur AR Garage
TW double leaves shutter of size with brass fittings a.1800 x 2100mm For PS
a. 1500X2400mm.(Double leaves) with Brass Screws only ( DPO Ariyalur)
a. 1500X2100mm.(Double leaves) with Brass fittings
TW panelled door double leaves shutter with brass fittings of size . 1200X2100mm.( Crime & Traffic)
TW paneled door shutter size 2400 x 2400mm with french window (two end fixed 5.5mm thick glass and doble leaf shutter , Trichy Community hall )
TW styles & rails with 9mm thick BWR single and Double leaf shutters with brass screws
TW styles & rails with 9mm thick BWR single leaf shutters with brass screws size of 1200 x 2100 mm
TW styles & rails with 9mm thick BWR single leaf shutters with brass screws size of 1000 x 2100 mm
TW styles & rails with 9mm thick BWR single leaf shutters with brass screws size of 900 x 2100 mm
TW styles & rails with 9mm thick BWR single leaf shutters with brass screws size of 750 x 2100 mm
TW styles & rails with 9mm thick BWR Double leaves shutters with brass screws size of 1500 x 2100 mm
Supply and Fixing Soild UPVC door Shutter with frame
4mm thick pin headed Glass panels with Aluminium beedings
Cuddappa slab 20 mm tk.for kitchen hearth slab.
a. In Ground floor
b. In First floor
c. In Second floor
d. In Third floor
e. In Fourth floor
Cuddappa slab 20 mm tk.for C/B slab.
a. Ground floor
b. In First floor
c. In Second floor
d. In Third floor
e. In Fourth floor
Cuddappa slab 40 mm tk.for C/B slab.
a. In Ground floor
b. In First floor
c. In Second floor
d. In Third floor
e. In Fourth floor
Cuddappa slab 40 mm tk.for Sunshade.
a. In Ground floor
b. In First floor
c. In Second floor
d. In Third floor
e. In Fourth floor
Glazed tiles using Grout (Tile Joint Filler)
Floor ceramic tiles using Grout (Tile Joint Filler).
Floor ceramic tiles (Anti-skid) using Grout (Tile Joint Filler).
Two coat of cement paint over one coat white cement
Matt paint
One coat white cement for new walls and other similar works.
Fabrication of Mild steel / RTS grills (with cement slurry wash) for all sizes of rods.
Fabrication of Mild steel / RTS grills (without cement slurry) for all sizes of rods.
PVC SWR 110 mm dia with ISI mark type- A for Rain water down fall pipe
Precast slab 50 mm tk.in C.C. 1:3:6 with fibre
20mm dia PVC water supply ASTM pipe (fully consealed in walls)
S&F of C.I Manhole cover 60 x 60 cm (50kg weight )
Wash Hand Basin of size 550 x 400 mm
Supplying and fixing of Brass Chromium plated screw down tap 15mm dia (heavy type not less than 430 grms weight) with ISI mark.
S & F of Indian Water closet white glazed (Oriya type) of size 580 x 440mm - in G.F.
S & F of Indian Water closet white glazed (Oriya type) of size 580 x 440mm - Other than G.F.
PVC SWR pipe (Soil line) with ISI mark - type 'B'.
a. 110 mm dia.
b. 75 mm dia.
Supplying, Laying & Concealing the 50mm dia PVC ( SWR) pipe with ISI mark type - 'B' with relevant specials.
PVC(SWR) pipe with ISI mark - type 'A' for Ventilating shaft with cowl
Wiring with 1.5 sqmm PVC insulated single core multi strand fire retardant flexible copper cable with ISI mark confirming IS: 694:1990.( Ordinary)
a. Light point with ceiling rose
b. Light point without ceiling rose
c. Calling bell point with Buzzer/Calling bell
Wiring with 1.5 sqmm PVC insulated single core multi strand fire retardant flexible copper cable with ISI mark confirming IS: 694:1990 for Fan point.
Wiring with 1.5 sqmm PVC insulated single core multi strand fire retardant flexible copper cable with ISI mark confirming IS: 694:1990 for Staircase Light Point.
Wiring with 1.5 sqmm PVC insulated single core multi strand fire retardant flexible copper cable with ISI mark confirming IS: 694:1990 for 5 amps 5 pin plug socket point @ Switch Board Itself.
Wiring with 1.5 sqmm PVC insulated single core multi strand fire retardant flexible copper cable with ISI mark confirming IS: 694:1990 for 5 amps 5 pin plug socket point @ Convenient Places.
S & F of Tube light fitting (patty type ) with Electronic ballast and 36 W slim tube light
Supply and delivery of 48" (1200 mm) Fan with ISI mark with Eletronic Dimmer
Run of 2 Wires of 4 sqmm PVC insulated single core multi strand fire retardant flexible copper cable with ISI mark confirming IS: 694:1990.
Run of 2 Wires of 1.5 sqmm PVC insulated single core multi strand fire retardant flexible copper cable with ISI mark confirming IS: 694:1990.
Run of 2 Wires of 2.5 sqmm PVC insulated single core multi strand fire retardant flexible copper cable with ISI mark confirming IS: 694:1990.
4 x 4 Sq mm copper PVC insulated unsheathed single core cable for 3 phase EB service connection
Run of 4 Wires of 6 sqmm PVC insulated single core multi strand
Run of 4 Wires of 10 sqmm PVC insulated single core multi strand
S & F of Exsaust Fan 225mm dia
Compact Fluoresent Lamp (CFL)
a. 14W bulb for Bath & WC
b. 18w bulb for Bulk Head fittings
S & F of Bulk head fitting suitable for CFL
Rain water harvesting using defunct borewell and providing perforated cover slab
a). Providing pit
b) Augering 30cm dia
S&F of M.S. Angle of size 35x35x5mm for staircase steps
S&F of Bevelled edge mirror 500 x 400 x 5.5mm
S&F of Cuddapah sink 600 x 600 x 200mm
Providing nosing to the edges of Granite slab (double)
Supply and fixing of PVC water supply (ASTM) a.50mm dia
S&F of PVC flushing cistern
S&F of cloth drying arrangement
Anticorrosive treatment for window grills
Supplying and fixing of 32 AMPS Triple pole main switch
450 x 375 x 20 mm thick TW plank
3 Nos.of 32Amps - Fuse Unit
1 Nos.of 32Amps - Fuse Unit
Supplying and delivery of Three phase ELCB/RCCB
Supply of G.I pipe 40mm dia 'B' Class
Plastic Emulsion PAINT including primer for outer walls
Two coat of OBD over one coat white cement for inner walls
2 x 4 Sqmm Copper PVC insulated unsheathed single core 1 KV grade cable for EB service single phase.
40 mm dia GI pipe "B"class
S&F of stainless steel sink 550 x 450 x 200mm ( 1750/112 x100=1562.50 Each)
Providing PVC Tee with end cap
Granite Tiles flooring (Ruby red)
Providing wooden Melamine polish for new wood work
Supplying and fixing of staineless steel hand rails
Vitrified Tiles flooring (Ivory)
Vitrified Tiles flooring ( colour)
Concrete designer tiles flooring
Eurocon Tiles flooring
Supplying and fixing of Aluminium sliding window
a. 1.20x1.35m (Two track )
b. 2.40x1.80m (Two track)
c. 2.40x1.05m (Two track)
d. 0.90x1.35m (Two track)
supplying and fixing of colour matt finish floor tiles of size 12"x12" ( for officers)
supplying and fixing of colour matt finish floor tiles of size 12"x12" ( for wall tiles)
S & F of wall panelling DPO ARIYALUR
Supply of material and lab ourfor Mineralfbre 600mmx600mm Grid false ceiling work
Supplying, fabricating, erecting and fixing Gyp board false ceiling using perforated sheet 10mm thk
Supplying and fixing of 100mm dia GI pipe
Supplying and fixing of Geyser (Data -SD 103)
Supplying and fixing of CP wall mixer two in one (without telephone shower) including cost of all materials and all labour charges etc complete. CER No.178/13-14
Supplying and fixing of shower arm 9" long including cost of all materials and all labour charges etc. complete CER No.178/13-14
Supplying and fixing of GM wheel valves ISI mark
a.100mm GM Gate valves
b.50mm GM Gate valves
c.32mm GM Gate valves
Wiring with 1.5 sqmm PVC insulated single core multi strand fire retardant flexible copper cable with ISI mark confirming IS: 694:1990. (Modular)
a. Light point with ceiling rose
b. Light point without ceiling rose
Wiring with 1.5 sqmm PVC insulated single core multi strand fire retardant flexible copper cable with ISI mark confirming IS: 694:1990 for 5 amps 5 pin Modular plug socket point @ Convenient Places.
Wiring with 1.5 sqmm PVC insulated single core multi strand fire retardant flexible copper cable with ISI mark confirming IS: 694:1990 for 5 amps 5 pin Modular plug socket point @ Switch Board Itself.
Supplying and laying of 3.5 core 70 sq.mm PVC armoured LTUG cable (below GL)
S&F 3.5 X 70mm LTUG CABLE Above GL
S&F 3.5 X 35mm LTUG CABLE Above GL
S&F 3.5 X 25mm LTUG CABLE Above GL
S&F 2X6 Sq.mm LTUG CABLE
Supplying and fixing of brass cable gland suitable for 3.5 core 70 Sqmm PVC armoured LTUG cable SD 189
Supply and fixing of Aluminium openable window with 4mm thick Glass with 'I' max hinges of not less than 3mm thick, 304 grade
FW 1.80 x 1.65 m ( Eight Leaves)
1.80 x 1.35 mt.window (Three leaves)
KW 1.20 x 1.05 m (Two leaves)
1.50 x 1.35 mt.window (three leaves)
0.75 x 1.35 mt.window ( single leaf)
Aluminium window openable 1.35x1.35m (Two leaves)Cochin House
Aluminium window openable 1.35x1.05m (Two leaves)
Aluminium window openable 1.2x1.35m (Two leaves)
Aluminium window openable 1.80 x 1.65 m =2.97m2 FRENCH WINDOW (Reference Data Nagapattinam AR - Ph-xix
Supply and fixing of 100 amps TPN sheet double break switch with HRC fuse and neutral on suitable angle iron frame work with MS cable entry boxes and PWD earthing(SR-14-15(p-65)
Supply and fixing of 200 amps fuse unit SRP-66
Supply and fixing of 200 amps TPN switch with HRC fuses sheet steel double break SRP-65, 3 ©
Supply and fixing of 250 amps cubical type panel board
Supplying and fixing of SS Soap Tray including cost of all materials and all labour charges etc complete
Supplying and fixing of CP Angle valve Stop cock including cost of all materials and all labour charges etc complete
Supplying and fixing of 25x 3mm Copper flat
Supply and fixing of Health faucet approved quality with ISI mark
S&F TPN 12 way DB encloser (SR-p-80)
S&F TPN 8 way DB encloser CER No.178/2013-14
S&F TPN 6 way DB encloser CER No.178/2013-14
S&F TPN 4 way DB encloser CER No.178/2013-14
Supply and fixing of spot light of approved make and company with ISI CFL bulb CER No.178/13-14
S&F OF UPVC Windows ( Non Schedule item )
a) FW 900 X 2100
b) W 1800 X 1650
c) W1 1500 X 1650
d) W0 2400 X 1650
e) W2 1200 X 1650
0
g) FW1 4800 X 2300
h) FW2 4200 X 2300
S & F of sodium vapour lamp with fitting 250watts
Supplying and fixing in position of UPVC Ventilator louvered ventilator type for all sizes SR 2018-19 p-57 it-192
Supplying and fixing in position of UPVC window of casement type( open) for all sizes Revised SR 2018-19 p-57 it-191
Supply and fixing of colour wash basin oval shape CER No.178/2013-14
Supplying and Fixing of Rolling shutters of all sizes (Gear Operated)( from 8m2 to 12m2 )Annex-Vi-P-45 SR 18-19 item -102-A-b
Supplying and fixing of solid core flush door shutter of thickness 35mm
a) door size 1.80 m x 2.40 (Double leaf)
b) door size 1.80 m x 2.10 (Double leaf)
c) door size 1.50 m x 2.40 (Double leaf)
d). door size 1.50 m x 2.100 (Double leaf)
e). door size 1.200 m x 2.400 (double Leaf)
f). door size 1.200m x 2.100 (Double leaf)
g). door size 1.000 m x 2.100 (Single Leaf)
h). door size 1.00 m x 2.400 (Single Leaf)
i. door size 0.900 m x 2.100 (Single Leaf)
Providing additional strutting to centering of plain surface.
S & F of Granite slab of size 4'x2', 18 to 20mm Thick For kitchen arrangements (jet black)
a. In Ground floor
b. In First floor
c. In Second floor
d. In Third floor
S & F of Granite tile of size 2'x 1', 10mm Thick For kitchen arrangements (jet black)
a. In Ground floor
b. In First floor
c. In Second floor
c. In Third floor
Aluminum Louvered ventilators
a. 1.35 x 0.60 mt ventilators
d. 1.0 x 0.60 mt ventilators
a. 0.90 x 0.60 mt ventilators
c. 0.75 x 0.60 mt ventilators
b. 0.60 x 0.60 mt ventilators
Supply & Fixing of MS door (for lockup door )
MS door of Size 1000 x 2100mm
MS door of Size 750 x 1350mm
Supply & Fixing of MS ventilator of size ( lockup)
MS Ventilator of Size 1350 x 600mm
MS ventilator of size 1200 x 800 mm
MS ventilator of size 1200 x 600 mm
MS ventilator of size 1000 x 800 mm
MS Ventilator of Size 900 x 600mm
MS Ventilator of Size 600 x 600mm
MS Ventilator of Size 1285 x 600mm
Supply and fixing of 19mm dia steam pipe for down rod of fan (SD 106)
Supply and fixing of SS Towel rail (75cm length) CER No.178/13-14
Supply and fixing of weld mesh of size 7.5x2.5cmx10gauge
Supply and fixing of Chicken mesh
S & F of 15mm dia Engineering Polymer Tap (long body ) for coastal area only
S & F of 15mm dia Engineering Polymer Tap short body tap for coastal area only
S & F of CFL road way lighting luminaries suitable for fixing 36w CFL lamp
Augering 30 cm dia for compound wall
Finshing the top of Terrace floor with one course of solar reflective Ceramic tiles without base concrete
HDPE water tank 200 lit capacity with ISI mark
UPVC Non Pressure pipe of SN8 SDR 34 ( S 16.5) as per IS 15328/2003
a. 110 mm UPVC Non Pressure pipe
b. 160 mm UPVC Non Pressure pipe
PVC Specials as per IS 10124/1982 Part II
a. 110 mm dia PVC bend (TWAD SR 19-20 P-19 S.No-4 )
b. 160 mm dia PVC bend (TWAD SR 19-20 P-19 it-1.5, S.No-4 )
PVC Equal Tee as per BIS 7834/1975
a. 110 mm dia PVC Equal tee(TWAD SR 19-20 P-19 S.No-9 )
b. 160 mm dia PVC Equal tee(TWAD SR 19-20 P-19 S.No-9 )
S & F of Indian Water closet white glazed (Oriya type) of size 580 x 440mm with PVC SWR grade ' P' or "S' trap - in G.F.
S & F of Indian Water closet white glazed (Oriya type) of size 580 x 440mm with PVC SWR grade ' P' or "S' trap- Other than G.F.
S & F of E.W.C.(White) 500 mm with PVC SWR grade "P" or "S" TRAP
S & F of E.W.C.( Colour) 500 mm with PVC SWR grade "P" or "S" TRAP
French window ( SP Perambalur)
a. FW (2.1 x 2.0 m ) 3 bay openable
b.FW 1 (1.80 x 2.0 m )3 bay openable
c. FW 2 (1.20 x 2.0 m ) 2 bay openable
d.FW 3 (0.75 x 2.0 m ) Single bay openable
e. FD/ FW (0.57 x 2.0 m )Single bay openable
f. 1.50 x 2.00 mt.window sankar nagar DSP
Wiring with 1.5 sqmm PVC insulated single core multi strand fire retardant flexible copper cable with ISI mark confirming IS: 694:1990. ( PVC Box , Fire Retarded Box) For Coastal only
a. Light point with ceiling rose
b. Light point without ceiling rose
c. Calling bell point with Buzzer/Calling bell
Wiring with 1.5 sqmm PVC insulated single core multi strand fire retardant flexible copper cable with ISI mark confirming IS: 694:1990 for Fan point.(PVC Electrical Box )
Wiring with 1.5 sqmm PVC insulated single core multi strand fire retardant flexible copper cable with ISI mark confirming IS: 694:1990 for Staircase Light Point.(PVC Electrical Box )
Wiring with 1.5 sqmm PVC insulated single core multi strand fire retardant flexible copper cable with ISI mark confirming IS: 694:1990 for 5 amps 5 pin plug socket point @ Switch Board Itself.
Wiring with 1.5 sqmm PVC insulated single core multi strand fire retardant flexible copper cable with ISI mark confirming IS: 694:1990 for 5 amps 5 pin plug socket point @ Convenient Places.(PVC Electrical Box )
Supplying and fixing of 15 Amps 3 pin flush type plug using ( PVC Box , Fire Retarded Box)
Fabrication of Mild steel / RTS grills (without cement slurry) for all sizes of rods.(BINDING WIRE insulated with PVC)
PVC SWR 110 mm dia with ISI mark type- A for Rain water down fall pipe(UPVC SPECIAL CLAMP )
Supply and fixing in posistion of 6 rows of 10 guage GI barbed wire 20 guage
Supply ,laying & jointing the following pipes as per ASTM D 1785 of schedule 40 with UPVC Specials
a. 32 mm dia
b. 25 mm dia
c. 20mm dia PVC water supply ASTM pipe (fully consealed in walls)
Providing Colour Marble chips of size 10mm and below using 70.20Kgs of cement and 15 cum of Colour Marble chips for every 10 sqm over the existing plastered surface ( For coastal area)
S & F of 15mm dia half turn CP long body tap
S & F of 15mm dia half turn CP short body tap
S & F of MS angle of size 50x 50x 5mm
Granite Tiles flooring in cm1:3,20mm thk sathali steel/ grey
Bored cast sit piles installation of vertical cast in Situ Bored piles of following dia using Standardised concrete mix M30 Grade) as per nagapattinam data For Coastal area
a.500mm dia pile
b.450mm dia pile
c.400mm dia pile
Removing of clay from pile inlucing conveyance charges, loading and unloading charges etc.,all complete
Chipping of RCC pile head of 500mm Dia of pile to the required cut off level and clearing away the debris from site with an average lead of 5 km etc.
a.500mm dia pile
b.450mm dia pile
c.400mm dia pile
Mobilization Charges inclusive of Transportation to site assembling and Dismantling the rotary pile equipment employed for the works etc.(Qtn)
Conducting Routine vertical compression load test for bored cast in situ RCC piles of various dia by direct loading in accordance with IS 2911(PART IV)1985 excluding cost of pile and dismantling the same after testing, includung finishing pile head etc.(CER .no.60/2016-2017. Est Cochin house)
False ceiling with plain gybsum board (as per PWD SR. rate 2017-18, Anx- VI -It- 154 -a)
Wiring with 1.5 sqmm PVC insulated single core multi strand fire retardant flexible copper cable with ISI mark confirming IS: 694:1990. (Open wiring)
a. Light point with ceiling rose
b. Light point without ceiling rose
Wiring with 1.5 sqmm PVC insulated single core multi strand fire retardant flexible copper cable with ISI mark confirming IS: 694:1990 for 5 amps 5 pin plug socket point @ Convenient Places.(Open wiring)
Wiring with 1.5 sqmm PVC insulated single core multi strand fire retardant flexible copper cable with ISI mark confirming IS: 694:1990 for 5 amps 5 pin plug socket point @ Switch Board Itself.(Open wiring)
Wiring with 1.5 sqmm PVC insulated single core multi strand fire retardant flexible copper cable with ISI mark confirming IS: 694:1990 for Fan point .(Open wiring)
Aluminium Partition wall 1/3 5.5mm thick glass & 2/3 Novapan sheet 12mm thick outer top and bottom
Supply and fixing of colour matt finish door 15 microns double leaf door ( 1500 x 2100 mm)
Supply and fixing of colour matt finish door 15 microns double leaf door ( 1000 x 2100 mm)
supplying and fixing of colour matt finish floor tiles of size 12"x12" floor tiles
supplying and fixing of colour matt finish floor tiles of size 12"x18" for wall tiles
Supply and fixing of 20 Amps DP plug and socket in sheet enclosure with 32 A DP MCB in Flush with wall with earth connection ( For AC Plug ) Legrand ( MDS) / Hager( L& T) Equivalent/ Superior variety Ele SD -140 /2020-21
Supplying nd laying of 1000 x 1000 x 300mm size ms 16 swg powder coated cable terminal box with two compartment with necessary bus bar connected with TNEB etc.,
Supplying and fixing of 200 Amps metal clad switch with rewirable fuse units, (Revised PWD SR 18-19Pg.no.80 it-J Part c)
Supply and Laying Rubber Moulded Hyraulic Pressed Paver Block 83 mm thick including labour charges for laying etc ( as per DB/1469/2018)
Supplying and fixing of 250 Watts Metal halide Flood light etc.,
R.C.C.Door frames of size 100 x 75mm with one edge grooves size 't' x 20 mm ( with out M20 or M30 grade old data )
a. 900 x 2100 mm
c. 1200 x 2100 mm
d. 750 x 2100 mm
c. 1000 x 2100 mm
9 watts LED bulb qtn
18 watts LED Tube Light
Bulk Head fitting for LED Bulb
Providing of Granular Sub Base using Grade-I
Providing and laying, spreading and compacting graded stone aggregate to Wet Mix Macadam (WMM)
Supply and fixing of Prepainting G.I. Window/ Ventilator with Grill( PWDSR-18-19)P-56 it-190
Wallputty ( one coat)
MS door of Size 1000 x 2100mm
MS door of Size 750 x 1350mm
MS Ventilator of Size 900 x 600mm
MS Ventilator of Size 600 x 600mm
MS Ventilator of Size 1285 x 600mm
MS Ventilator of Size 1350 x 600mm
TW double leaves shutter of size 1800 x 2100mm
Ornamental TW double leaves panelled shutter of size 1800 x 2100mm
Ornamental TW double leaves panelled shutter of size 1800 x 2400mm
1500 liters capacity of HDPE Water Tank
Providing shahabad stone flooring
Eurocon Tiles flooring
Vetrified Tiles flooring
kota stone flooring
Granite Tiles flooring
Plastering with ccccm 1:3, 12mm mixed with WPC
HDPE water tank 5000 lit capacity
T.W DOOR SHUTTER TWO LEAVES(1200 X 2100 mm ) with Brass Fittings
TW Panelled Door 1500 X 2100MM (Double leaves)
TW Panelled Door 1500 X 2400MM (Double leaves)
TW Panelled Door 1200 X 2400MM (Double leaves)
TW Panelled Door 1800 X 2400MM (Double leaves)
Partly glazed and partly BWR panelled door shutter (Double leaves) with brass screws. a. 1500x2400mm
Partly glazed and partly TW panelled door shutter (Double leaves) with brass screws. a. 1200x2400mm
T.W DOOR SHUTTER TWO LEAVES(2000 X 2400 mm) WITH BRASS FITINGS
BWR door 900 x 2400 single leaf
BWR door 1050 x 2400 single leaf
BWR door 1200 x 2400 double leaves
BWR door 1500 x 2400 double leaves
450 x 375 x 20 m thick TW plank
40 mm dia GI pipe "B"class
Supplying and fixing of Three phase ELCB
MDF 900 x 2100 single
MDF 1000 x 2100
MDF 1200 x 2100
MDF 1500 X 2100MM (Double Leaf)
MDF 1200 X 2100MM (Double Leaf)
MDF 1500 X 2400MM (Double Leaf)
MDF double leaf shutter with TW alround frame for ward robe / cup board
Varnishing one coat
Varnishing two coat
Red oxide plastering in CM 1:4
Under reamed pile (Single)
LIGHT POINT WITH CEILING ROSE FOR ADMINISTRATIVE BLOCKS AND COMMUNITY CENTRE
LIGHT POINT WITH BAKELITE BATTERN TYPE HOLDER FOR ADMINISTRATIVE BLOCKS AND COMMUNITY CENTRE
FAN POINT FOR ADMINISTRATIVE BLOCKS AND COMMUNITY CENTRE
STAIRCASE LIGHT POINT FOR ADMINISTRATIVE BLOCKS AND COMMUNITY CENTRE
2 X 2.5 Sq mm in fully concealed PVC conduit
2 X 4 Sq mm in fully concealed PVC conduit
4 X 4 Sq mm in fully concealed PVC conduit
32 AMPS DOUBLE POLE MAIN SWITCH ON TEAK WOOD BOARD TOP MES SERVICE CONNECTION / MOTOR PUMP( SINGLE PHASE ) SET
Supply and fixing 4 way 250 volt single phase with neutral link metalic distribution board on suitable Teak wood board etc., all complete including connections.
16 AMPS TPIC ON TEAK WOOD BOARD FOR 3 PHASE MES SERVICE CONNECTION AND 3 PHASE MOTOR PUMPSETS
Supplying and fixing of 32 amps triple pole main switch with fuse and neutral link on a suitable well varnished teak wood board
THREE PHASE DISTRIBUTION BOARD WITH 6 WAY PHASE AND 30 AMPS / WAY WITH FUSE AND NEUTRAL LINK ON SUITABLE TW PLANK TOP MES CONNECTION BOARD (FOR 12 IN 1 BLOCKS)
THREE PHASE DISTRIBUTION BOARD WITH 4 WAY PHASE AND 3 AMPS/WAY FUSE AND NEUTRAL LINK FOR MES SERVICE CONNECTION ( 6 IN 1 BLOCKS )
FIXING OF TUBE LIGHT FITTINGS ON WALL / CEILING
FIXING OF TUBE FITTINGS SUSPENDED FROM CEILING
( to be supplied by the department free of cost ) on suitable well varnished teak wood plank
Charges for fixing single phase RCCB/ELCB on fully concealed suitable MS BOX
Charges for fixing three phase RCCB/ ELCB on suitable well varnished teak wood plank
Charges for fixing Three phase RCCB/ELCB on fully concealed suitable MS BOX
Supplying and delivery of Single phase ELCB/RCCB
Supplying and delivery of Three phase ELCB/RCCB
2 x 4 Sqmm Copper PVC insulated unsheathed single core 1 KV grade cable for EB service single phase.
4 x 4 Sq mm copper PVC insulated unsheathed single core cable for 3 phase EB service connection
Supply of 40 mm dia GI pipe "B"class
Laying of U.G. Cable below Ground Level
Fixing of UG cables on Walls / Ceiling
Fixing of Tube light street light fitting
Charges for fixing Mercury, Sodium Vapour lamp street light fittings ( all types ) in the existing pole with required GI pipes 'B' class and accessories ( Street light fittings alone will be supplied departmentally at free of cost ).
S & F TNEB Meter Board made up of MS box 600 x 225 mm with door and lock and key arrangements
25 mm dia PVC pipe Heavy duty with ISI mark for TV/ Telephone line
TV/Telephone line junction
Supply and erection of Tubular lamp, using 65 mm dia GI pipe 'B' class pipe with ISI mark of 6 mt length and 20 mm dia GI pipe 'B' class upto 2 mt with.
Tube light - Box type
Open wiring for Light point with ceiling rose for flats/ houses
Open wiring Light point with bakelite batern type holder for flats/ houses(Open wiring)
Open wiring POINT WIRING FOR CALLING BELL / BUZZER WITH PUSH SWITCH FOR ALL TYPE OF BUILDING (OPEN WIRING)
Open wiring FAN POINT FOR ADMINISTRATIVE BLOCKS AND COMMUNITY CENTRE
Open wiring STAIRCASE LIGHT POINT FOR ADMINISTRATIVE BLOCKS AND COMMUNITY CENTRE (Open wiring)
Open wiring 5 AMPS 5 PIN PLUG SOCKET POINT AT CONVENIENT PLACES (OPEN WIRING)
Open wiring 2 X1.5 Sqmm in fully concealed PVC conduit
Open wiring 2 X 2.5 Sq mm in fully concealed PVC conduit (open wiring)
whitewashing one coat
whitewashing one coat for old wall
whitewashing two coat for old wall
Thorough scrapping the old wall
Thorough scrapping the old iron work
Thorough scrapping the old wood work
Cement paint one coat for old wall
Cement paint two coat for old wall
painting one coat for old iron work
painting two coat for old iron work
painting one coat for old wood work
painting two coat for old wood work
Matt paint one coat for old wall
Plastic Emulsion PAINT one coat for old wall
Plastic Emulsion PAINT two coat for old wall

## Report (hidden)
Report to accompany for the Special repair for AWPS building Nagercoil in Kanyakumari District
Ref : | 1) | LR.no: K2/27589/2021 dtd 06.10.2021
| 2) | LR.no: C.No.K2/9476/2021 dtd 10.10.2021
With reference to the letter above, the estimate is prepared with the PWD SOR 21-22 and the estimated amount is RS 7,05,000
the followings provisions are given in the estimate
1 | Painting inner
2 | Plastic Emulsion Paint outer
3 | Brick work
4 | Plastering
5 | Vitrified Tiles flooring
6 | Floor ceramic tiles (Anti-skid)
7 | Glazed tiles using Grout
8 | Eurocon Tiles flooring
9 | Indian Water closet
10 | E.W.C
11 | Wash basin
12 | APP membrane
13 | Weathering course
14 | Glass panels with Aluminium beedings
15 | 15mm dia Engineering Polymer Tap
16 | M.s Grills
17 | Pressed tiles
18 | painting on iron work
19 | painting on wood work
20 | whitewashing
The estimate may kindly sanctioned by the competent authority