## Abs
TAMILNADU POLICE HOUSING CORPORATION LIMITED
TIRUNELVELI DIVISION
Name of Work:- Special Repair works to Marine Police station at Kanyakumari in Kanyakumari District.
SL. NO | DESCRIPTION | QTY | RATE | UNIT | AMOUNT
1 | Dismantling existing damaged Floor finish and dadooing walls in cement mortar with Mosaic Tiles / Glazed Tiles / Clay Tiles / Cuddapah Slabs (P.22/PWD SR 2023-24) | 60 | 55.7 | Sqm | 3342
2 | Dismantling existing damaged One Course of Pressed Tile Roof finish in cement mortar (P.22/PWD SR 2023-24) | 30.1 | 23.2 | Sqm | 698.32
3 | Supplying and laying of pressed tiles | 40.7 | 1190.14 | Sqm | 48438.698
4 | Pointing with CM 1:3 for pressed tiles | 96.1 | 314.74 | Sqm | 30246.514
5 | Supplying and fixing of Colour glazed tiles | 46.2 | 1374.95 | Sqm | 63522.69
6 | Supplying and laying of Ceramic tiles (Anti-skid) for flooring | 13.8 | 1207.36 | Sqm | 16661.568
7 | Supply & fixing of UPVC windows (P.70/PWD SR 2023-24) | 27.6 | 7482 | Sqm | 206503.2
8 | Supply & fixing of UPVC Ventilator (P.71/PWD SR 2023-24) | 1.7 | 8106 | Sqm | 13780.2
9 | TW styles & rails with 9mm thick BWR single leaf shutters with brass screws size of 1000 x 2100 mm | 6.3 | 3513.76 | Sqm | 22136.688
10 | Supply & Fixing of MS ventilator of size ( lockup)
| a.MS Ventilator of Size 1350 x 600mm | 2.5 | 4297.06 | Sqm | 10742.65
11 | Providing Form Work for RCC works
| b. Plain surfaces such as roof slab, floor slab, beams, lintel, loft, sill slab, staircase waist, portico slab and other similar works | 1.6 | 946.62 | Sqm | 1514.592
| c. For square and rectangular coloumns and small quantities such as sunshades and other similar works | 2.2 | 1135.94 | Sqm | 2499.068
12 | Providing and laying of Standardized concrete mix M30 grade, using 20 mm HBG metal and 10-12 mm chips.
| a) In Ground Floor | 0.2 | 8423.53 | Cum | 1684.706
| b) In First Floor | 0.2 | 8659.63 | Cum | 1731.926
13 | Supplying,Fabricating and placing in position of MS/RTS | 0.04 | 89024.3 | MT | 3560.972
14 | Applying one coat of anti-corrosive treatment on steel reinforcement rods | 0.04 | 4672.5 | MT | 186.9
15 | Supplying & fixing of Terra cotta jolly (not less than 50mm)
| a. In Ground Floor | 1.3 | 483.95 | Sqm | 629.135
| b. In First Floor | 1.3 | 491.91 | Sqm | 639.483
16 | Brick work in C.M. 1:6 using Kiln Burnt Country bricks of size 22 x 11 x 7 cm
| a. In Ground Floor | 0.1 | 6634.51 | Cum | 663.451
| b. In First Floor | 0.1 | 6793.71 | Cum | 679.371
17 | Plastering in cm 1:5, 12mm thick | 36.5 | 249.9 | Sqm | 9121.35
18 | Plastering in cm 1:3, 10mm thick | 2 | 286.78 | Sqm | 573.56
19 | Wiring with 1.5 sqmm PVC insulated single core multi strand fire retardant flexible copper cable with ISI mark without PVC rigid conduit pipe and specials
| a. Light point with ceiling rose | 30 | 1069.65 | No | 32089.5
| b. Light point without ceiling rose | 21 | 1099.69 | No | 23093.49
| c. Calling bell point with Buzzer/Calling bell | 2 | 1140.28 | No | 2280.56
20 | Wiring with 1.5 sqmm PVC insulated single core multi strand fire retardant flexible copper cable with ISI mark confirming IS: 694:1990 for Fan point. (without PVC rigid conduit pipe and specials) | 10 | 1098.7 | No | 10987
21 | Wiring with 1.5 sqmm PVC insulated single core multi strand fire retardant flexible copper cable with ISI mark confirming IS: 694:1990 for 5 amps 5 pin plug socket point @ Switch Board Itself. (without PVC rigid conduit pipe and specials) | 15 | 572.84 | No | 8592.6
22 | Wiring with 1.5 sqmm PVC insulated single core multi strand fire retardant flexible copper cable with ISI mark confirming IS: 694:1990 for 5 amps 5 pin plug socket point @ Convenient Places. (without PVC rigid conduit pipe and specials) | 11 | 727.98 | No | 8007.78
23 | Supply, assembling and fixing of 4' 18 Watts Crystal LED tube light with fittings | 7 | 750 | No | 5250
24 | Supplying & fixing of 9 watts LED bulb (P.121/PWD SR 2023-24) | 14 | 135 | No | 1890
25 | Supplying & fixing of 12 W LED bulbs | 5 | 170 | No | 850
26 | Supplying and fixing of bulk head fitting suitable for 12 W LED bulbs | 5 | 529 | No | 2645
27 | Supply and Fixing of 25W LED Street light Fittings (single) | 7 | 3460 | No | 24220
28 | Supplying and fixing of MS Grills. | 686.4 | 70.15 | Kg | 48150.96
29 | Applying one coat of Anti corrosive treatment for Window Grills | 0.686 | 2867.75 | MT | 1967.2765
30 | Supplying and fixing of 40Amps 30MA DP ELCB (P.142/PWD SR 2023-24) | 1 | 2199 | No | 2199
31 | Supplying and fixing of 32 Amps MCB (P.143/PWD SR 2023-24) | 10 | 452 | No | 4520 | 444 | 32 A
32 | Supply & delivery of 3.5 core 35 sqmm Aluminium armoured LT/UG cable (P.133/PWD SR 2023-24) | 60 | 260.9 | Rmt | 15654
33 | Labour charges for laying UG cable
| a) Below Ground level | 45 | 263.25 | Rmt | 11846.25
| b) Above Ground level | 15 | 174.8 | Rmt | 2622
34 | Supply & laying of following dia PVC pipe (P.104/PWD SR 2023-24)
| a) 63 mm dia PVC pipe | 57 | 137.3 | Rmt | 7826.1
35 | Supply &fixing of cable gland suitable for 3.5 core 35 sqmm pvc armoured ALT UG cable including cost of material etc complete (P.134/PWD SR 2023-24) | 2 | 61.7 | No | 123.4
36 | Supply &fixing of Aluminium lugs suitable
| a) for 35 sqmm lug (ring /Pin type) (P.139/PWD SR 2023-24) | 6 | 4.15 | No | 24.9
37 | Supply and Fixing 3 nos of 100 Amps Aerial board 500 volts Grade porcelin Fuse | 1 | 1627.62 | No | 1627.62
38 | Supply and Fixing 3 nos of 63 Amps Aerial board 500 volts Grade porcelin Fuse unit | 1 | 1167.12 | No | 1167.12
39 | Supplying and fixing of 65 mm dia MS Clamp set (P.44/TWAD SR 2022-23) | 2 | 407 | No | 814
40 | Supply and delivery of 48" (1200 mm) Fan with ISI mark with Eletronic Dimmer | 3 | 1552.7 | No | 4658.1
41 | Charges of assembling and fixing of ceiling fan of different sweep etc., | 3 | 601.2 | No | 1803.6
42 | Supplying & fixing of 15 Amps Power plug | 7 | 135 | No | 945
43 | Supplying and fixing of 15mm dia Engineering Polymer Tap (long body ) for coastal area only | 2 | 252 | No | 504
44 | White washing three coats using clear shell lime | 2 | 45.28 | Sqm | 90.56
45 | White washing one coat using clear shell lime | 238.7 | 23.04 | Sqm | 5499.648
46 | Painting the old walls with one coat of OBD | 667.5 | 124.52 | Sqm | 83117.1
47 | Painting the new walls with two coats of Plastic emulsion paint. | 36.5 | 231.43 | Sqm | 8447.195
48 | Painting the old walls with one coat of Plastic emulsion paint. | 134.6 | 83.8 | Sqm | 11279.48
49 | Painting one coat of enamel paint for old wood work. | 14.7 | 97.76 | Sqm | 1437.072
50 | Painting two coats of enamel paint for new wood work. | 6.3 | 233.74 | Sqm | 1472.562
51 | Painting with one coat of best varnishing for old wood work | 6.3 | 123.92 | Sqm | 780.696
52 | Painting two coats over old iron works with second class synthetic enamel paint | 17.7 | 139.98 | Sqm | 2477.646
53 | Painting two coats over new iron works with second class synthetic enamel paint | 23.9 | 138.35 | Sqm | 3306.565
54 | Supplying and fixing of 48W Focus light Fittings (P.122/PWD SR 2023-24) | 1 | 4992 | No | 4992
55 | Supply and erection of Tubular lamp, using 65 mm dia GI pipe 'B' class pipe with ISI mark | 2 | 7349.5 | No | 14699
56 | Supplying & laying of 25 mm dia pvc pipe (P.104/PWD SR 2023-24) | 50 | 43.25 | Rmt | 2162.5
57 | Run off mains with 2 wires of 6 Sqmm copper PVC insulated unsheathed single core cable | 25 | 327.36 | Rmt | 8184
58 | Supply and fixing of UPVC doors | 6.8 | 3325 | Sqm | 22610
59 | S & F of Indian Water closet white glazed (Oriya type) of size 580 x 440mm with PVC SWR grade ' P' or "S' trap - in G.F. | 2 | 3329.59 | No | 6659.18
60 | S & F of Indian Water closet white glazed (Oriya type) of size 580 x 440mm with PVC SWR grade ' P' or "S' trap- Other than G.F. | 2 | 5216.91 | No | 10433.82
61 | S & F of E.W.C.(White) 500 mm with PVC SWR grade "P" or "S" TRAP | 1 | 7084.3 | No | 7084.3
62 | S/F of Wash basin | 3 | 3337.32 | No | 10011.96
63 | Supply ,laying & jointing the following pipes as per ASTM D 1785 of schedule 40 with UPVC Specials
| a. 32 mm dia | 50 | 252.54 | Rmt | 12627
| b. 25 mm dia | 31 | 234.76 | Rmt | 7277.56
64 | Supply ,laying & jointing the following pipes as per ASTM D 1785 of schedule 40 with UPVC Specials
| c. 20mm dia | 6 | 229.92 | Rmt | 1379.52
65 | Supply & laying of the following dia PVC SWR pipes
| a. 110 mm dia pvc SWR pipe | 8 | 717.55 | Rmt | 5740.4
| b. 75 mm dia pvc SWR pipe | 6 | 600.25 | Rmt | 3601.5
66 | Supplying, Laying & Concealing the 50mm dia PVC ( SWR) pipe with ISI mark type - 'B' with relevant specials. | 4.5 | 114.45 | Rmt | 515.025
67 | Supply and delivery of 3 Phase 2HP Monoblock motor pumpset (P.112/PWD SR 2023-24) | 1 | 12240 | No | 12240
68 | Supply and delivery of three Phase DOL starter for monoblock pumpset (P.115/TWAD SR 2022-23) | 1 | 5641 | No | 5641
69 | Labour charges for erection of upto 3HP monoblock pumpset (P.307/TWAD SR 2022-23) | 1 | 8131.2 | No | 8131.2
70 | Run off mains with 2 wires of 2.5 Sqmm copper PVC insulated unsheathed single core cable(OPEN WIRING) | 30 | 149.4 | Rmt | 4482
71 | Removing of existing damaged electrical wires (Quotation) | 96 | 100 | No | 9600
72 | Supplying & Laying of 110 mm dia Rain water down fall pipe | 25.6 | 347.53 | Rmt | 8896.768
73 | Supplying & Laying 8 SWG GI wire | 12 | 27.13 | Rmt | 325.56
74 | Providing Earthing station | 1 | 2997.6 | No | 2997.6
| Sub Total I |  |  |  | 954116.7155
75 | CGST & SGST @ 18% |  |  |  | 171741.0088
| SubTotal II |  |  |  | 1125857.7243
76 | Provision for Septic tank cleaning |  |  |  | 9400
| SubTotal III |  |  |  | 1135257.7243
77 | Labour welfare fund @ 1% |  |  |  | 9541.1672
78 | Supervision charges @ 7.5% |  |  |  | 85144.3293
| TOTAL |  |  |  | 1229943.2208
|  |  | Say | 12.2994 | Lakhs |  | 1229944
12.3
0.00056779

## Detail
TAMILNADU POLICE HOUSING CORPORATION LIMITED
TIRUNELVELI DIVISION
Name of Work:- Special Repair works to Marine Police station at Kanyakumari in Kanyakumari District.
DETAILED ESTIMATE
Sl No | Description | Nos |  |  | L | B | D | Qty. | Unit
1 | Dismantling existing damaged Floor finish and dadooing walls in cement mortar with Mosaic Tiles / Glazed Tiles / Clay Tiles / Cuddapah Slabs
| Ins. Toilet | 1 | 1 | 1 | 1.33 | 2.4 |  | 3.192
| Wall | 1 | 1 | 1 | 7.46 |  | 1.5 | 11.19
| Lock up toilet (W) | 1 | 1 | 1 | 1.1 | 0.9 |  | 0.99
| Wall | 1 | 1 | 1 | 4 |  | 1.35 | 5.4
| Lock up toilet (M) | 1 | 1 | 1 | 1.1 | 0.9 |  | 0.99
| Wall | 1 | 1 | 1 | 4 |  | 1.35 | 5.4
| FF toilet | 1 | 2 | 1 | 2 | 1.14 |  | 4.56
| Wall | 1 | 2 | 1 | 6.28 |  | 1.5 | 18.84
| Passage | 1 | 1 | 1 | 1.69 | 2.4 |  | 4.056
| Wall | 1 | 1 | 1 | 8.18 |  | 1.5 | 12.27
| D/F D1 | 1 | 1 | 1 | 1 |  | 1.5 | -1.5
| D/F D4 | 1 | 2 | 1 | 0.75 |  | 1.35 | -2.025
| D/F D5 | 1 | 3 | 1 | 0.75 |  | 1.5 | -3.375
[7 empty] | Total | 59.988
[7 empty] | Say | 60 | m²
2 | Dismantling existing damaged One Course of Pressed Tile Roof finish in cement mortar
| Terrace over porch | 1 | 1 | 1 | 4.58 | 4.55 |  | 20.839
| Skirting | 1 | 1 | 1 | 18.26 |  | 0.23 | 4.1998
| Below water tank | 1 | 1 | 1 | 2.4 | 1.5 |  | 3.6
| Skirting | 1 | 4 | 1 | 1.5 |  | 0.23 | 1.38
[7 empty] | Total | 30.0188
[7 empty] | Say | 30.1 | m²
3 | Supplying and laying of pressed tiles
| Terrace over porch | 1 | 1 | 1 | 4.58 | 4.55 |  | 20.839
| Skirting | 1 | 1 | 1 | 18.26 |  | 0.23 | 4.1998
| Rear side | 1 | 1 | 1 | 3.8 | 2.4 |  | 9.12
| Skirting | 1 | 1 | 1 | 12.4 |  | 0.23 | 2.852
| Below water tank | 1 | 1 | 1 | 2.4 | 1.5 |  | 3.6
[7 empty] | Total | 40.6108
[7 empty] | Say | 40.7 | m² | 24
4 | Pointing with CM 1:3 for pressed tiles
| Terrace | 1 | 1 | 1 | 7.83 | 6.28 |  | 49.1724
|  | 1 | 1 | 1 | 4.03 | 3.65 |  | 14.7095
| Skirting | 1 | 1 | 1 | 37.83 |  | 0.23 | 8.7009
| Rear Low terrace (FF) | 1 | 1 | 1 | 7.83 | 2.4 |  | 18.792
| Skirting | 1 | 1 | 1 | 20.46 |  | 0.23 | 4.7058
[7 empty] | Total | 96.0806
[7 empty] | Say | 96.1 | m²
5 | Supplying and fixing of Colour glazed tiles
| Ins. Toilet | 1 | 1 | 1 | 7.46 |  | 1.5 | 11.19
| Lock up toilet (W) | 1 | 1 | 1 | 4 |  | 1.35 | 5.4
| Lock up toilet (M) | 1 | 1 | 1 | 4 |  | 1.35 | 5.4
| FF toilet | 1 | 2 | 1 | 6.28 |  | 1.5 | 18.84
| Passage | 1 | 1 | 1 | 8.18 |  | 1.5 | 12.27
| D/F D1 | 1 | 1 | 1 | 1 |  | 1.5 | -1.5
| D/F D4 | 1 | 2 | 1 | 0.75 |  | 1.35 | -2.025
| D/F D5 | 1 | 3 | 1 | 0.75 |  | 1.5 | -3.375
[7 empty] | Total | 46.2
[7 empty] | Say | 46.2 | m²
6 | Supplying and laying of Ceramic tiles (Anti-skid) for flooring
| Ins. Toilet | 1 | 1 | 1 | 1.33 | 2.4 |  | 3.192
| Lock up toilet (W) | 1 | 1 | 1 | 1.1 | 0.9 |  | 0.99
| Lock up toilet (M) | 1 | 1 | 1 | 1.1 | 0.9 |  | 0.99
| FF toilet | 1 | 2 | 1 | 2 | 1.14 |  | 4.56
| Passage | 1 | 1 | 1 | 1.69 | 2.4 |  | 4.056
[7 empty] | Total | 13.788
[7 empty] | Say | 13.8 | m²
7 | Supply & fixing of UPVC windows
| In Inspector room-W | 1 | 1 | 2 | 1.35 |  | 1.35 | 3.645
| In Communication room-W | 1 | 1 | 2 | 1.35 |  | 1.35 | 3.645
| In Reception-GW | 1 | 1 | 2 | 1.35 |  | 2.1 | 5.67
| W | 1 | 1 | 1 | 1.35 |  | 1.35 | 1.8225
| Arms & Ammunition-W | 1 | 1 | 1 | 1.35 |  | 1.35 | 1.8225
| In Rest room ( M)-W | 1 | 1 | 2 | 1.35 |  | 1.35 | 3.645
| In Rest room ( W)-W | 1 | 1 | 2 | 1.35 |  | 1.35 | 3.645
| In SI-W | 1 | 1 | 2 | 1.35 |  | 1.35 | 3.645
[7 empty] | Total | 27.54
[7 empty] | Say | 27.6 | m2
8 | Supply & fixing of UPVC Ventilator
| In Toilets V1 | 1 | 1 | 3 | 0.9 |  | 0.6 | 1.62
[7 empty] | Say | 1.7 | m2
9 | TW styles & rails with 9mm thick BWR single leaf shutters with brass screws size of 1000 x 2100 mm
| Door D1 | 1 | 1 | 3 | 1 |  | 2.1 | 6.3
[7 empty] | Say | 6.3 | m2
10 | Supply & Fixing of MS ventilator of size ( lockup)
a.MS Ventilator of Size 1350 x 600mm
| V | 1 | 1 | 3 | 1.35 |  | 0.6 | 2.43
[7 empty] | Say | 2.5 | m2
11 | Providing Form Work for RCC works
b. Plain surfaces such as roof slab, floor slab, beams, lintel, loft, sill slab, staircase waist, portico slab and other similar works
| Lintel over Mid landing Jally | 1 | 2 | 1 | 1.2 | 0.23 |  | 0.552
| Sides | 1 | 2 | 2 | 1.66 |  | 0.15 | 0.996
[7 empty] | Total | 1.548
[7 empty] | Say | 1.6 | m2
c. For square and rectangular coloumns and small quantities such as sunshades and other similar works
| S/S over Mid landing Jally | 1 | 2 | 1 | 1.66 | 0.6 |  | 1.992
| Sides | 1 | 2 | 2 | 0.6 |  | 0.063 | 0.1512
[7 empty] | Total | 2.1432
[7 empty] | Say | 2.2 | m2
12 | Providing and laying of Standardized concrete mix M30 grade, using 20 mm HBG metal and 10-12 mm chips.
a) In Ground Floor
| Lintel over Mid landing Jally | 1 | 1 | 1 | 1.66 | 0.23 | 0.15 | 0.05727
| S/S | 1 | 1 | 1 | 1.66 | 0.6 | 0.063 | 0.062748
[7 empty] | Total | 0.12002
[7 empty] | Say | 0.2 | m³
b) In First Floor
| Lintel over Mid landing Jally | 1 | 1 | 1 | 1.66 | 0.23 | 0.15 | 0.05727
| S/S | 1 | 1 | 1 | 1.66 | 0.6 | 0.063 | 0.062748
[7 empty] | Total | 0.12002
[7 empty] | Say | 0.2 | m³
13 | Supplying,Fabricating and placing in position of MS/RTS
| M30 concrete Qty. |  |  |  | 0.4 | X | 100 | 40 | Kg
[8 empty] | 0.04 | MT
[7 empty] | Say | 0.04 | MT
14 | Applying one coat of anti-corrosive treatment on steel reinforcement rods
| Same as Steel qty. | [6 empty] | 0.04 | MT
15 | Supplying & fixing of Terra cotta jolly (not less than 50mm)
a. In Ground Floor
| Mid landing Jally | 1 | 1 | 1 | 1.2 |  | 1.05 | 1.26
[7 empty] | Say | 1.3 | m2
b. In First Floor
| Mid landing Jally | 1 | 1 | 1 | 1.2 |  | 1.05 | 1.26
[7 empty] | Say | 1.3 | m2
16 | Brick work in C.M. 1:6 using Kiln Burnt Country bricks of size 22 x 11 x 7 cm
a. In Ground Floor
| Over Mid landing Jally | 1 | 1 | 1 | 1.66 | 0.23 | 0.15 | 0.05727
[7 empty] | Say | 0.1 | m³
b. In First Floor
| Over Mid landing Jally | 1 | 1 | 1 | 1.66 | 0.23 | 0.15 | 0.05727
[7 empty] | Say | 0.1 | m³
17 | Plastering in cm 1:5, 12mm thick
| Pvc tank alround | 1 | 2 | 3.14 | 1.5 |  | 0.53 | 4.9926
| Parapet inner | 1 | 8 | 2 | 6 | 0.23 |  | 22.08
| W sides | 4 | 6 | 1 | 0.5 |  | 0.5 | 6
| S/S top over Mid landing jally | 1 | 2 | 1 | 1.66 | 0.6 |  | 1.992
| faces | 1 | 2 | 1 | 1.66 |  | 0.3 | 0.996
| Sides | 1 | 2 | 2 | 1.66 |  | 0.063 | 0.41832
[7 empty] | Total | 36.4789
[7 empty] | Say | 36.5 | m²
18 | Plastering in cm 1:3, 10mm thick
| S/S bottom over Mid landing jally | 1 | 2 | 1 | 1.66 | 0.6 |  | 1.992
[7 empty] | Say | 2 | m²
19 | Wiring with 1.5 sqmm PVC insulated single core multi strand fire retardant flexible copper cable with ISI mark (without PVC rigid conduit pipe and specials)
a. Light point with ceiling rose
| Reception | 1 | 4 | 1 |  |  |  | 4
| Verandah | 1 | 1 | 1 |  |  |  | 1
| Computer room | 1 | 2 | 1 |  |  |  | 2
| Inspector room | 1 | 1 | 1 |  |  |  | 1
| Writer | 1 | 1 | 1 |  |  |  | 1
| Rest room (M) | 1 | 1 | 1 |  |  |  | 1
| Rest room (W) | 1 | 1 | 1 |  |  |  | 1
| SI | 1 | 2 | 1 |  |  |  | 2
| Lobby | 1 | 2 | 1 |  |  |  | 2
| Store | 1 | 1 | 1 |  |  |  | 1
| Pump room | 1 | 2 | 1 |  |  |  | 2
| Street light | 1 | 5 | 1 |  |  |  | 5
| Exhaust | 1 | 3 | 1 |  |  |  | 3
| Bulk head | 1 | 4 | 1 |  |  |  | 4
[7 empty] | Total | 30 | Nos
b. Light point without ceiling rose
| Reception | 1 | 2 | 1 |  |  |  | 2
| Verandah | 1 | 3 | 1 |  |  |  | 3
| Computer room | 1 | 2 | 1 |  |  |  | 2
| Inspector room | 1 | 1 | 1 |  |  |  | 1
| Toilet | 1 | 1 | 1 |  |  |  | 1
| Writer | 1 | 1 | 1 |  |  |  | 1
| Rest room (M) | 1 | 1 | 1 |  |  |  | 1
| Rest room (W) | 1 | 1 | 1 |  |  |  | 1
| Toilet | 1 | 1 | 1 |  |  |  | 1
| Comm. Toilet | 1 | 1 | 1 |  |  |  | 1
| Passage | 1 | 1 | 1 |  |  |  | 1
| SI | 1 | 1 | 1 |  |  |  | 1
| Lobby | 1 | 1 | 1 |  |  |  | 1
| Store | 1 | 1 | 1 |  |  |  | 1
| Lock up rear | 1 | 2 | 1 |  |  |  | 2
| Pump room | 1 | 1 | 1 |  |  |  | 1
[7 empty] | Total | 21 | Nos
c. Calling bell point with Buzzer/Calling bell
| GF&FF | 1 | 2 | 1 |  |  |  | 2 | Nos
20 | Wiring with 1.5 sqmm PVC insulated single core multi strand fire retardant flexible copper cable with ISI mark confirming IS: 694:1990 for Fan point. (without PVC rigid conduit pipe and specials)
| Reception | 1 | 1 | 1 |  |  |  | 1
| Computer room | 1 | 1 | 1 |  |  |  | 1
| Inspector room | 1 | 1 | 1 |  |  |  | 1
| Writer | 1 | 1 | 1 |  |  |  | 1
| Rest room (M) | 1 | 1 | 1 |  |  |  | 1
| Rest room (W) | 1 | 1 | 1 |  |  |  | 1
| SI | 1 | 2 | 1 |  |  |  | 2
| Lobby | 1 | 1 | 1 |  |  |  | 1
| Store | 1 | 1 | 1 |  |  |  | 1
[7 empty] | Total | 10 | Nos
21 | Wiring with 1.5 sqmm PVC insulated single core multi strand fire retardant flexible copper cable with ISI mark confirming IS: 694:1990 for 5 amps 5 pin plug socket point @ Switch Board Itself. (without PVC rigid conduit pipe and specials)
| Reception | 1 | 1 | 1 |  |  |  | 1
| Computer room | 1 | 1 | 1 |  |  |  | 1
| Inspector room | 1 | 1 | 1 |  |  |  | 1
| WC | 1 | 1 | 1 |  |  |  | 1
| Writer | 1 | 1 | 1 |  |  |  | 1
| Rest room (M) | 1 | 1 | 1 |  |  |  | 1
| Rest room (W) | 1 | 1 | 1 |  |  |  | 1
| SI | 1 | 2 | 1 |  |  |  | 2
| Lobby | 1 | 1 | 1 |  |  |  | 1
| Toilet & passage | 1 | 3 | 1 |  |  |  | 3
| Store | 1 | 1 | 1 |  |  |  | 1
| Pump room | 1 | 1 | 1 |  |  |  | 1
[7 empty] | Total | 15 | Nos
22 | Wiring with 1.5 sqmm PVC insulated single core multi strand fire retardant flexible copper cable with ISI mark confirming IS: 694:1990 for 5 amps 5 pin plug socket point @ Convenient Places. (without PVC rigid conduit pipe and specials)
| Computer room | 1 | 2 | 1 |  |  |  | 2
| Inspector room | 1 | 2 | 1 |  |  |  | 2
| Writer | 1 | 1 | 1 |  |  |  | 1
| Rest room (M) | 1 | 2 | 1 |  |  |  | 2
| Rest room (W) | 1 | 2 | 1 |  |  |  | 2
| SI | 1 | 2 | 1 |  |  |  | 2
[7 empty] | Total | 11 | Nos
23 | Supply, assembling and fixing of 4' 18 Watts Crystal LED tube light with fittings
| In Reception | 1 | 2 | 1 |  |  |  | 2
| In Writer | 1 | 1 | 1 |  |  |  | 1
| In Rest room ( M) | 1 | 1 | 1 |  |  |  | 1
| In Rest room ( W) | 1 | 1 | 1 |  |  |  | 1
| Lobby | 1 | 1 | 1 |  |  |  | 1
| Pump room | 1 | 1 | 1 |  |  |  | 1
[7 empty] | Total | 7 | Nos
24 | Supplying & fixing of 9 watts LED bulb
| In Inspector room | 1 | 1 | 1 |  |  |  | 1
| In Communication room | 1 | 1 | 1 |  |  |  | 1
| In Verandah | 1 | 1 | 1 |  |  |  | 1
| Portico | 1 | 1 | 1 |  |  |  | 1
| In Reception | 1 | 1 | 1 |  |  |  | 1
| In Rest room ( M) | 1 | 1 | 2 |  |  |  | 2
| In Rest room ( W) | 1 | 1 | 2 |  |  |  | 2
| In SI | 1 | 1 | 1 |  |  |  | 1
| Lock up outer | 1 | 1 | 2 |  |  |  | 2
| Pump room | 1 | 1 | 1 |  |  |  | 1
| Lobby | 1 | 1 | 1 |  |  |  | 1
[7 empty] | Total | 14 | Nos
25 | Supplying & fixing of 12 W LED bulbs
| In Head room | 1 | 1 | 2 |  |  |  | 2
| In mid landing | 1 | 1 | 2 |  |  |  | 2
| Building front | 1 | 1 | 1 |  |  |  | 1
[7 empty] | Total | 5 | Nos
26 | Supplying and fixing of bulk head fitting suitable for 12 W LED bulbs
| In Head room | 1 | 1 | 2 |  |  |  | 2
| In mid landing | 1 | 1 | 2 |  |  |  | 2
| Building front | 1 | 1 | 1 |  |  |  | 1
[7 empty] | Total | 5 | Nos
27 | Supply and Fixing of 25W LED Street light Fittings (single)
| Building outer | 1 | 1 | 4 |  |  |  | 4
| Outer street light | 1 | 1 | 2 |  |  |  | 2
| Pump room | 1 | 1 | 1 |  |  |  | 1
[7 empty] | Total | 7 | Nos
28 | Supplying and fixing of MS Grills.
| Grill door in Head room | 1 | 1 | 1 | 0.9 | 35 | 2.1 | 66.15
| Pump room | 1 | 1 | 1 | 1 | 35 | 2.1 | 73.5
| W | 1 | 10 | 1 | 1.35 | 30 | 1.35 | 546.75
[7 empty] | Total | 686.4
[7 empty] | Say | 686.4 | Kg
29 | Applying one coat of Anti corrosive treatment for Window Grills
| Qty. same as item No. 39 | [6 empty] | 686.4
[7 empty] | Say | 0.686 | MT
30 | Supplying and fixing of 40Amps 30MA DP ELCB | 1 | 1 | 1 |  |  |  | 1 | No
31 | Supplying and fixing of 32 Amps MCB | 1 | 1 | 10 |  |  |  | 10 | Nos
32 | Supply & delivery of 3.5 core 35 sqmm Aluminium armoured LT/UG cable
| From EB pole to Building | 1 | 1 | 1 | 60 |  |  | 60 | Rmt
33 | Labour charges for laying UG cable
a) Below Ground level
| From EB pole to Building | 1 | 1 | 1 | 45 |  |  | 45 | Rmt
b) Above Ground level
| Pole bottom to top | 1 | 1 | 1 | 12 |  |  | 12
| GL to EB meter board | 1 | 1 | 1 | 3 |  |  | 3
[7 empty] | Total | 15 | Rmt
34 | Supply & laying of following dia PVC pipe
a) 63 mm dia PVC pipe
| From EB pole to Building | 1 | 1 | 1 | 57 |  |  | 57 | Rmt
35 | Supply &fixing of cable gland suitable for 3.5 core 35 sqmm pvc armoured ALT UG cable including cost of material etc complete | 1 | 2 | 1 |  |  |  | 2 | Nos
36 | Supply &fixing of Aluminium lugs suitable
| a) for 35 sqmm lug (ring /Pin type) | 3 | 2 | 1 |  |  |  | 6 | Nos
37 | Supply and Fixing 3 nos of 100 Amps Aerial board 500 volts Grade porcelin Fuse
| From EB pole | 1 | 1 | 1 |  |  |  | 1 | No
38 | Supply and Fixing 3 nos of 63 Amps Aerial board 500 volts Grade porcelin Fuse unit
| Building | 1 | 1 | 1 |  |  |  | 1 | No
39 | Supplying and fixing of 65 mm dia MS Clamp set
| From EB pole | 1 | 2 | 1 |  |  |  | 2 | Nos
40 | Supply and delivery of 48" (1200 mm) Fan with ISI mark with Eletronic Dimmer
| For Rest room | 1 | 1 | 1 |  |  |  | 1
| Writer room | 1 | 2 | 1 |  |  |  | 2
[7 empty] | Total | 3 | Nos
41 | Charges of assembling and fixing of ceiling fan of different sweep etc.,
| Qty. same as Item No.13 | [6 empty] | 3 | Nos
42 | Supplying & fixing of 15 Amps Power plug
| For SI, Computer room, Ins, writer & Rest room switches | 1 | 7 | 1 |  |  |  | 7 | Nos
43 | Supplying and fixing of 15mm dia Engineering Polymer Tap (long body ) for coastal area only
| In Toilets | 1 | 1 | 1 |  |  |  | 1
| Building outer | 1 | 1 | 1 |  |  |  | 1
[7 empty] | Total | 2 | Nos
44 | White washing three coats using clear shell lime
| S/S bottom over Mid landing jally | 1 | 2 | 1 | 1.66 | 0.6 |  | 1.992
[7 empty] | Say | 2 | m²
45 | White washing one coat using clear shell lime
In GF
| Ceiling over Ins & Communication | 1 | 1 | 2 | 3.8 | 3.65 |  | 27.74
| Over Verandah | 1 | 1 | 1 | 4.58 | 1.62 |  | 7.4196
| Reception & Writer | 1 | 1 | 1 | 4.58 | 7.29 |  | 33.3882
| Arms & Ammunition | 1 | 1 | 1 | 3.8 | 2.4 |  | 9.12
| Lockup (M & W) | 1 | 1 | 2 | 3.8 | 2.4 |  | 18.24
| Toilet | 1 | 1 | 1 | 1.33 | 2.4 |  | 3.192
| Waist slab | 1 | 1 | 2 | 2.59 | 1.2 |  | 6.216
| Portico | 1 | 1 | 1 | 5.04 | 4.55 |  | 22.932
In FF
| Rest room ( M & W) | 1 | 1 | 2 | 3.8 | 3.65 |  | 27.74
| SI | 1 | 1 | 1 | 3.8 | 2.65 |  | 10.07
| Lobby | 1 | 1 | 1 | 3.8 | 3.63 |  | 13.794
| Store | 1 | 1 | 1 | 3.8 | 2.4 |  | 9.12
| Mid landing | 1 | 1 | 1 | 1.33 | 2.4 |  | 3.192
| Waist slab | 1 | 1 | 2 | 2.59 | 1.2 |  | 6.216
| Toilet | 1 | 1 | 1 | 1.69 | 2.4 |  | 4.056
| Toilet ( M & W) | 1 | 1 | 2 | 2 | 1.14 |  | 4.56
| Rear proj. | 1 | 1 | 1 | 2.4 | 1 |  | 2.4
| Head room | 1 | 1 | 1 | 3.8 | 2.4 |  | 9.12
| S/S over W | 1 | 1 | 11 | 1.81 | 0.6 |  | 11.946
| S/S over D1 in FF | 1 | 1 | 1 | 3.18 | 0.6 |  | 1.908
| S/S over Head room door | 1 | 1 | 1 | 1.46 | 0.6 |  | 0.876
| Pump room | 3.14 | 1 | 0.25 | 2.4 | 2.4 |  | 4.5216
| Pump room S/S over D | 1 | 1 | 1 | 1.46 | 0.6 |  | 0.876
[7 empty] | Total | 238.6434
[7 empty] | Say | 238.7 | m2
46 | Painting the old walls with one coat of OBD
| Ins & Communication inner alround | 1 | 1 | 2 | 14.9 |  | 3.08 | 91.784
| D/F D1 | 1 | 1 | 2 | 1 |  | 2 | -4
| D/F W | 1 | 1 | 2 | 1.35 |  | 1.35 | -3.645
| D/F D5 | 1 | 1 | 1 | 0.75 |  | 2 | -1.5
| Soffits of D1 | 1 | 1 | 2 | 5 | 0.12 |  | 1.2
| Soffits of D5 | 1 | 1 | 1 | 4.75 | 0.18 |  | 0.855
| Soffits of W | 1 | 1 | 2 | 5.4 | 0.18 |  | 1.944
| Verandah | 1 | 1 | 1 | 7.82 |  | 3.08 | 24.0856
| D/F MD | 1 | 1 | 1 | 1.5 |  | 2 | -3
| D/F GW | 1 | 1 | 2 | 0.6 |  | 1.8 | -2.16
| Soffits of MD | 1 | 1 | 1 | 5.5 | 0.1 |  | 0.55
| Soffits of GW | 1 | 1 | 2 | 4.8 | 0.18 |  | 1.728
| Reception & Writer | 1 | 1 | 1 | 23.74 |  | 3.08 | 73.1192
| D/F MD | 1 | 1 | 1 | 1.5 |  | 2 | -3
| D/F D1 | 1 | 1 | 3 | 1 |  | 2 | -6
| D/F D2 | 1 | 1 | 2 | 1 |  | 2 | -4
| D/F GW | 1 | 1 | 2 | 0.6 |  | 1.8 | -2.16
| S/C Opening | 1 | 1 | 1 | 2.4 |  | 3 | -7.2
| Writer inner | 1 | 1 | 1 | 8.88 |  | 2.4 | 21.312
| Outer | 1 | 1 | 1 | 9.11 |  | 2.1 | 19.131
| D/F GD | 1 | 2 | 2 | 1 |  | 2.1 | -4.2
| D/F Grill | 1 | 1 | 2 | 1.5 |  | 1.35 | -4.05
|  | 1 | 1 | 1 | 2.65 |  | 1.35 | -3.5775
| Soffits of GD | 1 | 1 | 2 | 3.2 | 0.12 |  | 0.768
| Soffits of Grill | 1 | 1 | 2 | 5.7 | 0.23 |  | 2.622
|  | 1 | 1 | 1 | 8 | 0.23 |  | 1.84
| Arms & Ammunition | 1 | 1 | 1 | 12.4 |  | 3.08 | 38.192
| D/F D1 | 1 | 1 | 1 | 1 |  | 2 | -2
| D/F W | 1 | 1 | 1 | 1.35 |  | 1.35 | -1.8225
| Soffits of D1 | 1 | 1 | 1 | 5 | 0.12 |  | 0.6
| Soffits of W | 1 | 1 | 1 | 5.4 | 0.18 |  | 0.972
| Lockup (M & W) | 1 | 1 | 2 | 12.4 |  | 3.18 | 78.864
| Lock up outer | 1 | 1 | 2 | 2.23 |  | 1.35 | 6.021
| Top | 1 | 1 | 2 | 2.12 | 0.12 |  | 0.5088
| Inner | 1 | 1 | 2 | 2 |  | 0.9 | 3.6
| D/F D2 | 1 | 1 | 2 | 1 |  | 2.1 | -4.2
| D/F D4 | 1 | 1 | 2 | 0.75 |  | 1.35 | -2.025
| D/F V2 | 1 | 1 | 2 | 0.9 |  | 0.6 | -1.08
| Soffits of D2 | 1 | 1 | 2 | 5.2 | 0.23 |  | 2.392
| Soffits of D4 | 1 | 2 | 2 | 1.35 | 0.12 |  | 0.324
| Soffits of V2 | 1 | 1 | 2 | 3 | 0.18 |  | 1.08
| Toilet | 1 | 1 | 1 | 7.46 |  | 0.6 | 4.476 |  |  | 2.59
| D/F D5 | 1 | 1 | 1 | 0.75 |  | 0.6 | -0.45 |  |  | 2.59
| D/F V1 | 1 | 1 | 1 | 0.9 |  | 0.6 | -0.54 |  |  | 2.4
| Soffits of V1 | 1 | 1 | 1 | 3 | 0.18 |  | 0.54
| S/C | 1 | 1 | 1 | 7.58 |  | 2.15 | 16.297
|  | 1 | 1 | 1 | 10.46 |  | 1.15 | 12.029
| Ramp side | 1 | 1 | 1 | 7.33 |  | 0.75 | 5.4975
| Hand rail | 1 | 1 | 2 | 11.5 |  | 0.8 | 18.4
| Top | 1 | 1 | 1 | 11.5 | 0.1 |  | 1.15
In FF
| Rest room ( M & W) | 1 | 1 | 2 | 14.9 |  | 3.08 | 91.784
| D/F D1 | 1 | 1 | 2 | 1 |  | 2 | -4
| D/F W | 1 | 2 | 2 | 1.35 |  | 1.35 | -3.645
| D/F D5 | 1 | 1 | 1 | 0.75 |  | 2 | -1.5
| Soffits of D1 | 1 | 1 | 2 | 5 | 0.12 |  | 1.2
| Soffits of D5 | 1 | 1 | 1 | 4.75 | 0.18 |  | 0.855
| Soffits of W | 1 | 2 | 2 | 5.4 | 0.18 |  | 1.944
| C/B support wall | 1 | 4 | 2 | 0.45 |  | 2.1 | 1.89
| Top | 1 | 1 | 2 | 1.8 | 0.45 |  | 1.62
| SI | 1 | 1 | 1 | 12.9 |  | 3.08 | 39.732
| D/F D1 | 1 | 1 | 1 | 1 |  | 2 | -2
| D/F W | 1 | 1 | 2 | 1.35 |  | 1.35 | -3.645
| Soffits of D1 | 1 | 1 | 1 | 5 | 0.12 |  | 0.6
| Soffits of W | 1 | 1 | 2 | 5.4 | 0.18 |  | 1.944
| Lobby | 1 | 1 | 1 | 14.86 |  | 3.08 | 45.7688
| D/F D1 | 1 | 1 | 5 | 1 |  | 2 | -10
| S/C Opening | 1 | 1 | 1 | 2.4 |  | 3 | -7.2
| Soffits of D1 | 1 | 1 | 2 | 5 | 0.12 |  | 1.2
| Store | 1 | 1 | 1 | 12.4 |  | 3.08 | 38.192
| D/F D1 | 1 | 1 | 1 | 1 |  | 2 | -2
| Soffits of D1 | 1 | 1 | 1 | 5 | 0.12 |  | 0.6
| S/C | 1 | 1 | 1 | 10.46 |  | 3.3 | 34.518
| Toilet | 1 | 1 | 1 | 8.18 |  | 1.65 | 13.497
| D/F D1 | 1 | 1 | 1 | 1 |  | 2 | -2
| D/F D5 | 1 | 1 | 1 | 0.75 |  | 2 | -1.5
| D/F V1 | 1 | 1 | 1 | 0.9 |  | 0.6 | -0.54
| Soffits of V1 | 1 | 1 | 1 | 3 | 0.18 |  | 0.54
| Toilet ( M & W) | 1 | 1 | 2 | 6.28 |  | 1.65 | 20.724
| D/F D5 | 1 | 1 | 2 | 0.75 |  | 2 | -3
| D/F V1 | 1 | 1 | 2 | 0.9 |  | 0.6 | -1.08
| Soffits of D5 | 1 | 1 | 2 | 4.75 | 0.18 |  | 1.71
| Soffits of V1 | 1 | 1 | 2 | 3 | 0.18 |  | 1.08
| Head room | 1 | 1 | 1 | 12.4 |  | 2.1 | 26.04
| D/F GD | 1 | 1 | 1 | 1 |  | 2.1 | -2.1
| Soffits of GD | 1 | 1 | 1 | 5.2 | 0.12 |  | 0.624
| Pump room | 3.14 | 1 | 1 | 2.4 |  | 2.1 | 15.8256
| D/F GD | 1 | 1 | 1 | 1 |  | 2.1 | -2.1
| Soffits of GD | 1 | 1 | 1 | 5.2 | 0.12 |  | 0.624
[7 empty] | Total | 667.4745
[7 empty] | Say | 667.5 | m2
47 | Painting the new walls with two coats of Plastic emulsion paint.
| Pvc tank alround | 1 | 2 | 3.14 | 1.5 |  | 0.53 | 4.9926
| Parapet inner | 1 | 8 | 2 | 6 | 0.23 |  | 22.08
| W sides | 4 | 6 | 1 | 0.5 |  | 0.5 | 6
| S/S top over Mid landing jally | 1 | 2 | 1 | 1.66 | 0.6 |  | 1.992
| faces | 1 | 2 | 1 | 1.66 |  | 0.3 | 0.996
| Sides | 1 | 2 | 2 | 1.66 |  | 0.063 | 0.41832
[7 empty] | Total | 36.4789
[7 empty] | Say | 36.5 | m²
48 | Painting the old walls with one coat of Plastic emulsion paint.
| Paraper over Portico | 1 | 1 | 1 | 13.45 |  | 1.12 | 15.064
| Paraper in FF | 1 | 1 | 1 | 11.01 |  | 1 | 11.01
| Top | 1 | 1 | 1 | 11.24 | 0.23 |  | 2.5852
| Paraper in SF | 1 | 1 | 1 | 43.58 |  | 1 | 43.58
| Pillar Proj. | 1 | 16 | 2 | 0.12 |  | 1 | 3.84
| Top | 1 | 1 | 1 | 44.04 | 0.12 |  | 5.2848
| Pillar Top | 1 | 16 | 2 | 0.23 | 0.12 |  | 0.8832
| Pillar faces | 1 | 24 | 2 | 0.12 |  | 1 | 5.76
| S/S over W | 1 | 2 | 11 | 1.81 | 0.6 |  | 23.892
| S/S over D1 in FF | 1 | 2 | 1 | 3.18 | 0.6 |  | 3.816
| S/S over Head room door | 1 | 2 | 1 | 1.46 | 0.6 |  | 1.752
| Pump room S/S over D | 1 | 2 | 1 | 1.46 | 0.6 |  | 1.752
| Rear proj. | 1 | 1 | 1 | 4.4 |  | 0.8 | 3.52
| Border Building alround | 1 | 1 | 1 | 44.94 |  | 0.15 | 6.741
| Rear side border | 1 | 1 | 1 | 11.04 |  | 0.15 | 1.656
| Portico Border | 1 | 1 | 1 | 13.91 |  | 0.15 | 2.0865
| Pump room | 1 | 1 | 1 | 8.98 |  | 0.15 | 1.347
[7 empty] | Total | 134.5697
[7 empty] | Say | 134.6 | m2
49 | Painting one coat of enamel paint for old wood work.
| Door, D1 | 1 | 1 | 7 | 1 |  | 2.1 | 14.7
[7 empty] | Say | 14.7 | m2
50 | Painting two coats of enamel paint for new wood work.
| Door, D1 | 1 | 1 | 3 | 1 |  | 2.1 | 6.3
[7 empty] | Say | 6.3 | m2
51 | Painting with one coat of best varnishing for old wood work
| Main Door | 1 | 1 | 1 | 1.5 | 2 | 2.1 | 6.3
[7 empty] | Total | 6.3 | m²
52 | Painting two coats over old iron works with second class synthetic enamel paint
| Windows | 1 | 1 | 1 | 1.35 |  | 1.35 | 1.8225
| In Reception GW | 1 | 1 | 2 | 1.2 |  | 1.8 | 4.32
| Arms & Ammunition | 1 | 1 | 2 | 1.54 |  | 1.35 | 4.158
|  | 1 | 1 | 2 | 0.9 |  | 0.75 | 1.35
|  | 1 | 1 | 1 | 2.65 |  | 1.35 | 3.5775
| Lock up Door | 1 | 1 | 2 | 1 |  | 2.1 | 4.2
[7 empty] | Total | 17.6055
[7 empty] | Say | 17.7 | m2
53 | Painting two coats over new iron works with second class synthetic enamel paint
| Grill door in Head room | 1 | 1 | 1 | 0.9 |  | 2.1 | 1.89
| Pump room door | 1 | 1 | 1 | 1 |  | 2.1 | 2.1
| W | 1 | 1 | 10 | 1.35 |  | 1.35 | 18.225
| Ventilator | 1 | 1 | 2 | 1.35 |  | 0.6 | 1.62
[7 empty] | Total | 23.835
[7 empty] | Say | 23.9 | m2
54 | Supplying and fixing of 48W Focus light Fittings
| Front side | 1 | 1 | 1 |  |  |  | 1
[7 empty] | say | 1 | No
55 | Supply and erection of Tubular lamp, using 65 mm dia GI pipe 'B' class pipe with ISI mark
| Front side | 1 | 2 | 1 |  |  |  | 2
[7 empty] | say | 2 | Nos
56 | Supplying & laying of 25 mm dia pvc pipe
| Front side | 1 | 1 | 1 | 25 |  |  | 25
| Main to pump room | 1 | 1 | 1 | 25 |  |  | 25
[7 empty] | Total | 50
[7 empty] | say | 50 | Rmt
57 | Run off mains with 2 wires of 6 Sqmm copper PVC insulated unsheathed single core cable
| Front side | 1 | 1 | 1 | 25 |  |  | 25
[7 empty] | Total | 25
[7 empty] | say | 25 | Rmt
58 | Supply and fixing of UPVC doors
| D4 | 1 | 1 | 2 | 0.75 |  | 1.35 | 2.025
| D5 | 1 | 1 | 3 | 0.75 |  | 2.1 | 4.725
[7 empty] | Total | 6.75
[7 empty] | say | 6.8 | m²
59 | S & F of Indian Water closet white glazed (Oriya type) of size 580 x 440mm with PVC SWR grade ' P' or "S' trap - in G.F.
| Lockup | 1 | 2 | 1 |  |  |  | 2
[7 empty] | Total | 2
[7 empty] | say | 2 | Nos
60 | S & F of Indian Water closet white glazed (Oriya type) of size 580 x 440mm with PVC SWR grade ' P' or "S' trap- Other than G.F.
| Rest room toilets | 1 | 2 | 1 |  |  |  | 2
[7 empty] | say | 2 | Nos
61 | S & F of E.W.C.(White) 500 mm with PVC SWR grade "P" or "S" TRAP
| INS room | 1 | 1 | 1 |  |  |  | 1
[7 empty] | say | 1 | No
62 | S/F of Wash basin
| INS room | 1 | 1 | 1 |  |  |  | 1
First floor
| Rest room toilet | 1 | 1 | 1 |  |  |  | 1
| Common toilet | 1 | 1 | 1 |  |  |  | 1
[7 empty] | Total | 3
[7 empty] | say | 3 | Nos
63 | Supply ,laying & jointing the following pipes as per ASTM D 1785 of schedule 40 with UPVC Specials
a. 32 mm dia
| Sump to OHT | 1 | 1 | 1 | 50 |  |  | 50 | Rmt
b. 25 mm dia
| FF Toilet & GF lock up | 1 | 1 | 1 | 14 |  |  | 14
| Ins Toilet & Lock up toilet | 1 | 1 | 1 | 17 |  |  | 17
[7 empty] | Total | 31
[7 empty] | say | 31 | Rmt
64 | Supply ,laying & jointing the following pipes as per ASTM D 1785 of schedule 40 with UPVC Specials
c. 20mm dia PVC water supply ASTM pipe (fully consealed in walls)
| Lockup room | 1 | 1 | 1 | 3 |  |  | 3
| Toilet | 1 | 1 | 1 | 3 |  |  | 3
[7 empty] | Total | 6
[7 empty] | say | 6 | Rmt
65 | Supply & laying of the following dia PVC SWR pipes
a. 110 mm dia pvc SWR pipe
| For Toilets | 1 | 3 | 1 | 2 |  |  | 6
| Lock up toilets | 1 | 2 | 1 | 1 |  |  | 2
[7 empty] | Total | 8
[7 empty] | say | 8 | Rmt
b. 75 mm dia pvc SWR pipe
| For Toilets | 1 | 3 | 1 | 2 |  |  | 6
[7 empty] | say | 6 | Rmt
66 | Supplying, Laying & Concealing the 50mm dia PVC ( SWR) pipe with ISI mark type - 'B' with relevant specials.
| For wash basin | 1 | 3 | 1 | 1.5 |  |  | 4.5
[7 empty] | say | 4.5 | Rmt
67 | Supply and delivery of 3 Phase 2HP Monoblock motor pumpset
| For Pump room | 1 | 1 | 1 |  |  |  | 1 | No
68 | Supply and delivery of three Phase panel board for monoblock pumpset
| For Pump room | 1 | 1 | 1 |  |  |  | 1 | No
69 | Labour charges for erection of upto 3HP monoblock pumpset
| For Pump room | 1 | 1 | 1 |  |  |  | 1 | No
70 | Run off mains with 2 wires of 2.5 Sqmm copper PVC insulated unsheathed single core cable
| Main to pump room | 1 | 1 | 1 | 30 |  |  | 30
[7 empty] | say | 30 | Rmt
71 | Removing of existing damaged electrical wires
| Extg. Light point with ceiling rose | [6 empty] | 30
| Extg. Light point without ceiling rose | [6 empty] | 21
| Extg. Calling bell point | [6 empty] | 2
| Extg. Fan point. | [6 empty] | 10
| Extg. Switch Board Itself. | [6 empty] | 15
| Extg. Convenient Places. | [6 empty] | 11
| Extg. 15 Amps | [6 empty] | 7
[7 empty] | Total | 96 | Nos
72 | Supplying & Laying of 110 mm dia Rain water down fall pipe
| FF terrace | 1 | 2 | 1 | 8.8 |  |  | 17.6
| GF terrace | 1 | 2 | 1 | 4 |  |  | 8
[7 empty] | Total | 25.6
[7 empty] | say | 25.6 | Rmt
73 | Supplying & Laying 8 SWG GI wire
| Earthing connection | 1 | 1 | 1 | 12 |  |  | 12
[7 empty] | Total | 12 | Rmt
74 | Providing Earthing station | 1 | 1 | 1 |  |  |  | 1
[7 empty] | Total | 1 | No
75 | CGST & SGST @ 18% | [6 empty] | LS
76 | Provision for Septic tank cleaning | [6 empty] | LS
77 | Labour welfarefund @ 1% | [6 empty] | LS
78 | Supervision charges @ 7.5% | [6 empty] | LS

## Data
TAMIL NADU POLICE HOUSING CORPORATION
======================================
PLACE:- |  | KANYAKUMARI | 2023-2024
- | - | - | - | - | -
QTY |  | COST OF MATERIALS | RATE | PER | AMOUNT
- | - | - | - | - | -
| * | CEMENT MORTAR(1:1.5)
-
0.96 | M.T | CEMENT | 6040 | M.T | 5798.4
1 | CUM | SAND | 1588.38 | CUM | 1588.38
1 | CUM | MIXING OF MORTAR | 116 | CUM | 116
| L.S | SUNDRIES |  | L.S | 0
-
|  | TOTAL FOR 1 CUM |  |  | 7502.78
-
| * | CEMENT MORTAR(1:2)
-
0.72 | M.T | CEMENT | 6040 | M.T | 4348.8
1 | CUM | SAND | 1588.38 | CUM | 1588.38
1 | CUM | MIXING OF MORTAR | 116 | CUM | 116
| L.S | SUNDRIES |  | L.S | 0
-
|  | TOTAL FOR 1 CUM |  |  | 6053.18
-
| * | CEMENT MORTAR(1:3)
-
0.48 | M.T | CEMENT | 6040 | M.T | 2899.2
1 | CUM | SAND | 1588.38 | CUM | 1588.38
1 | CUM | MIXING OF MORTAR | 116 | CUM | 116
| L.S | SUNDRIES |  | L.S | 0
-
|  | TOTAL FOR 1 CUM |  |  | 4603.58
-
| * | CEMENT MORTAR(1:4)
0.36 | M.T | CEMENT | 6040 | M.T | 2174.4
1 | CUM | SAND | 1588.38 | CUM | 1588.38
1 | CUM | MIXING OF MORTAR | 116 | CUM | 116
| L.S | SUNDRIES |  | L.S | 0
-
|  | TOTAL FOR 1 CUM |  |  | 3878.78
-
| * | CEMENT MORTAR(1:5)
-
0.288 | M.T | CEMENT | 6040 | M.T | 1739.52
1 | CUM | SAND | 1588.38 | CUM | 1588.38
1 | CUM | MIXING OF MORTAR | 116 | CUM | 116
| L.S | SUNDRIES |  | L.S | 0
-
|  | TOTAL FOR 1 CUM |  |  | 3443.9
-
| * | CEMENT MORTAR(1:6)
-
0.24 | M.T | CEMENT | 6040 | M.T | 1449.6
1 | CUM | SAND | 1588.38 | CUM | 1588.38
1 | CUM | MIXING OF MORTAR | 116 | CUM | 116
| L.S | SUNDRIES |  | L.S | 0
-
|  | TOTAL FOR 1 CUM |  |  | 3153.98
23.1. | * | S/F OF BWR PLYWOOD DOOR
SHUTTER WITH VERTICALS AND
TOP RAIL AND BOTTOM RAILS
WITH 9mm THICK MARINE GRADE
BWR PLYWOOD WITH
I.O FITTINGS AS PER SCHEDULE E
-
SHUTTER SIZE0-.8X2.05 =1.64M2
STYLES(OVER 2M) -1X2X2.05X0.075X0.0375=0.01153
-
RAILS(BELOW 2M)- 1X3X0.8X0.15X0.0375= 0.0135
PLANKS -1X1X0.625X0.64=0.40
|  | PLANKS -1X1X0.985X0.625=0.616 |  |  | 1.016M2
(a) |  | DOOR OF SIZE 900 X2100 MM
-
0.01153 | CUM | C.W.SCANTLING UPTO 4M length (PADAK) | 34300 | CUM | 395.48
0.0135 | CUM | C.W.SCANTLING UPTO 4M length (PADAK) | 34300 | CUM | 463.05
1.016 | SQM | Phenol bonded BWR Plywood 9mm | 387.4 | SQM | 393.6
1.64 | SQM | LABOUR CHARGE | 1281 | SQM | 2100.84
2 | NO. | 6"X1/2"ALU.TOWER BOLT | 64.8 | NO. | 129.6
3 | NO. | 5" ALU BUTT HINGES | 89.6 | NO. | 268.8
1 | NO. | 10"X5/8" ALU. ALDROP | 181 | NO. | 181
1 | NO. | NYLON BUSH | 7.3 | NO. | 7.3
1 | NO. | ALU.HANDLE WITH C.P.SCREWS | 57.65 | NO. | 57.65
1 | NO. | DOOR STOPPER | 49.55 | NO. | 49.55
-
|  | TOTAL FOR 1.64 SQM |  |  | 4046.87
-
|  | RATE PER SQM |  |  | 2467.6
=
(a) |  | DOOR OF SIZE 1000 X2100 MM
-
0.01153 | CUM | T.W.SCANTLING above 2M length | 111600 | CUM | 1286.75
0.0152 | CUM | T.W.SCANTLING below 2M length | 99400 | CUM | 1510.88
1.26 | SQM | Phenol bonded BWR Plywood 9mm | 387.4 | SQM | 488.12
1.845 | SQM | LABOUR CHARGE | 1281 | SQM | 2363.45
2 | NO. | 6"X1/2"ALU.TOWER BOLT | 64.8 | NO. | 129.6
3 | NO. | 5" ALU BUTT HINGES | 89.6 | NO. | 268.8
1 | NO. | 10"X5/8" ALU. ALDROP | 181 | NO. | 181
1 | NO. | NYLON BUSH | 7.3 | NO. | 7.3
1 | NO. | ALU.HANDLE WITH C.P.SCREWS 6" | 57.65 | NO. | 57.65
1 | NO. | DOOR STOPPER | 49.55 | NO. | 49.55
58 |  | brass screws | 2.41 |  | 139.78
|  | TOTAL FOR 1.845SQM |  |  | 6482.88
-
|  | RATE PER SQM |  |  | 3513.76
=
M.S VENTILATOR OF SIZE - 600 X 1350mm ( 1 No )
|  | ALROUND M.S FLAT OF SIZE 50 X 10mm = 3.9 M X 3.9 Kg/Met | 15.21 | KG
|  | SQUARE BARS OF SIZE 20 x 20mm = 12Nos X .6M 3.14 Kg/Met | 22.61 | KG
|  | M.S FLAT OF SIZE 25 X 6mm HORIZONTAL = 1 X 2 X 1.2 Kg/Met | 3.24 | KG
|  | VERTICAL = 1 X 3 X 0.6 X 1.2 Kg/Met | 2.16 | KG
============
43.22
============
43.22 | Kg | Steel | 70.15 | Kg | 3031.88
0.81 | Sqm | Weld Mesh of size 7.5 x 2.5 cm 10 gauge | 379.9 | Sqm | 307.72
0.81 | Sqm | Fly proof Mesh | 116.55 | Sqm | 94.41
|  | Hings | 46.61 | L.S | 46.61
============
|  | Rate for 1 No. |  |  | 3480.62
|  | 0.81 |  |  | ============
|  | M.S VENTILATOR OF SIZE - 600 X 900mm ( 1 No ) |  |  | 4297.06
| 18.1.a. | Form work for Plinth beam, Grade beam, Raft beam |  |  | 848.08
| b. | Form work for Roof and lintels using M.S sheet |  |  | 946.62
| c. | Form work for Small quantity and column using M.S. sheet |  |  | 1135.94
| d. | Form work for Vertical walls |  |  | 1041.28
| 4.2 | Standardised concrete Mix M30 Grade Concrete
5 | cum | 20mm HBG Machine crushed stone jelly (7730 Kg) | 1593.85 |  | 7969.25
3.3 | cum | 10-12mm HBG Machine crushed stone jelly (5156 Kg) | 1303.85 |  | 4302.71
4.79 | cum | Sand (7670 Kg) | 1588.38 |  | 7608.34
4 | MT | Cement | 6040 |  | 24160
40 | Kg | Plasticiser /Super plasticiser @ 1% of cement | 43.2 |  | 1728
3.5 | Nos | Mason II | 932 |  | 3262
21.2 | Nos | Maz I | 651 |  | 13801.2
35.3 | Nos | Maz II | 534 |  | 18850.2
|  | Total for 10 cum |  |  | 81681.7
|  | for 1 cum |  |  | 8168.17
1 | cum | Vibrating charges p-28 /103 | 94.2 |  | 94.2
|  | Sub Total |  |  | 8262.37
LS |  | Add for water charges & other sundries (0.5 % of sub total | LS |  | 41.31
|  | Foundation & Basement |  |  | 8303.68
-
|  | G.F |  |  | 8423.53
|  | F.F |  |  | 8659.63
|  | S.F |  |  | 8895.73
|  | T.F |  |  | 9131.83
|  | Fourth Floor |  |  | 9367.93
COASTAL AREA
43. | a. | SUPPLYING AND FABRICATING AND
PLACING R.T.S RODS/MS RODS upto 16mm dia(without cement slurry)
-
1 | QUTL | R.T.S RODS/M.S.RODS UPTO 16MM DIA | 58000 | MT | 5800
0.01 | QUTL | BINDING WIRE insulated with PVC as per circular | 71428.57 | MT | 71.43
3.5 | NO | FITTER I | 866 | NO | 3031
| L.S | SUNDRIES |  | L.S | 0
-
|  | TOTTAL FOR 1 QTL |  |  | 8902.43
-
|  | RATE PER M.T |  |  | 89024.3
| b. | SUPPLYING AND FABRICATING AND
PLACING R.T.S RODS/MS RODS above 16mm dia(without cement slurry)
-
1 | QUTL | R.T.S RODS/M.S.RODS ABOVE 16MM DIA | 58000 | MT | 5800
0.01 | QUTL | BINDING WIRE insulated with PVC as per circular | 71428.57 | MT | 71.43
3.5 | QUTL | FITTER I | 866 | NO | 3031
| QUTL | SUNDRIES |  | L.S | 0
-
|  | TOTTAL FOR 1 QTL |  |  | 8902.43
-
|  | RATE PER M.T |  |  | 89024.3
238 | * | ANTI-CORROSIVE TREATMENT FOR STEEL
FABRICATION (RCC WORKS)
-
20 | LIT | ANTI-CORROSIVE(COROLOK-CP ( qtn) | 116.2 | LIT | 2324
/PROTEKLOL) CHEMICALS
50 | Kg | CEMENT | 6.04 | Kg | 302
1 | L.S | BRUSHES GLOVES ETC | 75 | L.S | 75
1 | L.S | TRANSPORTING AND HANDLING | 40 | L.S | 40
2.5 | L.S | PAINTERII | 772 | L.S | 1930
| L.S | SUNDRIES FOR BRUSHES,CLOTH ETC |  | L.S | 1.5
-
|  | TOTTAL FOR 1 MT |  |  | 4672.5
-
9 | * | B.W IN C.M(1:6) using kiln burnt country bricks
Bricks of size 22x11x7 cm
-
4800 | NOS. | Bricks of size 22x11x7 cm | 5905.74 | 1000NO. | 28347.55
2.5 | CUM | CEMENT MORTAR(1:6) | 3153.98 | CUM | 7884.95
3.5 | NO. | MASON I | 999 | NO. | 3496.5
10.6 | NO. | MASON II | 932 | NO. | 9879.2
7.1 | NO. | MAZDOOR I | 651 | NO. | 4622.1
21.2 | NO. | MAZDOOR II | 534 | NO. | 11320.8
| L.S | SUNDRIES |  | L.S | 0
-
|  | TOTAL FOR 10 CUM |  |  | 65551.1
-
|  | RATE PER CUM |  |  | 6555.11
=
|  | G.F |  |  | 6634.01
|  | F.F |  |  | 6793.21
|  | S.F |  |  | 6952.41
|  | T.F |  |  | 7111.61
16.2 |  | SUPPLYING & FIXING OF TERRACOTTA
JALLY(NOT BELOW 50MM THICK) OF BEST
QUALITY AND FIXING IN POSITION WITH
CEMENT PASTE AND REDOXIDE PUTTY INCLUDING
COST OF ALL FLOOR(THE TERRA COTTA JALLY
QUALITY AND DESIGN SHALL BE GOT APPROVED
BY THE DEPARTMENTAL OFFICERS
|  | - | -
1 | SQM | COST OF TERRACOTTA JALLY OF50mm | 290 | SQM | 290
1 | SQM | LABOUR FOR FIXING JALLY | 175 | SQM | 175
1 | L.S | FOR PLASTERING & REDOXIDE PUTTY | 15 | L.S | 15
-
|  | RATE PER SQM |  |  | 480
=
|  | G.F | 480 | 3.95 | 483.95
|  | F.F | 483.95 | 7.96 | 491.91
|  | S.F | 491.91 | 7.96 | 499.87
|  | T.F | 499.87 | 7.96 | 507.83
77 |  | RUN OF MAIN WITH 2NO OF 1.50sq.mm WIRE |  |  | 214.9
DATA - 13
2 X 2.5 Sq mm in fully concealed PVC conduit
Run off mains with 2 wires of 2.5 Sqmm copper PVC insulated unsheathed single core 1.1KV cable wire contuinuous earth by means of 1.5 Sqmm copper PVC insulated unsheathed single core 1.1 KV grade cable in fully concealed 19 mm / 20 mm dia rigid PVC conduit pipe heavy duty with ISI mark including cost of all materials, specials, etc., all complete.
|  | Total as per Data No. 12 |  |  | 19249.5
180 | Rmt | Add 180 mt 2.5 Sqmm copper PVC insulated unsheathed S.C. cable p-125, it- 2 c | 25.75 | Rmt | 4635
180 | Rmt | Deduct 1.5 Sqmm copper PVC insulated unsheathed S.C. cable | 16.55 | Rmt | 2979
|  | Sundries |  |  | 55.5
|  | Total for 90 metres |  |  | 20961
|  | Rate for 1 Rmt |  |  | 232.9
35. | * | PLASTERING C.M(1:3) 10mmTHICK
-
0.1 | CUM | CEMENT MORTAR(1:3) | 4603.58 | CUM | 460.36
1.1 | NO. | MASON I | 999 | NO. | 1098.9
1.1 | NO. | MAZDOOR I | 651 | NO. | 716.1
1.1 | NO. | MAZDOOR II | 534 | NO. | 587.4
| L.S | SUNDRIES |  | L.S
-
|  | TOTAL FOR 10 SQM |  |  | 2862.76
-
|  | RATE PER SQM |  |  | 286.28
33. | * | PLASTERING C.M(1:5) 12mmTHICK
-
0.14 | CUM | CEMENT MORTAR(1:5) | 3443.9 | CUM | 482.15
1.1 | NO. | MASON I | 999 | NO. | 1098.9
0.5 | NO. | MAZDOOR I | 651 | NO. | 325.5
1.1 | NO. | MAZDOOR II | 534 | NO. | 587.4
| L.S | SUNDRIES |  | L.S | 5
-
|  | TOTAL FOR 10 SQM |  |  | 2498.95
-
|  | RATE PER SQM |  |  | 249.9
32.1 | * | FINISHING TOP OF ROOF WITH
ONE COURSE OF PRESSED TILES
OVER A BED OF C.M(1:3),
12mmTHICK MIXED WITH WATER PROOF COMPOUND
AT 2% BY WEIGHT OF CEMENT
-
190 | NOS | PRESSED TILES 23X23X2cm P-15 | 16106 | 1000 Nos | 3060.14
0.12 | CUM | C.M(1:3) | 4603.58 | CUM | 552.43
10 | SQM | POINTING WITH C.M(1:3) | 314.74 | SQM | 3147.4
1.54 | Kg | WPC | 42.7 | Kg | 65.76
1.1 | NO | MASON I | 999 | NO | 1098.9
2.1 | NO | MASON II | 932 | NO | 1957.2
2.2 | NO | MAZDOOR I | 651 | NO | 1432.2
1.1 | NO | MAZDOOR II | 534 | NO | 587.4
| L.S | SUNDRIES |  | L.S | 0
-
|  | TOTAL FOR 10 SQM |  |  | 11901.43
-
|  | RATE PER SQM |  |  | 1190.14
| ** | POINTING WITH C.M.(1:3)FOR
PRESSED TILES
-
0.04 | CUM | CEMENT MORTER(1:3) | 4603.58 | CUM | 184.14
2.2 | NO | MASON II | 932 | NO | 2050.4
0.5 | NO | MAZDOOR I | 651 | NO | 325.5
1.1 | NO | MAZDOOR II | 534 | NO | 587.4
| L.S | SUNDRIES |  | L.S | 0
-
|  | TOTAL FOR 10 SQM |  |  | 3147.44
-
|  | RATE PER SQM |  |  | 314.74
29.5 | * | Providing White/Color ceramic floor tiles (Anti-skid)of
any size 0f 6mm T.K including pointing etc.,
as directed by the Dept.Officers.
|  | - | -
10 | SQM | COST OF CERAMIC FLOOR TILES | 377.86 | SQM | 3778.6
0.21 | CUM | C.M(1:3) | 4603.58 | CUM | 966.75
LABOUR FOR LAYING & POINTING
1.1 | NO | MASON I | 999 | NO | 1098.9
1.1 | NO | MASON II | 932 | NO | 1025.2
2.2 | NO | MAZDOOR I | 651 | NO | 1432.2
2.2 | NO | MAZDOOR II | 534 | NO | 1174.8
20 | Kg | CEMENT | 6040 | M.T | 120.8
2 | Kg | Grout ( qtn) | 36.1 | Kg | 72.2
1.6 | NO | MASON II | 932 | NO | 1491.2
0.5 | NO | MAZDOOR I | 651 | NO | 325.5
1.1 | NO | MAZDOOR II | 534 | NO | 587.4
| L.S | SUNDRIES |  | L.S | 0
-
|  | TOTAL FOR 10 SQM |  |  | 12073.55
-
|  | RATE PER SQM |  |  | 1207.36
=
29.4 | * | Suppling and laying White/Plain colour
Glazed tiles in C.M(1:2)
-
1.86 | SQM | COST OF GLAZED TILES | 415 | SQM | 771.9
0.4 | Kg | Grout | 36.1 | Kg | 14.44
0.02 | CUM | C.M(1:2) | 6053.18 | CUM | 121.06
1 | NO | MASON I | 999 | NO | 999
1 | NO | Mazdoor-I | 651 | NO | 651
| L.S | SUNDRIES |  | L.S
-
|  | TOTAL FOR 1.860 SQM |  |  | 2557.4
-
|  | RATE PER SQM |  |  | 1374.95
TNHB ELECTRICAL DATA FOR COASTAL AREA ONLY
DATA - 1
WIRING IN CONCEALED PVC PIPE
Light point with ceiling rose for flats/ houses
Wirng with 1.5 sqmm copper PVC insulated unsheathed single core 1.1 KV grade cable with continuous earth by means of 1.5 sqmm copper PVC insulated unsheathed single core 1.1 KV grade cable confirming to IS 694 / 1980 with ISI mark in fully concealed PVC rigid conduit pipe heavy duty with ISI mark with suitable size MS box of 16g thick concealed and covered with 3mm thick laminated hylem sheet for LIGHT POINT WITH CEILING ROSE controlled by 5 amps flush type switch including citcuit mains, cost of all materials, specials, etc., all complete,
90 | Rmt | 1.5 sqmm copper PVC insulated unsheathed single core cable (P-79 it-2/b) | 16.55 | Rmt | 1489.5
45 | Rmt | PVC rigid conduit pipe 19 mm / 20mm heavy duty with ISI mark p-82 part -I IX-1 b | 20 | 1 Rmt
20 | No | 19 mm PVC rigid bends - p-82 part -I IX-2b | 3.15 | No
10 | No | 19 mm PVC rigid tees (p-83 4b, 16.7/12=1.39) | 1.34 | No
1 | No | 6" PVC Electrical Box (150mm) | 58 | No
0.015 | Sqm | Hylem sheet 3 mm thick with lamination p-83 it-7a part-I | 661 | Sqm | 9.92
10 | No | 5 amps flush type switch p-72, Part-C,1 a ( 207/12=17.25) | 16.21 | No | 162.1
10 | No | Ceiling rose p-70 it-23 | 13.8 | No | 138
10 | No | 19 mm PVC junction box ( p-83,6-b( 44.8/12=3.73) | 3.6 | No
1.25 | Bag | Cement | 302 | Bag | 377.5
10 | No | 6" PVC Electrical Box (150mm) | 58 | No
0.15 | Sqm | Hylem sheet 3 mm thick with lamination p-83 it-7a part-I | 661 | Sqm | 99.15
45 | Rmt | 1.5 sqmm copper PVC insulated unsheathed single core cable for continuous earth connection (P-79 it-2/b) | 16.55 | 90 Rmt | 744.75
LS |  | Labour charges |  | LS | 7635
LS |  | Sundries |  | LS | 40.6
|  | Total for 10 Points |  |  | 10696.52
|  | Rate for 1 Point |  |  | 1069.65
Labour Charges for wirnig in PVC pipe concealed
Sub - data
1 | No | Maistry | 947 | No | 947
2 | No | Wiremen Grade - I | 826 | No | 1652
3 | No | Wiremen Grade - II | 820 | No | 2460
4 | No | Helper | 644 | No | 2576
|  |  | 0 |  | 7635
DATA - 2
Light point with bakelite batern type holder for flats/ houses
Wirng with 1.5 sqmm copper PVC insulated unsheathed single core 1.1 KV grade cable with continuous earth by means of 1.5 sqmm copper PVC insulated unsheathed single core 1.1 KV grade cable confirming to IS 694 / 1980 with ISI mark in fully concealed PVC rigid conduit pipe heavy duty with ISI mark with suitable size MS box of 16g thick concealed and covered with 3mm thick laminated hylem sheet for LIGHT POINT WITH BAKELITE BATTERN TYPE HOLDER FOR FLATS/ HOUSES controlled by 5 amps flush type switch including citcuit mains, cost of all materials, specials, etc., all complete,
|  | Total for Data 1 excluding sundries |  |  | 10655.92
|  | Deduct cost of ceiling rose 10 Nos |  | (-) | 138
|  | Add cost of Bakelite battern type holders 10 Nos @ Rs 16.65 / Each (SR p115) |  |  | 166.5
|  | Sundries |  |  | 43.1
|  | Total for 10 points |  |  | 10727.52
|  | Rate for 1 points |  |  | 1072.752
1072.75
DATA - 3
POINT WIRING FOR CALLING BELL / BUZZER WITH PUSH SWITCH FOR ALL TYPE OF BUILDING
Wirng with 1.5 sqmm copper PVC insulated unsheathed single core 1.1 KV grade cable with continuous earth by means of 1.5 sqmm copper PVC insulated unsheathed single core 1.1 KV grade cable confirming to IS 694 / 1980 with ISI mark in fully concealed PVC rigid conduit pipe heavy duty with ISI mark with suitable size MS box of 16g thick concealed and covered with 3mm thick laminated hylem sheet for POINT WIRING WITH CALLING BELL/BUZZER WITH PUSH TYPE SWITCH FOR ALL TYPE OF BUILDINGS including citcuit mains, cost of all materials, specials, etc., all complete,
|  | Total of Data 1 excluding sundries |  |  | 10696.52
|  | Deduct cost of 10 Nos ceiling rose |  |  | 138
|  | Deduct cost of 10 Nos 19 mm PVC junction box |  |  | 36
|  | Deduct 10 Nos 5 A switch |  |  | 162.1
|  | Add the cost of 10 Nos Buzer/Bell @ 40.90/Each (SR p116) |  |  | 417
|  | Add the cost of 10 nos 5A type push switch @ Rs 9.00/ Each |  |  | 90
|  | Add the cost of 10 nos 15 x 10 x 7.5 cm TW box @ Rs 16.50/Each (SR p129) |  |  | 165
|  | Sundries |  |  | 32.2
|  | Total for 10 points |  |  | 11064.62
|  | Rate for 1 point |  |  | 1106.462
1106.46
DATA - 4
FAN POINT
Wirng with 1.5 sqmm copper PVC insulated unsheathed single core 1.1 KV grade cable with continuous earth by means of 1.5 sqmm copper PVC insulated unsheathed single core 1.1 KV grade cable confirming to IS 694 / 1980 with ISI mark in fully concealed PVC rigid conduit pipe heavy duty with ISI mark with suitable size MS box of 16g thick concealed and covered with 3mm thick laminated hylem sheet for FAN POINT controlled by 5 amps flush type switch including citcuit mains, cost of all materials, specials, etc., all complete,
90 | Rmt | 1.5 sqmm copper PVC insulated unsheathed single core cable (P-124 it-2/b) | 16.55 | 90 Rmt | 1489.5
45 | Rmt | PVC rigid conduit pipe 19 mm / 20mm heavy duty with ISI mark p-82 part -I IX-1 b | 20 | Rmt
20 | No | 19 mm PVC rigid bends - p-82 part -I IX-2b | 3.15 | No
10 | No | 19 mm PVC rigid tees (p-83 4b, 16.7/12=1.39) | 1.34 | No
10 | No | 19 mm PVC junction box ( p-129,6-b( 36.8/12=3.07) | 3.6 | No
10 | No | Ceiling rose p-115 it-26 | 13.8 | No | 138
10 | No | 5 amps flush type switch p-117, Part-C,1 a ( 190.7/12=15.89) | 16.21 | No | 162.1
10 | No | 12" PVC Electrical Box (300mm) | 85 | No
0.6 | Sqm | 3 mm thick laminated Hylem sheet | 661 | Sqm | 396.6
1 | No | 6" PVC Electrical Box (150mm) | 58 | No
0.015 | Sqm | Hylem sheet 3 mm thick with lamination p-83 it-7a part-I | 661 | Sqm
1.25 | Bag | Cement | 302 | Bag | 377.5
45 | Rmt | 1.5 sqmm copper PVC insulated unsheathed single core cable for continuous earth connection (P-79 it-2/b) | 16.55 | Rmt | 744.75
LS |  | Labour charges |  |  | 7635
LS |  | Sundries |  |  | 27.25
|  | Total for 10 points |  |  | 10970.7
|  | Rate for 1 point |  |  | 1097.07
1097.07
DATA - 6
5 AMPS 5 PIN PLUG SOCKET POINT AT CONVENIENT PLACES
Wirng with 1.5 sqmm copper PVC insulated unsheathed single core 1.1 KV grade cable with continuous earth by means of 1.5 sqmm copper PVC insulated unsheathed single core 1.1 KV grade cable confirming to IS 694 / 1980 with ISI mark in fully concealed PVC rigid conduit pipe heavy duty with ISI mark with suitable size MS box of 16g thick concealed and covered with 3mm thick laminated hylem sheet for 5 amps 5 pin PLUG SOCKET POINT AT CONVENIENT PLACES including citcuit mains, cost of all materials, specials, etc., all complete,
90 | Rmt | 1.5 sqmm copper PVC insulated unsheathed single core cable | 16.55 | 90 Rmt | 1489.5
45 | Rmt | PVC rigid conduit pipe 19 mm / 20mm heavy duty with ISI mark | 20 | Rmt
20 | No | 19 mm PVC rigid bends | 3.15 | Dozen
10 | No | 19 mm PVC rigid tees | 1.34 | Dozen
1 | No | 6" PVC Electrical Box (150mm) | 58 | No
0.015 | Sqm | 3 mm thick laminated Hylem sheet | 661 | Sqm | 9.92
15 | No | 5 A 5 pin non - inter locking switch and plug ( flush type ) part - c (I a) + part - d (I a)( Rs. 207/12 + 28.20) | 40.31 | No | 604.65
15 | No | 6" PVC Electrical Box (150mm) | 58 | No
0.225 | Sqm | Hylem sheet 3 mm thick with lamination p-83 it-7a part-I | 661 | SQqm
1.25 | Bag | Cement | 302 | Bag | 377.5
45 | Sqm | 1.5 sqmm copper PVC insulated unsheathed single core cable for continuous earth connection (P-79 it-2/b) | 16.55 | 90 Rmt | 744.75
|  | Labour charges |  |  | 7635
|  | Sundries |  |  | 65.12
|  | Total for 15 points |  |  | 10926.44
|  | Rate for 1 point |  |  | 728.4293
728.43
DATA - 7
5 AMPS 5 PIN PLUG SOCKET POINT AT SWITCH BOARD ITSELF
Wirng with 1.5 sqmm copper PVC insulated unsheathed single core 1.1 KV grade cable with continuous earth by means of 1.5 sqmm copper PVC insulated unsheathed single core 1.1 KV grade cable confirming to IS 694 / 1980 with ISI mark in fully concealed PVC rigid conduit pipe heavy duty with ISI mark with suitable size MS box of 16g thick concealed and covered with 3mm thick laminated hylem sheet for 5 amps 5 pin PLUG SOCKET POINT AT SWITCH BOARD ITSELF including citcuit mains, cost of all materials, specials, etc., all complete,
5 | Rmt | 1.5 sqmm copper PVC insulated unsheathed single core cable | 16.55 | 1 Rmt | 82.75
2.5 | Rmt | PVC rigid conduit pipe 19 mm / 20mm heavy duty with ISI mark | 20 | Rmt
1 | No | 5 A 5 pin non - inter locking switch and plug ( flush type ) part - c (I a) + part - d (I a)( Rs. 207/12 + 28.20) p-72+77 | 40.31 | No | 40.31
|  | Labour charges |  |  | 424.1667
|  | Sundries |  |  | 20.77
|  | Rate for 1 point |  |  | 567.9967
568
39 |  | Steel grill for Verandah Enclousure PWD SR p23/ Item 168/131 | 70.15 | Kg | 70.15
25. | * | Supplying and fixing M.S.Hold Qtn |  | EACH | 9.6
|  | fast with screws |  |  | =
Anticorrosive Treatment for Window M.S. Grills.
5 | litres | Zite Zinc primer ( qtn) | 160 | litre | 800
1 | No | Brush | 75 | Each | 75
2.5 | No | Painter I st Class | 797 | No | 1992.5
|  | Sundries | L.S |  | 0.25
=
|  |  | Rate for 1 MT | = | 2867.75
Laying of U.G. Cable below Ground Level
Charges for conveying and layind=g of U.G.Cable below ground level including earth work excavation and refilling and providing sand cushion, brick layer protection, etc., all complete for UG cable of sizes 4 to 25 mm and 2'/3/31/2/4 core
30.42 | Cum | Earth work excavation and refilling(63.60+63.6+(22.20/3) | 134.6 | Cum | 4094.53
6.1 | Cum | SAND FOR MORTAR sl.100 p19 | 168 | Cum | 1024.8
750 | No | Bricks p15/ 5a | 5709 | 1000 Nos | 4281.75
|  | Labour charges |  |  | 4349
|  | Sundries |  |  | 112.17
|  | Total for 90 Rmt |  |  | 13862.25
|  | Rate for 1 Rmt |  |  | 154.03
Labour Charges
1 | No | Electrician Maistry | 947 | No | 947
1 | No | Wiremen Grade I | 826 | No | 826
4 | No | Helper | 644 | No | 2576
4349
DATA - 44
Fixing of UG cables on Walls / Ceiling
Charges for conveying and fixing of UG cables of sizes 4 to 25 Sqmm of 2, 3,3.5 and 4 core with necessary MS clamps, brass screws including cost of all materials redoing the dismantled portion, etc., all complete.
1 | Gross | Brass screws ( 40 mm x 6 no) P131 Part-L 1-c | 69.4 | Gross | 69.4
300 | No | TW plugs 1 1/2" x 1"x2"( part-J 1-e P-130 ) | 287 | Gross | 597.92
300 | No | Sundries for redoing on dismantled portion,etc., | 0 | 1000 Nos | 0
|  | Sundries for redoing on dismantled portion,etc., |  |  | 63.36
|  | Labour charges |  |  | 13376
|  | Total for 90 Rmts |  |  | 14106.68
|  | For 1 Rmt |  |  | 156.74
DATA - 34
3 Nos of Fuse units at EB pole
|  | Supplying and fixing 3 No 100 Amps 500 volts grade/ well porcelin fuse unit on suitable teak wood plank to be fixed on the top of the pole / EB street poles with necessary clamps and including cost of materials etc., all complete. |  |  |  | 63 AMPS | 100 AMPS
3 | No | 100 Amps 500 V fuse units P-119 6-b | 343.7 | Each | 1031.1 | 570.6 | 1031.1
1 | No | TW plank 200 x 150 x 20 mm | 62.57 | No | 62.57 | 62.57 | 62.57
|  | Labour charges |  |  | 527.75 | 500.63 | 500.63
|  | Sundries such as MS clamps screws etc., | LS |  | 6.2 | 6.12 | 6.12
|  | Rate for Each |  |  | 1627.62 | 1139.92 | 1600.42
[6 empty] | -224.92 | -539.92
|  | TW plank 200 x 150 x 20 mm | 104280 | 0.0006 | 62.57
Labour Charges
1 | No | Wiremen Grade I | 826 | No | 826
1 | No | Wiremen Grade II | 820 | No | 820
4 | No | Helper | 644 | No | 2576
|  | Total for 8 Nos |  |  | 4222
|  | Rate for 1 no |  |  | 527.75
3 Nos of Fuse units at EB pole
Supplying and fixing 3 No 63 Amps 500 volts grade/ well porcelin fuse unit on suitable teak wood plank to be fixed on the top of the pole / EB street poles with necessary clamps and including cost of materials etc., all complete.
3 | No | 63 Amps 500 V fuse units P-119 6-b | 190.2 | Each | 570.6
1 | No | TW plank 200 x 150 x 20 mm | 62.57 | No | 62.57
|  | Labour charges |  |  | 527.75
|  | Sundries such as MS clamps screws etc., | LS |  | 6.2
|  | Rate for Each |  |  | 1167.12
Supply of ceiling fan 1200mm
1 | No | 1200mm A.C ceiling fan (without regulator)( Part- B 1 a p-117 | 1366 | No | 1366
1 | No | Cost of electronic regulator( Part- B 1 d p-117 | 185.9 | No | 185.9
|  | Rate for each |  |  | 1552.7
74 |  | LABOUR CHARGE FOR FIXING FAN |  |  | 601.2
DATA - 8
15 AMPS POWER PLUG
Supplying and fixing of 15 Amps 3 pin flush type plug socket on suitable MS box of 16g thick concealed and covered with 3 mm thick laminated hylem sheet inclusive of all materials, etc., all complete.
1 | No | 15 Amps 3 pin flush type plug socket | 54.5 | No | 54.5
1 | No | 6" PVC Electrical Box (150mm) | 58 | No | 58
0.015 | Sqm | 3 mm thick laminated hulem sheet | 661 | Sqm | 9.92
LS |  | Labour charges and sundries such as cement, screws etc., |  |  | 12.05
|  | Rate for Each |  |  | 134.47
Engineering Polymer Tap short body tap for coastal area only
Sub-Data
Labour charge
0.1 | Nos | Fitter I class | 881 | Each | 88.1
0.1 | Nos | Mazdoor I | 651 | Each | 65.1
10 | gram | Shellac p-49 | 18.45 | 100 gms | 1.85
0.25 | Nos | Thread ball p-49 | 3.6 | Each | 0.9
|  |  | Total/1 No |  | 155.95
|  | Main Data | Long body | short body
|  | Cost of Tap | 96 | 85 | 85
|  | Labour | 155.95 | 155.95
|  |  | 251.95 | 240.95
|  |  | 252 | 241
37.1 | * | WHITE WASHING THREE COAT
-
0.09 | CUM | SLACKED SHELL LIME | 1348 | CUM | 121.32
2.2 | NO. | MASON II | 932 | NO. | 2050.4
0.5 | NO. | MAZDOOR I | 651 | NO. | 325.5
3.8 | NO. | MAZDOOR II | 534 | NO. | 2029.2
| L.S | SUNDRIES FOR BRUSH,BLUE,GUM ETC |  | L.S | 1.5
-
|  | TOTAL FOR 100 SQM |  |  | 4527.92
-
|  | RATE PER SQM |  |  | 45.28
| * | WHITE WASHING ONE COAT
-
0.05 | CUM | SLACKED SHELL LIME | 1348 | CUM | 67.4
1.1 | NO. | MASON II | 932 | NO. | 1025.2
0.3 | NO. | MAZDOOR I | 651 | NO. | 195.3
1.9 | NO. | MAZDOOR II | 534 | NO. | 1014.6
| L.S | SUNDRIES FOR BRUSH ETC |  | L.S | 1.46
-
|  | TOTAL FOR 100 SQM |  |  | 2303.96
-
|  | RATE PER SQM |  |  | 23.04
=
| * | PAINTING ONE COAT OVER OLD (as per PWD Standard Data)
PLASTERED SURFACE WITH
OBD
-
0.67 | Kg | OBD p-50 sl.129 | 73.8 | Kg | 49.446
0.5 | NO | PAINTER I | 797 | NO | 398.5
0.5 | NO | MAZDOOR I | 651 | NO | 325.5
0.8 | NO | MAZDOOR II | 534 | NO | 427.2
10 | Sqm | Thorouh scrapping p28/108 | 4.2 | Sqm | 42
| L.S | SUNDRIES FOR BRUSHES,ETC |  | L.S | 2.5
-
|  | TOTAL FOR 10 SQM |  |  | 1245.146
-
|  | RATE PER SQM |  |  | 124.52
Plastic Emulsion PAINT one coat for old wall
0.8 | LIT | Plastic Emulsion PAINT | 295.6 | LIT | 236.48
0.7 | NO | Painter I | 797 | NO | 557.9
10 | Sqm | Thorouh scrapping p28/108 | 4.2 | Sqm | 42
|  | SUNDRIES | ls |  | 1.6
|  | TOTAL FOR 10 SQM |  |  | 837.98
|  | RATE PER SQM |  |  | 83.8
40. | * | PAINTING TWO COATS OVER NEW (as per CER-112/2007-08)
PLASTERED SURFACE WITH
Plastic Emulsion PAINT
-
1.4 | LIT | Plastic Emulsion PAINT (LMR item 113) p-45 143( First qty | 295.6 | LIT | 413.84
0.98 | LIT | Primer (LMR item 142) p45 | 147.5 | LIT | 144.55
2.2 | NO | PAINTER I | 797 | NO | 1753.4
| L.S | SUNDRIES FOR BRUSHES,ETC |  | L.S | 2.55
|  | TOTAL FOR 10 SQM |  |  | 2314.34
-
|  | RATE PER SQM |  |  | 231.43
PAINTING ONE COATS OVER OLD
IRON WORKS WITH IIND CLASS
SYNTHETIC ENAMEL PAINT
1.11 | Lit | READY MIXED IIND CLASS PAINT | 227.6 | Lit | 252.64
0.7 | nos | PAINTER I | 797 | nos | 557.9
10 | Sqm | Thorouh scrapping (p-26 slno.357 d) | 9.1 | Sqm | 91
|  | SUNDRIES | LS |  | 2.8
|  | TOTAL FOR 10 SQM |  |  | 904.34
|  | RATE PER SQM |  |  | 90.43
PAINTING ONE COATS OVER OLD
|  | WOOD WORKS WITH IIND CLASS |  |  |  | 430.16
|  | SYNTHETIC ENAMEL PAINT |  |  |  | 876.7
1.33 | Lit | READY MIXED IIND CLASS PAINT | 238.9 | Lit | 317.74 | 1.9
0.7 | nos | PAINTER I | 797 | nos | 557.9 | 1308.76
10 | Sqm | Thorouh scrapping (p-31 slno.112) | 9.85 | Sqm | 98.5
|  | SUNDRIES | LS |  | 3.43
|  | TOTAL FOR 10 SQM |  |  | 977.57
|  | RATE PER SQM |  |  | 97.76
40. | * | PAINTING TWO COATS OVER new
WOOD WORKS WITH IIND CLASS
SYNTHETIC ENAMEL PAINT INCL.PRIMER COAT.
-
1.44 | LIT | READY MIXED PRIMER PAINT | 147.5 | LIT | 212.4
0.7 | NO | PAINTER I | 797 | NO | 557.9
2.55 | LIT | READY MIXED IIND CLASS PAINT | 238.9 | LIT | 609.2
1.2 | NO | PAINTER I | 797 | NO | 956.4
| L.S | SUNDRIES FOR BRUSHES,ETC |  | L.S | 1.5
-
|  | TOTAL FOR 10 SQM |  |  | 2337.4
-
|  | RATE PER SQM |  |  | 233.74
| * | BEST VARNISHING ONE COAT OVER WOOD WORK
|  | - | -
0.77 | Lit. | BEST VARNISH | 271.2 | Lit. | 208.82
0.61 | Lit. | LINSEED OIL BOILED | 25 | Lit. | 15.25
0.7 | No. | PAINTER-I | 797 | EACH | 557.9
0.7 | No. | MAZDOOR-I | 651 | EACH | 455.7
| L.S | SUNDRIES FOR BRUSHES,ETC |  | L.S | 1.5
-
|  | TOTAL FOR TEN SQM |  |  | 1239.17
-
|  | RATE PER SQM |  |  | 123.92
PAINTING TWO COATS OVER OLD
IRON WORKS WITH IIND CLASS
SYNTHETIC ENAMEL PAINT
1.89 | Lit | READY MIXED IIND CLASS PAINT | 227.6 | Lit | 430.16
1.1 | nos | PAINTER I | 797 | nos | 876.7
10 | Sqm | Thorouh scrapping | 9.1 | Sqm | 91
|  | SUNDRIES | LS |  | 1.9
|  | TOTAL FOR 10 SQM |  |  | 1399.76
|  | RATE PER SQM |  |  | 139.98
41 | * | PAINTING TWO COATS OVER NEW
IRON WORKS WITH IIND CLASS
SYNTHETIC ENAMEL PAINT
-
2.22 | LIT | READY MIXED IIND CLASS PAINT | 227.6 | LIT | 505.27
1.1 | NO | PAINTER I | 797 | NO | 876.7
| L.S | SUNDRIES FOR BRUSHES,ETC |  | L.S | 1.5
-
|  | TOTAL FOR 10 SQM |  |  | 1383.47
-
|  | RATE PER SQM |  |  | 138.35
DATA - 52
Supply and erection of Tubular lamp, using 65 mm dia GI pipe 'B' class pipe with ISI mark of 6 mt length and 20 mm dia GI pipe 'B' class upto 2 mt with necessary reducer couplings and pipe firmly fixed with MS plate of 45 cm x 45 cm x 6 mm thick at the bottom and MS box with 8" x 6" with locking arrangements fixed with lamp post for providing looping in and loopin out connection to the street light fittings and supply and fixing of 15 Amps fuse unit and 15 Amps copper neautral link plate with brass bolts & nuts including concreting using C.C 1:2:4 using 20 mm HBSJ for 1.2 mt below Ground level and 0.3 mt above Ground level and a diameter of 45 cm with necessary earthing civil loop including labour charges for fixing the street light fittings. Earth work excavation, 2 coats of painting over 1 coat of Anti corrosion painting, welding inter connection using 1.5 sqmm copper cable etc., all complete and as directed by the departmental officers.
6 | Rmt | 65 mm dia GI pipe ' B' class p45,154-i | 244.4 | Rmt | 1466.4
2 | Rmt | 20 mm dia 'B' class GI pipe p- 50 it-142 iv | 98.6 | Rmt | 197.2
1 | No | Base plate 45 cm x45 cm x 6mm thick [SD 98] | 225.4 | No | 225.4
1 | No | MS box 8" x 6" with cover p-126 Fc | 115.1 | No | 115.1
0.238 | Cum | conrete 1:2:4 using 20 mm HBSJ ( 0.45 x 1.5 mt) Appx. | 6400 | Cum | 1523.2
| LS | Transportation charges welding GI reducer all incidential charges, painting etc., all complete. | LS |  | 250
1 | No | 1 No fuse unit 15 A 230 V and on suitable TW plank ( to house it is MS box 8" x 6") with 1 No copper neutral link with brass bolts & nuts with Washers (11+28+21) | LS |  | 97.7
8 | Rmt | 1.50 Sqmm copper PVC insulated unsheathed single core cable. | 16.55 |  | 132.4
|  | Labour charges |  |  | 3341
|  | Rate for Each |  |  | 7349.5
Labour Charges
0.5 | No | Wiremen Grade I | 826 | No | 413
2 | No | Wiremen Grade II | 820 | No | 1640
2 | No | Helper | 644 | No | 1288
3341
DATA - 14
2 X 6 Sq mm in fully concealed PVC conduit
Run off mains with 2 wires of 6 Sqmm copper PVC insulated unsheathed single core 1.1KV cable wire contuinuous earth by means of 2.5 Sqmm copper PVC insulated unsheathed single core 1.1 KV grade cable in fully concealed 19 mm / 20 mm dia rigid PVC conduit pipe heavy duty with ISI mark including cost of all materials, specials, etc., all complete.
180 | Rmt | 6 sqmm copper PVC insulated unsheathed single core cable p 125 , 2 part -E | 60.65 | Rmt | 10917
90 | Rmt | PVC rigid conduit pipe 19 mm / 20mm heavy duty with ISI mark | 20 | Rmt | 1800
3 | Bag | Cement | 302 | Bag | 906
90 | Rmt | 4 sqmm copper PVC insulated unsheathed single core cable for continuous earth connectionp P-125 2 d | 40.95 | Rmt | 3685.5
|  | Labour charges |  |  | 12075
|  | Sundries |  |  | 79
|  | Total for 90 Metres |  |  | 29462.5
|  | Rate for 1 Rmt |  |  | 327.36
|  | Solid panel PVC door with frame (Rajeshree) p-49 it-122 A | 3325 | SQM | 3325
56.1. | * | SUPPLYING AND FIXING OF I.W.C
20"WITH TOP LEFT ROUGH TO RECEIVE
FLOOR FINISH
IN G.FLOOR.
-
1 | NO. | I.W.C 20"SIZE(Orissa pan) | 1201 | NO. | 1201
0.65 | CUM | E.W EXCAVATION | 224.1 | CUM | 145.67
0.57 | CUM | REFILLING | 38.95 | CUM | 22.2
0.081 | CUM | BRICK JELLY CONCRETE USING 40mm(1:8:16) | 4107.77 | CUM | 332.73
1 | NO. | PLUMBER I | 866 | NO. | 866
0.5 | NO. | MASON II | 932 | NO. | 466
0.5 | NO. | MAZDOOR I | 651 | NO. | 325.5
|  | Deduct rate for "P" & "S" trap |  |  | -164
|  | Add rate for PVC SWR "P" & "S" trap |  |  | 134.1
| LS | Sundries |  |  | 0.32
|  | TOTAL FOR ONE NUMBER |  |  | 3329.52
56.2. | * | SUPPLYING AND FIXING OF I.W.C
20"WITH TOP LEFT ROUGH TO RECEIVE
FLOOR FINISH
IN OTHER THAN G.FLOOR.
-
1 | NO. | I.W.C 20"SIZE(Orissa pan) | 1201 | NO. | 1201
0.405 | CUM | WEATHERING COURSE | 3792.54 | CUM | 1535.98
USING20mmBRICK JELLY
1.89 | SQM | PLASTERING IN C.M(1:3) | 274.67 | SQM | 519.13
12mMT.K MIXED WITH W.P.C.
0.081 | CUM | BRICK JELLY CONCRETE (1:8:16) | 4107.77 | CUM | 332.73
USING 40 mm BRICK JELLY
1 | NO | PLUMBER I | 866 | NO | 866
0.5 | NO. | MASON II | 932 | NO. | 466
0.5 | NO. | MAZDOOR I | 651 | NO. | 325.5
|  | Deduct rate for "P" & "S" trap |  |  | -164
|  | Add rate for PVC SWR "P" & "S" trap |  |  | 134.1
| LS | Sundries |  |  | 0.47
|  | TOTAL FOR ONE NUMBER |  |  | 5216.91
57 | * | SUPPLY AND FIXING OF E.W.C. 18" SIZE (WHITE)
WITH DOUBLE FLAPPED PLASTIC SEAT COVER
LOW LEVEL FLUSHING CISTERN 10 LIT.
-
1 | SET | EUROPEAN WATER CLOSET WITH "P" OR "S" TRAP WITH DOUBLE FLAPPED SEAT AND SEAT COVER WITH BRASS HINGES AND 10LIT CAPACITY PVC L;OW LEVEL FLUSHING TANK WITH ALL INTERNAL FITTINGS | 3090 | SET | 3090
LABOUR FOR FIXING OF EWC
1 | NO. | MASON I | 999 | NO. | 999
2 | NO. | PLUMBER I | 866 | NO. | 1732
1 | NO. | MAZDOOR II | 534 | NO. | 534
LABOUR FOR FIXING OF FLUSHING TANK
0.5 | NO. | PLUMBER I | 866 | NO. | 433
0.5 | NO. | MAZDOOR I | 651 | NO. | 325.5
|  | Deduct rate for "P" & "S" trap | 0 |  | -164
|  | Add rate for PVC SWR "P" & "S" trap |  |  | 134.1
| L.S | SUNDRIES |  | L.S | 0.7
TOTAL FOR ONE NUMBER
7084.3
53.1 | * | SUPPLYING AND FIXING
WASHBASIN 22"X16" INCLUDING
COST OF ALL MATERIALS AND
FIXING CHARGES
-
1 | NO. | Wash Hand Basin of size 550 x 400 mm with all accessories such as CI brackets, 32mm dia CP waste coupling, Rubber pug and chain, 32mm dia B class GI waste pipe, 15mm dia brass nipples. 15mm CP pillar tap etc., | 1672 | NO. | 1672
1 | NO. | deduct rate for 15mm dia GM wheel valve p -48 /157(v) | -169 | NO. | -169
1 | NO. | Angle Valve | 250 | NO. | 250
0.5 | NO. | PLUMBER I | 866 | NO. | 433
1 | NO. | MAZDOOR I | 651 | NO. | 651
0.5 | NO. | MASON I | 999 | NO. | 499.5
| L.S | SUNDRIES FOR PLUGSCREW,PAINT |  | L.S | 0.82
-
|  | TOTAL FOR ONE NUMBER |  |  | 3337.32
52 | * | SUPPLYING AND LAYING THE FOLLOWING PVC
PIPES WITH NECESSARY SPECIALS ELBOWS,
TEE,REDUCE ,PLUG,UNION,BEND,COUPLE,
NIPPLE,GATE VLVE,CHECK AND WHEEL VALVE
WHEREVER NECESSARY INCLUDING LABOUR BELOW
GROUND LEVEL(OR) FIXING ON WALLS TO THE
PROPER GRADIENT AND ALIGNMENT ETC.ALL
COMPLETE AS DIRECTED BY DEPT. OFFICERS.
|  | = | =
| * | ASTM-D SCHEDULE- 40 THREADED PVC PIPE
WITH NECESSARY PVC-GI SPECIALS
| c. | 20MM DIA PVC PIPE ABOVE G.L:-
-
1 | Rmt | COST OF 20MM DIA PVC PIPE | 26 | Rmt | 26
1 | L.S | ADD 70% FOR PVC/GI SPECIALS | 18.2 | L.S | 18.2
1 | Rmt | LABOUR FOR LAYING & FIXING | 185.41 | Rmt | 185.41
-
|  | TOTAL FOR 1 RMT |  |  | 229.61
=
| b. | 25MM DIA PVC PIPE ABOVE G.L:-
-
1 | Rmt | COST OF 25MM DIA PVC PIPE | 35 | Rmt | 35
1 | L.S | ADD 40% FOR PVC/GI SPECIALS | 14 | L.S | 14
1 | Rmt | LABOUR FOR LAYING & FIXING | 185.4 | Rmt | 185.4
-
|  | TOTAL FOR 1 RMT |  |  | 234.4
=
| a. | 32MM DIA PVC PIPE ABOVE G.L:-
-
1 | Rmt | COST OF 32MM DIA PVC PIPE | 52 | Rmt | 52
1 | L.S | ADD 20% FOR PVC/GI SPECIALS | 10.4 | L.S | 10.4
1 | Rmt | LABOUR FOR LAYING & FIXING | 189.61 | Rmt | 189.61
-
|  | TOTAL FOR 1 RMT |  |  | 252.01
58.1(a) | * | SUPPLY AND FIXING P.V.C.SOIL
PIPESPECIALS OF FOLLOWING DIA:-
-
| A. | SUPPLY AND FIXING OF PVC soil PIPE
110MM DIA OF PVC SWR PIPE INCLUDING
PACKING THE JOINTS WITH RUBBER
LUBRICANT AND FIXING IN TO
WALL WITH WOODEN PLUGS
SCREWSHOLDING CLAMPSETC
COMPLETE type 'B'.
-
3 | RMT | P.V.C. PIPE 110mm DIA | 193.05 | RMT | 579.15
1 | NO | P.V.C BEND WITH DOOR 110MM | 76 | EACH | 76
1 | NO | P.V.C COWL 110MM | 82.3 | EACH | 82.3
1 | NO | P.V.C DOOR TEE 110MM p-61 D-c | 187.8 | EACH | 187.8
0.5 | NO. | PLUMBER I | 866 | EACH | 433
0.5 | NO. | MASON II | 932 | EACH | 466
0.5 | NO. | MAZDOOR I | 651 | EACH | 325.5
| L.S | COST OF RUBBER | 2.79 | L.S | 2.79
LUBRICANTT.W.PLUGS AND
C.I.CLAMPS ETC
|  | SUNDERS |  | L.S | 0.12
-
|  | TOTAL FOR 3 RMT |  |  | 2152.66
-
|  | RATE PER RMT |  |  | 717.55
-
58.1(b) | B. | SUPPLY AND FIXING OF PVC PIPE
75MM DIA OF PVC SWR PIPE INCLUDING
PACKING THE JOINTS WITH RUBBER
LUBERICANT AND FIXING IN TO
WALL WITH WOODEN PLUGES
SCREWSHOLDING CLAMPSETC
COMPLETE type 'B'.
-
3 | RMT | P.V.C. PIPE 75mm DIA | 115.85 | RMT | 347.55
1 | NO | P.V.C BEND WITH DOOR | 45 | EACH | 45
1 | NO | P.V.C COWL | 55.5 | EACH | 55.5
1 | NO | P.V.C DOOR TEE | 125.2 | EACH | 125.2
0.5 | NO. | PLUMBER I | 866 | EACH | 433
0.5 | NO. | MASON II | 932 | EACH | 466
0.5 | NO. | MAZDOOR I | 651 | EACH | 325.5
| L.S | COST OF RUBBER |  | L.S | 2.73
LUBRICANTT.W.PLUGS AND
C.I.CLAMPS ETC
|  | SUNDERS |  | L.S | 0.27
-
|  | TOTAL FOR 3 RMT |  |  | 1800.75
-
|  | RATE PER RMT |  |  | 600.25
Supply,Laying & Concealing the 50mm dia PVC (SWR) pipe
with ISI mark confirming to 13952:1992-type 'B'
2 | Rmt | 50 mm dia PVC (SWR) pipe ( qtn) (p-99) | 96.6 | Rmt | 193.2
1 | No. | PVC bend | 34.3 | Each | 34.3
|  | sundries for finishing dismantled portion |  | L.S | 1.4
|  | Rate for 2Rmt. |  |  | 228.9
|  | Rate per 1Rmt. |  |  | 114.45
44.1 | * | SUPPLY AND FIXING OF
110mmDIA P.V.C RAIN WATER
DOWN FALL PIPE Type- A SWR pipe
-
3 | RMT | 110mmDIA P.V.C PIPE | 120.54 | NO. | 361.62
1 | NO. | 110mmDIA P.V.C PLAIN BEND | 76.78 | NO. | 76.78
1 | NO. | 110mmDIA P.V.C SHOE | 83.4 | NO. | 83.4
2 | Nos. | UPVC SPECIAL CLAMP as per qtn | 12 | NO. | 24
1 | Nos. | C.I. GRATING 100mm DIA | 32.1 | L.S | 32.1
0.5 | Nos. | PLUMBER I | 866 |  | 433
| Nos. | COST OF PLUG SCREWS , RUBBER | 0
|  | LUBRICANT ETC |  |  | 31.68
|  | TOTAL FOR 3 RMT |  |  | 1042.58
-
|  | RATE PER RMT |  |  | 347.53
77 |  | RUN OF MAIN WITH 2NO OF 1.50sq.mm WIRE |  |  | 214.9
78 |  | EARTHING STATION AS PER ISI |  |  | 2997.6
DATA - 25
EARTHING & ELCB
Run of 8 SWG GI Wire
Supplying and laying of 8 SWG GI wire on walls/below ground level with necessary 'U' nails/ earth work excavation and re- filling etc., including cost of all materials, all complete.
9.5 | Kg | 8 SWG GI wire (Part- E, 3 -c P-124 ) | 101.5 | Kg | 964.25
0.5 | Kg | 'U' nails (SD-74 ,22-23) | 21.3 |  | 10.65
|  | Labour |  |  | 1464
|  | Sundries |  |  | 3.2
|  | Tatal for 90 Rmts |  |  | 2442.1
|  | For 1 Rmt |  |  | 27.13
Say
Labour charges
1 |  | Wiremen Grade II | 820 | No | 820
1 |  | Helpers | 644 | No | 644
1464

## Lead
Tamil Nadu Police Housing Corparation Ltd.
==========================================================
PLACE:- | KANYAKUMARI | 2023-2024
Sl.No | Description of Material | Unit | Source | Total Lead | Cost of Material | Lead charge | Material Cost @ Site | LABOUR RATE
1. | ROUGH STONE | CUM. | Araikkakulam | 9 | 449.4 | 104.85 | 554.25 | MASON-I Brick / Stone work (p-10) | 999
2. | BOND STONE | CUM. | Araikkakulam | 9 | 648.4 | 104.85 | 753.25 | MASON-II Brick / Stone work (p-10) | 932
3. | HARD BROKEN STONE JELLY 3mm To 10mm | CUM. | Araikkakulam | 9 | 773.67 | 104.85 | 878.52 | MAZDOOR-I (p-11) | 651
4. | HARD BROKEN STONE JELLY 10mm | CUM. | Araikkakulam | 9 | 1016 | 104.85 | 1120.85 | MAZDOOR-II (p-12) | 534
5. | HARD BROKEN STONE JELLY 12mm | CUM. | Araikkakulam | 9 | 1382 | 104.85 | 1486.85 | PAINTER-I (p-10) | 797
6. | HARD BROKEN STONE JELLY 20mm | CUM. | Araikkakulam | 9 | 1489 | 104.85 | 1593.85 | PAINTER-II (p-11) | 772
7. | HARD BROKEN STONE JELLY 40mm | CUM. | Araikkakulam | 9 | 1069.8 | 104.85 | 1174.65 | PLUMBER-I (p-10) | 866
8. | SAND FOR MORTAR | CUM. | Thazhakudy | 24 | 1338 | 250.38 | 1588.38 | PLUMBER-II (p-11) | 839
9. | SAND FOR FILLING | CUM. | Thazhakudy | 24 | 1338 | 250.38 | 1588.38 | FITTER-I (p-9) | 881
10. | Kiln Burnt Country Bricks SIZE 22x11x7Cm | 1000nos. | Thovalai | 22 | 5709 | 196.74 | 5905.74 | FITTER-II (p-11) | 856
11. | BRICK JELLY 40mmGAUGE | CUM | Thovalai | 22 | 705 | 160.1 | 865.1 | CARPENTER-I (p-10) | 976
12. | BRICK JELLY 20mmGAUGE | CUM | Thovalai | 22 | 786 | 160.1 | 946.1 | CARPENTER-II (p-11) | 932
13. | MACHINE PRESSED TILES 23x 23x 2 Cm | 1000nos. | Local | 0 | 16106 | 0 | 16106 | STONE CUTTER-I (p-9) | 766
14. | SLACKED SHELL LIME | CUM. | Local |  | 1348 |  | 1348 | STONE CUTTER-II | 738
15. | SLACKED &SREENED LIME STONE | CUM. | Local | 0 | 993 | 0 | 993 | FLOOR POLISHER | 769
16. | C.W SCANTLING UPTO 4M LONG | CUM. | Local | 0 | 34300 | 0 | 34300 | Mortar mix charges manual sl.125(Ann3 N-29) | 116
17. | C.W. PLANK UPTO 40mmTHICK UPTO 30 Cm WIDTH | CUM. | Local | 0 | 39400 | 0 | 39400 | Vibrat-charges(R.C.C) sl.71/2 p25 | 94.2
18. | T.W SCANTLING 2M TO 3M LONG 108/73 p-19 | CUM. | Local | 0 | 111600 | 0 | 111600 | Vibrat-charges(P.C.C) sl.71/1 p25 | 69.8
19. | T.W.SCANTLING BELOW 2M LONG 109/74 p-21 | CUM. | Local | 0 | 99400 | 0 | 99400 | Sand filling charges sl.46/84p23 | 34.2
20. | T.W.PLANKS 15TO30cm WIDTH & 12to25mm Thick | CUM. | Local | 0 | 95000 | 0 | 95000 | Earth filling charges sl.46/85 p23 | 38.95
21. | Country BricksKiln Burnt of SIZE 22x11x5Cm | 1000nos. | Thovalai | 22 | 4299 | 196.74 | 4495.74 | E.W. 40/62 p-22 | 112.05
22. | MOSAIC TILES GRAY 25X25X2cm. | 1000nos. | Local |  | 11907 |  | 11907 | L.C.T.W.Door- 104/2 p-27 | 1537
23. | CEMENT (supply at site) | M.T | Local | 0 | 6040 | 0 | 6040 | L.C.marine doors-105/3 p-27 | 1281
24. | R.T.S. / M.S upto 16mm | M.T | Local | 0 | 58000 | 0 | 58000 | TW glazed window 109/8 p-27 | 1436
25. | M.S./ R.T.S above 16mm | M.T | Local | 0 | 58000 | 0 | 58000 | Wrought&putup 103/1 p-27 | 13690
26. | Country BricksKiln Burnt SIZE 22x11x5Cm | 1000nos. | Thovalai | 22 | 4299 | 196.74 | 4495.74 | Ventilator 113/14 p-28 | 1197
27. | HBSJ 11.2mm IRC metal (HW) | CUM. | Araikkakulam | 9 | 961 | 104.85 | 1065.85 | Meter- Cupboard Weldmesh 118/23 p-28 | 1072
28. | HBSJ 37.5mm to 26.5mm IRC metal | CUM. | Araikkakulam | 9 | 1082.5 | 104.85 | 1187.35 | E.W (SDR) 41/67 p-23 | 166.9
29. | HBSJ 63mm to 45mm IRC metal | CUM. | Araikkakulam | 9 | 915.45 | 104.85 | 1020.3 | FITTER-II (Pipe & Bar Bend) 57/20a p-11 | 839
30. | Gravel | CUM. | Kavalkinaru | 25 | 222.7 | 258.95 | 481.65 | FITTER-I (Pipe & Bar Bend) 16/20A p-9 | 866
31 | Well Gravel | CUM. | Local | 5 | 166.5 | 58.25 | 224.75 | E.W loose soil p-22 SS20B/38/50 | 74.85
- | - | - | - | - | - | - | - | - | -
| Stone dust p20 96-58a | Cum | Araikkakulam | 9 | 123.7 | 71.91 | 195.61
1. Certified that the lead particulars furnished above are correct to the best of my knowledge.
2. Certified that Presently M sand from the approved source of Thazhakudy which is nearest and 24 Km from the site.
3. Certified that Presently Gravel from the source of Kavalkinaru which is nearest and 25 Km from the site.

## Check list
TAMIL NADU POLICE HOUSING CORPORATION LTD. |  |  |  |  | TAMIL NADU POLICE HOUSING CORPORATION LTD.
TIRUNELVELI DIVISION |  |  |  |  | TIRUNELVELI DIVISION
| ESTIMATE SCRUTINY CHECK LIST - DB / CL / 01 |  |  |  |  | PROFORMA
| CHECK LIST TO ACCOMPANY THE DETAILED ESTIMATE |  |  |  |  | PART - II
1 | Name of Work | : | Special Repair works to Marine Police station at Kanyakumari in Kanyakumari District.
2 | Reference To Administrative Sanction (A.S) and Amount | : |  |  | 1 | A site plan of the site for a scale of 1 / 500 with the following Details | : | Enclosed
3 | Whether Rough cost Estimate based on which A.S was obtained is enclosed | : | _ |  | a | Spot level with contours at an intervals of 15 metres indicating the referance to bench mark and its locations | : | _____
4 | If there are omission in the provision as Sanctioned , reason to be substantiated | : | Nil |  | b | Trees with in the site indiating their girth , height , area of spread and age | : |  | 8
5 | Whether objective report accompany estimate is prepared | : | Yes |  | c | Existing roads , pathways , Streams , odais and structures with measurements with in the site and in the adjoining land | :
6 | Whether Layout Plan is enclosed | : | Yes |  | d | Power lines , Telephone lines , Water supply and Drainage line with in the site if any | : | _____
7 | Whether Trail Pit Particulars are enclosed | : | Soil Report Enclosed.
8 | If the Proposal is for Additional Floors, | : | ____ |  | 2 | Test results of the soil at the site
| Year(s) of Construction of Exiting Floors and the ultimate number of floors designed for . | : |  |  | a | Soil test report from authorised Institution / Agency enclosed | :
9 | Whether there any spliting up of the Sanction is involved | : | No
10 | Does the site require Filling and if so whether Provision is made in the Estimate | :
11 | If the cost of the filling is the high , has it been examined as to whether the building can be constructed without resorting to filling at a high cost . | : | __
12 | Whether the list is submitted in Duplicate | : | ___
13 | In the case of Load bearing structures, whether stress at critical section has been worked out . | : | ___
14 | Reason for delay over and above the stipulated time to prepare the detailed estimate from the date of receipt of A.S. | : | Nil
15 | Proposal for Additional Staff | : | ____
16 | Monuments , Memorial Pillars , Museums and other building with in 100 m radius of the proposed site , coming under department of Archaelogy . |  | NIL
17 | Further if such structures exists beyond 100 m - 300 m radius of the proposed site , approval should be obtained from " National Commission for Museum and Monuments " . |  | NIL
TAMIL NADU POLICE HOUSING CORPORATION LTD.
TIRUNELVELI DIVISION
PROFORMA
PART - I
1 | A Site plan of the Site for a scale of 1/500 with the following Details |  |  | Enclosed.
| i) North Point | : | Marked.
| ii ) Survey No. Sub division etc | :
| iii ) Measurement of the Site | :
2 | Classification of the Land such as Patta / Poramboke , Wet / Dry . | : | Police land
3 | Extent of Land | :
4 | Nature of Site (ie) Whether low lying , sloping or level ground . | : | Low lying
5 | Whether there are LT / HT Power lines running across the site and if so the capacity of the Power lines | : | No
6 | Whether there are any Telephone lines with in the Sites. | : | No
7 | Water table Level (1) Present | :
| (2) Maximum | :
8 | Maximum Flood level of the nearest Water course if any | : | __
9 | Whether there are any Water supply and Drainage lines with in the Site, requiring diversion . | : | No
10 | Whether there are any Wells with in the Site and if so the size of the well, Depth and nature of water . | : | No
11 | Whether there are rock outcrop with in the Site and if so location may be indicated in the Site plan . | : | No
12 | Nature of Soil at the site with Trail pit details for a Depth of 4.00 metre ( Soil classification to be as per Chief Engineer/TNPHC Circular No WKS. 11(2) 2821 /A / 79 - CR dt 24.10.79. | :
13 | Lead for Materials | : | Enclosed
14 | Local rates for the Materials not covered under Schedule of Rates | : | Enclosed