## G. Abstract080418
Tamil Nadu Police Housing Corporation Limited
Chennai Division - I
GENERAL ABSTRACT
Name of work: Construction of 3 Nos. of SFO and 50 Nos of Fireman quarters at Palavoyal village, Redhills, Ponneri thaluk in Thiruvallur District ( Chennai Suburban).
Sl.No. | Qty | Description | Rate | Unit | Amount
|  | BUILDING WORKS | AS PER PWD SR 2021-22
1 | 1 | Construction of slit + 5 (40 Nos) of fireman qts | 79619795.3315 | 1 Unit | 79619795.3315 |  |  |  | 1990494.8833
2 | 1 | Construction of slit + 5 (10 Nos) of fireman qts | 24885252.6492 | 1 Unit | 24885252.6492 |  |  |  | 2488525.2649
3 | 1 | Construction of slit +2 (3 Nos) of SFO qts | 7417136.4474 | 1 Unit | 7417136.4474 |  |  |  | 2472378.8158
|  | SUB - TOTAL - I Rs. |  |  | 111922184.4282 | #REF!
Development works
4 | 1 | Providing external electrical arrangement | 1037440 |  | 1037440
5 | 1 | Construction of spectic tank | 665360.9255 |  | 665360.9255
|  | SUB - TOTAL - II Rs. |  |  | 113624985.3537
6 |  | GST at 12% |  |  | 13634998.2424
|  | SUB - TOTAL - III Rs. |  |  | 127259983.5961
7 |  | Lettering and Numbering the block | LS |  | 150000
8 |  | Provision for storm water drain | LS |  | 420000
|  | SUB - TOTAL - IV Rs. |  |  | 127829983.5961
9 |  | Labour Welfare fund @ 1% |  |  | 1278299.836
10 |  | Unforeseen items,Contingencies and PS Supervision charges at 1% |  |  | 1278299.836
11 |  | Supervision Charges @ 7.5% |  |  | 9587248.7697
|  | SUB - TOTAL - V Rs. |  |  | 139973832.0378
12 |  | Advertisement charges |  |  | 100000
13 |  | Provision for Inaugural function |  |  | 30000
14 |  | Structural design / Consultancy charges |  |  | 50000
15 |  | Provision for EB depoist |  |  | 500000
16 |  | Provision for Metro water |  |  | 86000
|  | Grand Total |  |  | 140739832.0378 |  | 1278299.836 | 1270126.576 | 14070000
|  |  | Say |  | 140741000 | 1167.9622
[6 empty] | 140741000 | 140741000 |  | -140739832.0378

## Abstract.20 in 1
ABSTRACT
Name of work: Construction of 40 Nos of Fireman quarters at Palavoyal village, Redhills, Ponneri thaluk in Thiruvallur District.
Sl.No | Qty |  | Description of items | Rate | per | Amount
1 |  |  | Earth work excavation for foundation in all soils and sub-soils to the required depth as may be directed except in hard rock requiring blasting but inclusive of shoring, strutting, and bailing out water wherever necessary and refilling the sides of foundation with excavated earth in 150mm thick layers well watered rammed and consolidated and depositing the surplus earth in places shown clearing and levelling the site with an initial lead of 10 metres and lift as specified here under etc. complete in all respects complying with relevant standard specifications. (Including Refilling)
| 1158.7 | CUM | a) 0 to 2m depth. | 224.84 | CUM | 260522.108
| 117.8 | CUM | b) 2m to 3m depth | 234.14 | CUM | 27581.692
2 | 298.7 | Cum | Filling in foundation and basement and other similar works with Excavated earth in layers of 150mm thick well watered rammed and consolidated complying with relevant standard specification etc., all complete and as directed by the departmental officers. | 36.96 | Cum | 11039.952
3 | 192.7 | Cum | Supply and filling in foundation and basement with Stone dust in layers of 150mm thickness well watered, rammed and consolidated complying with relevant standard specification including cost of stone dust etc., all complete and as directed by departmental officer. | 423.9 | Cum | 81685.53
4 | 93.7976 | Cum | Supplying and laying of Hard core 200mm consolidated thickness using 60% of IRC metal 80mm to 63mm and 40% of IRC metal 40mm to 10mm and laying river sand 50mm thickness over the metal layer and it shall be copiously watered using a water jet in order to force the sand into the void spaces. The process shall be repeated until no more sand and water get into the void spaces of the broken stone etc., all complete for the formation of hard core layer including compacting the existing earth using vibrator/Earth rammer initially and consolidation of hard core layer by hand roller in layers not exceeding 15 cm thickness as directed by the departmental officers. The IRC metal should confirming to IS 383-1970 Table 2 gradation etc all complete. | 2718.85 | Cum | 255021.6048
5 | 97.1 | CUM | Plain cement concrete 1:5:10 (One of cement, five of sand and ten of hard broken stone Jelly) for foundation using 40 mm gauge hard broken stone jelly inclusive of shoring, strutting and bailing out water wherever necessary ramming, curing etc., complete in all respects complying with relevant standard specifications and as directed by the departmental officers. | 4394.7 | CUM | 426725.37
6 |  |  | Plain cement concrete 1:2:4 (One of cement two of sand and four of Hard Broken Stone jelly) using 20mm gauge hard broken stone jelly excluding shuttering and centering but including laying, curing and finishing with relevant standard specifications in foundation and basement, and other similar works & as directed by the departmental officers. |  | 0 | 0
| 42.7 | Cum | a) In Foundation and Basement. | 5916.02 | Cum | 252614.054
7 | 309.2 | CUM | Standardised concrete Mix M20 Grade Concrete 20 mm HBSJ in Foundation and Basement | 7325.6 | CUM | 2265075.52
8 | 116.5 | CUM | Brick work in CM 1:5 (One of cement and five of sand) using chamber burnt bricks of size 9”x4½”x3” (23x11.4x7.5 cm) in foundation and basement including dewatering wherever necessary proper setting, curing etc., complete with relevant standard specifications. | 6312.61 | CUM | 735419.065
9 |  |  | Standardised concrete Mix M20 Grade Concrete 20 mm HBSJ in Following floors |  | 0 | 0
| 133.5 | CUM | (a) In Ground Floor | 7439.23 | CUM | 993137.205
| 146.3 | CUM | (b) In First Floor | 7663.08 | CUM | 1121108.604
| 146.3 | CUM | (c) In Second Floor | 7886.93 | CUM | 1153857.859
| 146.3 | CUM | (d) In third Floor | 8110.78 | CUM | 1186607.114
| 146.3 | CUM | (e) In forth Floor | 8334.63 | CUM | 1219356.369
| 146.3 | CUM | (F) In Fifth Floor | 8558.48 | CUM | 1252105.624
| 50.2 | Cum | G) Sixth floor | 8782.33 | Cum | 440872.966
10 | 153.05 | MT | Supplying, fabricating and placing in position of Mild steel Grills / Ribbed Tor Steels of all diameters for reinforcement for all floors including cost of binding wire, bending tying etc., all complete and as directed by the departmental officers. | 81012.5 | MT | 12398963.125
11 | 153.05 | MT | Applying one coat of anticorrosive treatment on steel reinforcement rods (20 ltrs. Of anitcorrosive chemical for one mertic tonne of steel reinforcement rods) at site including a cost of required quantity of anticorrosive chemicals, (best approved quality) cement, consumables such as brushes, gloves and labour for anticorrosive coating etc. complete and as directed by the departmental officers. (The Quality and brand of anticorrosive chemaical should be got approved by the EE before use). | 4570 | MT | 699438.5
12 |  |  | Brick work in Cement Mortar 1:6 (One of cement and six of sand) using Chamber burnt bricks of size 9”x4½"X3” (23x11.4x7.5cm) for super structure in the following floors including labour for fixing the doors, windows and ventilator frames in position, fixing of hold fasts, scaffoldings, curing etc., complete in all respect complying with relevant standard specifications and drawings. |  | 0 | 0
| 27.5 | Cum | (a) Ground Floor | 6330.19 | Cum | 174080.225
| 163.1 | CUM | b) First Floor | 6481.11 | CUM | 1057069.041
| 163.1 | CUM | c) Second Floor | 6632.03 | CUM | 1081684.093
| 163.1 | CUM | D) Third Floor | 6782.95 | CUM | 1106299.145
| 163.1 | CUM | E) Forth Floor | 6933.87 | CUM | 1130914.197
| 163.1 | CUM | F) Fifth Floor | 7084.79 | CUM | 1155529.249
| 29.9 | Cum | G) sixth floor | 7235.71 | Cum | 216347.729
13 |  |  | Brick partition wall in Cement Mortar 1:4 (One of cement and four of sand) 114mm thick for super structure in the following floors using chamber burnt bricks of size 9”x4½”x3” (23x11.4x7.5cm) including labour for fixing the doors, windows and ventilator frames in position, fixing of hold fasts, scaffoldings,curing etc., complete in all respect complying with relevant standard specifications and drawings. |  | 0 | 0
| 461.1 | SQM | c) In First floor | 827.47 | SQM | 381546.417
| 461.1 | SQM | d) In Second floor | 844.67 | SQM | 389477.337
| 461.1 | SQM | e) In Third floor | 861.87 | SQM | 397408.257
| 461.1 | SQM | f) In Fourth floor | 879.07 | SQM | 405339.177
| 461.1 | SQM | g) Fifth floor | 896.27 | SQM | 413270.097
| 259.5 | Sqm | h) Sixth floor | 913.47 | Sqm | 237045.465
14 |  |  | Brick partition walls 75mm thick using chamber burnt bricks of size 9”x4½”x3” (23x11.4x7.5cm) in cement mortar 1:4 (One of cement and four of sand) for super structure in the following floors including scaffoldings, curing etc., complete in all respect complying with relevant standard specifications and drawings. |  | 0 | 0
| 11.7 | SQM | a) Ground floor | 565.47 | SQM | 6615.999
| 11.7 | SQM | (b) First Floor | 576.79 | SQM | 6748.443
| 11.7 | SQM | ©Second Floor | 588.11 | SQM | 6880.887
| 11.7 | SQM | (d) Third Floor | 599.43 | SQM | 7013.331
| 11.7 | SQM | e) Forth floor | 610.75 | SQM | 7145.775
| 11.7 | SQM | f) Fifth floor | 622.07 | SQM | 7278.219
15 | 898 | Sqm | Plastering with cm 1:4 ( one of cement and four of sand ) 12 mm thick mixed with water proofing compound (CICO ) at the rate of 2 kg / 10 sq.m including curing etc., all complete complying with relevant standard specifications. | 241.21 | Sqm | 216606.58
16 | 15329.2 | Sqm | Plastering with CM 1:5 (One of cement and five of sand) 12mm thick finished with neat cement including providing band cornice, ceiling cornice, curing, scaffolding, etc., complete in all respects and complying with relevant standard specifications. | 226.74 | Sqm | 3475742.808
17 | 5795.4 | Sqm | Special ceiling plastering in cement mortar 1:3 (One of cement and three of sand) 10mm thick for bottom of roof, stair, waist, landing and sunshades in all floors finished with neat cement including hacking the areas, providing band cornice, scaffolding, curing etc., complete | 265.03 | Sqm | 1535954.862
18 |  |  | Plastering in CM 1:5 (One of cement and five of sand) 12mm thick for border finish in all floors for elevation purposes, including scaffolding, curing, finishing etc., all complete. |  | 0 | 0
| 216.3 | RMT | a) 150mm border | 74.66 | RMT | 16148.958
| 360.6 | RMT | b) 75mm border | 48.89 | RMT | 17629.734
| 2215.6 | RMT | c) 50mm border | 36.46 | RMT | 80780.776
19 |  |  | Providing Form work and centering for reinforced cement concrete works including supports and strutting up to 3.30m height for plane surfaces as detailed below with all cross bracings using mild steel sheets of size 90cm x 60cm and MS 10 gauge stiffened with welded mild steel angles of size 25mmx25mmx3mm for boarding laid over silver oak or country wood joists of size 10cmx6.5cm spaced at about 90cm centre to centre and supported by casurina props 10cm to 13cm dia spaced at 75cm intervals and removing the same after a specified period without damaging the R.C.C works etc., complete complying with standard specifaction and as directed by the departmental officers. |  | 0 | 0
| 778.6 | Sqm | a. For Column footings, plinth beam, Grade beam, Raft beam, Raft slab etc., | 804.89 | Sqm | 626687.354
| 5547.5 | Sqm | b. Plain surface such as Roof slab, Waist slab, Portico beam etc., complete | 900.96 | Sqm | 4998075.6
| 2510.8 | Sqm | c.For Square and rectangular columns and small quantities such as sunshade, parapet cum drops window boxiing, fin projection and other similar works. | 1081.15 | Sqm | 2714551.42
| 160.7 | Sqm | d.For vertical walls (sump) | 991.06 | Sqm | 159263.342
20 | 5795.4 | Sqm | White washing three coats using clean shell lime slaked including cost of lime, gum, blue, brushes, including scaffolding etc., complete in all respects. | 43.02 | Sqm | 249318.108
21 | 10508.8524 | Sqm | Painting the walls with two coats using approved quality of best Oil Bound Distemper over the one coat of putty work including cost of distemper, primer, cleaning and scrapping the walls, rendering the walls smooth with necessary putty, brushes, scaffolding arrangements & labour charges etc., all complete and as directed by the departmental officers (paints and its shade shall be got approved from the Executive Engineer before using) | 119.37 | Sqm | 1254441.711
22 | 4723.9 | Sqm | Painting the false ceilling / walls two coats with 1st class ready mixed plastic emulsion paint of best approved quality colour and shade over a priming coat, including clean removal of dirt and dust etc., complete including cost of necessary brushes, labour charges, putty etc., complying with relevant standard specification. (The paint should be supplied by the contractors at his own cost.The quality and shade of the paint should be got approved by the Executive engineer before use.) | 222.05 | Sqm | 1048941.995
23 | 10508.8524 | Sqm | Supplying and applying of Full putty two coat with aproved make wall putty for smooth finishing the new cement plastered walls including cost of putty, brushes, watering, curing, labour charges for applying putty, blade etc., complete as directed by the departmental officers. (The quality and brand should be got approved from the EE before use.) | 180 | Sqm | 1891593.432
24 |  |  | Supplying and fixing of Teak Wood wrought and put up for frames of doors, windows, ventilators, cupboard and any other similar joinery works with necessary plugs, rebates for shutters, plaster grooves on all faces etc. , including labour charges for fixing hold fasts, complying with relevant standard specifications etc., in all respects. |  | 0 | 0
| 6.8 | Cum | a) Teak wood over 2.00 metre and below 3 metre length | 124580 | Cum | 847144
| 0.64 | Cum | b) Teak wood below 2.00 metre length | 112380 | Cum | 71923.2
25 |  |  | Providing precast concrete slab for cupboard ward robes shelves, cover slab for chambers, Baffle walls side slabs of boxing around windows and other similar works in M-20 grade standardised concrete using hard broken stone jelly of size 10mm and less for the following thickness excluding the cost and fabrication of reinforcement grills but including precasting, moulding, curing, finishing and fixing in position complying with relevant standard specifications etc., complete in the following floors (Measurement will be taken including bearing in wall also). II. 40mm thick |  | 0 | 0
| 82.1 | SQM | (b) First Floor | 1547.73 | SQM | 127068.633
| 82.1 | 0 | (c) Second floor | 1556.77 | 0 | 127810.817
| 82.1 | 0 | (d) Third Floor | 1565.81 | 0 | 128553.001
| 82.1 | 0 | (e)Fourth floor | 1574.85 | 0 | 129295.185
| 82.1 | 0 | (F)Fifth floor | 1583.89 | 0 | 130037.369
26 |  |  | Precast cement concrete Jally ventilator in cement concrete 1:2:4 (One of cement, two of sand, and four of hard broken stone jelly) using 20mm gauge hard broken stone jelly for the following thickness excluding the cost and fabrication of reinforcement grills but including precasting, moulding, curing, finishing and fixing in position complying with relevant standard specifications etc., complete in the following floors. I. 50mm thick |  | 0 | 0
| 0.9 | Sqm | (a) Ground floor | 483.74 | Sqm | 435.366
| 7.2 | Sqm | (b) First Floor | 491.29 | Sqm | 3537.288
| 7.2 | Sqm | (c) Second floor | 498.84 | Sqm | 3591.648
| 7.2 | Sqm | (d) Third Floor | 506.39 | Sqm | 3646.008
| 7.2 | Sqm | (e)Fourth floor | 513.94 | Sqm | 3700.368
| 7.2 | Sqm | (F)Fifth floor | 521.49 | Sqm | 3754.728
27 |  |  | Supplying and fixing of Best Indian Teakwood Panelled door shutters Single leaf in position using 125mm x 37.5mm styles and 4 Nos. of 150x37.5mm rails (top, middle, bottom and lock rail) 2 nos. of 125mm x 37.5mm vertical shoter styles and 18.75mm thick planks for panels including cost and labour for fixing the furniture fittings such as 1nos of door handle , 3nos of 5" Butt hinges, 2nos of 6"x1/2" Tower bolt, 1no 10"x5/8" aldrop, 1nos nylon bush and 1nos door stopper with Brass screws etc., all complete and as directed by the departmental officers a) Single leaf suitable for door size 1000mm x 2100mm |  | 0 | 0
| 73.8 | SQM | a. 1000 x 2100 mm | 5857.21 | SQM | 432262.098
28 |  |  | Providing 9mm thick BWR Ply wood ( single ) with TW style including putting etc., |  | 0 | 0
| 262.4 | SQM | b. 900 x 2100 mm | 3535.05 | SQM | 927597.12
29 | 200 | NOS | Supplying and fixing of Magnetic door catches | 52 | NOS | 10400
30 | 24148.8 | KG | Supplying and fixing Mild Steel grills as per the design approved to verandah enclosure or gate including one coat of primer and labour for fixing in position etc. all complete | 62.6 | KG | 1511714.88
31 | 1200 | NOS | Supplying of mild steel hold fasts horizontally twisted of size 230x40x4mm with pair of suitable iron screws. | 9.6 | NOS | 11520
32 | 550 | SQM | Finishing the top of flooring with cement concrete 1:3 (One of cement and three of blue granite chips of size 10mm and below) 20 mm thick Ellispattern Flooring (No Sand) and surface rendered smooth including 150mm wide skirting, providing proper slopes, thread lining, curing etc.. complete in all floors complying with relevant standard specifications. | 430.27 | SQM | 236648.5
33 | 76.1 | SQM | Weathering Course with concrete broken brick jelly 20mm gauge in pure burnt lime stone slaked and screened (No Sand) over RCC Roof Slab with proportion of brick jelly to lime (fat lime) being 32: 12 1/2 by volume well beaten with wooden beaters for giving the required slope and thickness complying with relevant standard specification and as directed by the departmental officers. | 3835.05 | SQM | 291847.305
34 | 786.3 | SQM | Painting the new wood work with two coats of approved first class synthetic enamel ready mixed paint in addition to one coat of primer of approved quality and shade, the paint should be supplied by the contractor at his own cost (The quality and the shade of paint should be got approved by the Executive Engineer before use) complying with relevant standard specifications. | 225.31 | SQM | 177161.253
35 | 796.6 | Sqm | Painting the new Iron work and other similar works such as PVC /ASTM Pipes, Kerb Stone and grills with two coats of approved first class synthetic enamel ready mixed paint of approved quality and brand, the paint should be supplied by the contractor at his own cost. (The quality and the brand of paint should be got approved by the Executive Engineer before use) complying with relevant Standard specifications. | 133.44 | Sqm | 106298.304
36 | 906.8 | Sqm | Supplying and fixing of Colour glazed tiles (Best approved quality and the same shall be got approved from the Executive Engineer before using) over cement plastering in CM 1:2 (One of cement and two of sand) 10mm thick including fixing in position, cutting the tiles to the required size wherever necessary, pointing the joints with coloured cement, curing, finishing etc., all complete and as directed by the departmental officers. | 1304.55 | Sqm | 1182965.94
37 | 223.5 | Sqm | Supplying and fixing of colour Ceramic Tiles Anti skid without corrugated design for flooring and other similar works (Best approved quality, colour and shade shall be got approved from the Executive Engineer before using) over cement mortor 1:3 (One of cement and three of sand) 20mm thick including fixing in position, cutting the tiles to the required size wherever necessary, pointing the joints with white cement, curing, finishing etc., all complete and as directed by the departmental officers | 1137.54 | Sqm | 254240.19
38 | 1911.6 | Sqm | Supplying and fixing of stainfree nano polishing vertified tiles 60 cm x 60 cm x 2 cm for flooring and other similar works (Best approved quality) colour and shade shall be got approved from the Executive Engineer before using) over cement mortar 1:3 (one of cement and three of sand) 20 mm thick including fixing in position cutting the tiles to the required size wherever necessary pointing the joints with white cement, curing finishing etc. all complete and as directed by the departmental officers. | 1407.2 | Sqm | 2690003.52
39 | 71.8 | Sqm | Supplying and fixing of Grey colour Granite (10 to 12 mm thick) for wall cladding (Best approved quality and the same shall be got approved from the Executive Engineer before using) over cement plastering in CM 1:2 (One of cement and two of sand) 10 mm thick including fixing in position, cutting the tiles to the required size wherever necessary, pointing the joints with coloured cement, curing, finishing etc., all complete and as directed by the departmental officers. | 1625.55 | Sqm | 116714.49
40 |  |  | Providing Jet Black Granite, Tiles 20 mm thick for kitchen platform slabs including super fine polish, finishing and fixing in position and pointing with CM 1:3 (One of cement and three of sand) complying with relevant Standard specifications etc., (Measurement will be taken including bearing also) as directed by the departmental officers (Quality of Granite slab shall be got approved by the Executive Engineer before fixing. |  | 0 | 0
| 68.4 | Sqm | b. In First floor | 1927.79 | Sqm | 131860.836
| 68.4 | 0 | c) Second Floor | 1932.27 | 0 | 132167.268
| 68.4 | 0 | d) Third Floor | 1936.75 | 0 | 132473.7
| 68.4 | 0 | e) forth Floor | 1941.23 | 0 | 132780.132
| 68.4 | 0 | f) Fifth Floor | 1945.71 | 0 | 133086.564
41 | 138 | RMT | Providing nosing to the edges of Granite slab both side | 366.6 | RMT | 50590.8
42 | 645.8 | Sqm | Finishing the top of Terrace floor with one course of solar reflective water proof, heat proof and cool roof ceramic tiles of size 300mmx300mmx8mm thick of approved quality laid in cement mortor 1:3 (one part of cement and three parts of sand) 20mm thick over base concrete mixed with calcium based mineral powder (60 kg for 1000 sqft) (before laying tiles, the tiles should be dipped with salin based nano liquid) and top Grouting with cement mortar 1:3 (one part of cement and three parts of sand) mixed with white cement, silicon powder and polimer additives (20kg for 1000 sqft.) and joint pointed with zycosil oil (200gm for 1000 sqft.) after grouting acrylic salin based liquid including cost of base concrete 1:2:4 mix using 6-10mm chips - 40mm thick etc., complete complying with standard specifications including cost of all materials, labour charges for lifting to open terrace, laying and finishing and other incidental charges etc., complete and as directed by the departmental officers. (The Brand and quality of tiles should be got approved from the Executive Engineer before using) | 1586.37 | Sqm | 1024477.746
43 | 218.4 | Sqm | Providing wooden ( Melamine Door ) Polish for old wood by removing by blade scrapping the exisiting dirt from the wooden surface using sand paper with M50 and repeat M80 paper to get a smooth surface leaves atleast 4hrs drying sand paper and prepare surface by M100 and clear the surface apply one coat of touch wood stainer by brush and leaves for two hrs. for drying prepare the surface by M100 sand paper and apply one coat of ash sanding sealer mixed with approved quality thinner after drying apply one coat of sanding sealer and attend the surface to get thoroughly dired smoother surface with no.250 water emery wood cleaner fill the holes and dots by putty and packing to get the surface clean apply surface by wax emery no.250 apply first coat of melamen sealer with the thinner for preparing the surface and apply second coat of the same by dry after drying preparing the surface with water emery no.320 and apply two coats of melamen matt mixed with glazing and thinner 106 prepare the surface water no.400 and apply two coats of same and finally smoother etc., all complete including cost of all materials and labour etc., and as directed by the departmental officers (The quality and shade of the polish should be got approved from the EE before use). | 1386.8 | Sqm | 302877.12
44 | 24.1488 | Mt | Applying one coat of Anticorrosive treatment for steel window/ M.S. Grills (using 5 liters of anticorosive chemical per one MT of steel) at site including cost of paint (NITOZINC rich primer), brushes, gloves, labour charges for applying anticorrosive paint etc before the application of synthetic enamel paint. (The quality and the brand of the anticorrsive paint, should be got approved from the EE before use) and as directed by the departmental officers. | 2767.25 | Mt | 66825.7668
45 | 106.4 | RMT | Supplying and fixing of 20mm dia Aluminium Hanger rod etc. | 58 | RMT | 6171.2
46 | 80 | NOS | Supplying and fixing of towel rail 75cm long etc | 95 | NOS | 7600
47 | 80 | NOS | Supplying and fixing of five pin coat stand etc., | 55 | NOS | 4400
48 | 560 | NOS | Supplying and fixing of 8 gauge chromium pin picture hook etc., | 1.5 | NOS | 840
49 | 4 | NOS | supplying and planting avenue tree including earth work etc., | 292.74 | NOS | 1170.96
50 | 4 | NOS | Providing and fixing of Triangular shape chickhen mesh tree guard etc., | 849.27 | NOS | 3397.08
51 | 1 | NOS | Supplying. Fabricating and erection of M.S Scheme Name board | 17839.02 | NOS | 17839.02
52 |  |  | Supplying, laying, fixing and jointing the following PVC pipes as per ASTM D - 1785 of schedule 40 of wall thickness not less than the specified in IS 4985 suitable for plumbing by threading of wall thickness including the cost of suitable PVC/GI specials /GM specials like Elbow, Tee reducers, Plug, union, bend, coupler, nipple/ GM gate valve, check and wheel valve etc., wherever required above the ground level including the cost of teflon tape, special clamps, nails, etc., fixing on wall to the proper gradient and alignment and redoing the chipped of masonry etc., as directed by the departmental officers. |  | 0 | 0
| 304.8 | RMT | a) 32mm dia Astm D schedule 40 threaded Pvc pipe with necessary PVC/GI specials | 241.57 | RMT | 73630.536
| 1952 | RMT | b) 25mm ASTM D schedule 40- threaded PVC pipe | 224.34 | RMT | 437911.68
| 602.4 | Rmt | b) 20 mm ASTM D schedule 40- threaded PVC pipe | 219.55 | Rmt | 132256.92
53 | 200 | RMT | Supplying, laying and fixing of 20 mm dia GI Pipe ‘B’ Class of best approved quality for Hot water line fully concealed in walls including cost of pipes and specials, labour charges for laying,jointing, testing and redoing the dismantled portions with neat finish etc., all complete and as directed by the departmental officers. | 302.48 | RMT | 60496
54 | 242 | NOS | Supplying and fixing of half turn C.P Long body Tap of 15mm dia of best quality including cost of half turn CP tap with required specials and labour for fixing etc, all complete and as directed by the departmental officers., (The quality and brand of fittings should be got approved from Executive Engineer before use). | 480 | NOS | 116160
55 | 122 | NOS | Supplying and fixing of half turn C.P short body Tap of 15mm dia of best quality including cost of half turn CP tap with required specials and labour for fixing etc, all complete and as directed by the departmental officers., (The quality and brand of fittings should be got approved from Executive Engineer before use). | 432 | NOS | 52704
56 | 2 | NOS | Supplying and fixing of Indian Water Closet white galzed (oriya type) of size 580 mm X 440 mm of approved make with ISI mark (to be got approved from EE before use) with P or S trap confirming to IS 2556 part 12, including concrete packing filling portion with earth, flooring the area with 75mm thick brick jelly concrete in CC 1:8:16 (one of cement, eight of sand and sixteen of brick jelly) using 40mm size brick jelly and top left rough to receive the floor plastering but including anti-syphonage connection, curing, etc. all complete and as directed by the departmental officers. In Ground floor. | 3189.48 | NOS | 6378.96
57 | 40 | NOS | Supplying and fixing of Indian Water Closet white glazed (oriya type) of size 580 mm X 440 mm of approved make with ISI mark (to be got approved from EE before use) with PVC SWR grade 'P' or 'S' trap, including concrete filling the sunk portion with brick jelly lime concrete proportion of brick jelly to lime being 32:12½ by volume (32 cft of 20mm gauge brick jelly and 12 ½ cft of slaked lime) (No sand) and top 75mm thick brick jelly concrete in CC 1:8:16 (one of cement, eight of sand and sixteen of broken brick jelly) using 40mm size brick jelly including plastering the sides of sunk portion in Cm 1:3 (one of cement and three of sand) 12mm thick mixed with water proofing compound at 2Kg / m2 and top left rough to receive the floor plastering but including antisyphonage connection, one coat of bitumen for the sides , bottom and curing etc., complete in all floors. (Other than ground floor) | 5058.43 | NOS | 202337.2
58 | 40 | NOS | Supplying and fixing EWC superior variety (white) 500mm including cost and fixing of double flapped coloured plastic sheet cover PVC flushing cistern in appropriate level as directed by the departmental officers at a maximum level of 5’6” and of approved brand of 10 litres capacity including fittings such as CI brackets. Pvc connection GM wheel valve, Hex nipple, etc., complete (EWC and plastic cover shall be got approved from the Executive Engineer before fixing) | 6848.35 | NOS | 273934
59 | 81 | NOS | Supply and fixing of Pedestal type colour wash basin of size 550x400mm of best approved quality with ISI mark including cost and fixing of bracket, PVC waste pipe, required grating, C.P.trap, Bob cock, PVC connections, C.P.waste plug with aluminium chain including labour charges for fixing clamps screws and solution of white cement etc. all complete in all respects as directed by the departmental officers. (The brand and quality of the wash basin should be got approved from the Executive Engineer before use.) | 3241.42 | NOS | 262555.02
60 | 40 | NOS | Supply, delivery and fixing of cuddappah slab sink of size 600mm x 600mm x 200mm thick 32mm dia ‘B’ class G.I. waste water pipe and 32 mm dia C.P. waste coupling (sample should be got approved by the Executive Engineer before use) true to spirit level including finishing neatly, and fixing in position complying with relevant standard specifications etc., complete in all floors. | 1010 | NOS | 40400
61 | 17 | NOS | Supplying and fixing 150mm x 100mm size stone ware Gully trap with iron gratings over a bed of 150mm thick brick jelly concrete in CC 1:8:16 (one of cement, eight of sand and sixteen of broken brick jelly) using 40mm size brick jelly and brick masonry wall 114 mm thick using chamber burnt bricks of size 9”x4-1/2”x3” (23x11.4x7.5cm) in CM 1:5 (One of cement and five of sand ) plastered with CM 1:3 (One of cement and three of sand) 12mm thick etc., complete and as directed by the departmental officers. | 1888.63 | NOS | 32106.71
62 | 169 | NOS | Supplying and fixing of PVC Nahani Trap not less than 75mm 4 way / 2 way (Superior variety) having minimum of water seal of 50mm confirm to relevant I.S. specifications with its latest amendments including resting on the bed of brick jelly concrete 1:5:10 (One of cement, five of sand and ten of 40 mm gauge brick jelly) etc., complete as directed by the departmental officers (The PVC Nahani Trap should be got approved from the EE before use) | 152.6 | NOS | 25789.4
63 |  |  | Supplying, delivery, laying, and jointing of UPVC - Non Pressure Pipes as per IS 15328/2003,SN8- SDR 34 with excise duty suitable for plumbing by threading of wall thickness fixing on wall to the proper gradient, alignment and redoing the chipped of masonry etc., complete complying with relevant standard specifications and as directed by the departmental officers. (The pipe quality and brand should be got approved from the EE before use ). |  | 0 | 0
| 104.9 | Rmt | 110 mm dia | 459.03 | Rmt | 48152.247
| 75 | Rmt | 160mm dia | 770 | Rmt | 57750
64 |  |  | Providing Rain water harvesting pit by augering 300mm dia bore pits to a depth of 5.50m overall depth and filling with stone jelly of 40mm size including earth work excavation 1m dia, 600mm depth and filling with filling sand to a depth of 300mm filling sand over the stone jelly and covered with Pre-cast RCC Perforated slab of 40mm thick excluding the cost and fabrication of reinforcement grills but including precasting, moulding, curing, finishing and fixing in position etc and all complete as directed by the departmental officer. |  | 0 | 0
| 8 | NOS | a) Providing pit | 1827.91 | NOS | 14623.28
| 24 | RMT | b) Augering 30cm dia | 478.83 | RMT | 11491.92
65 | 122 | RMT | Supplying and fixing of 110mm dia PVC SWR pipe for Rain water down fall pipe with necessary gratings, shoes, bends, off sets, clamps, teak woods plugs, and of approved quality and including fixing C.I. gratings at the junction of parapet and floor or roof slab etc., including finishing etc., complete complying with relevant standard specifications. | 334.19 | RMT | 40771.18
66 |  |  | Supplying and fixing the following dia PVC (SWR) pipe and relevant specials including packing the joints with rubber lubricant fixing them into walls with necessary wooden plug screws, holding wherever necessary and making good of the dismantled portion with necessary connections to sanitary fittings etc., complete in all respects as directed by the departmental officers. |  | 0 | 0
| 220 | RMT | a) 110mm dia PVC SWR pipe including all required PVC specials etc., all complete., | 692.5 | RMT | 152350
| 428 | Rmt | b) 75mm dia PVC SWR pipe including all required PVC specials etc., all complete., | 576.63 | Rmt | 246797.64
67 | 154 | RMT | Supplying, Laying & concealing the 50mm dia PVC SWR pipe with ISI mark Type-B with relevant specials. | 81.2 | RMT | 12504.8
68 | 126 | sqm | Supplying and fixing of PVC solid core door shutter | 3167 | sqm | 399042
69 | 379.8 | Sqm | Supplying and fixing of UPVC Window | 7126 | Sqm | 2706454.8
70 | 8 | NOS | Supplying and fixing of C.I. Steps | 228 | NOS | 1824
71 | 8 | NOS | Supplying and fixing of C.I. Manhole cover 0.60 x 0.60 m size | 1846 | NOS | 14768
72 | 709.9 | SQM | Providing the pre- constructional anti-termite treatment for basement | 34 | SQM | 24136.6
73 | 80 | NOS | Supply & Fixing of Bevelled edge mirror of approved quality and brand of size 500 x 400 x 5.5mm shelf type mounted in the PVC / Fibre Glass framed with necessary hard board backing including labour for fixing in position etc., complete and as directed by the departmental officers. | 379.4 | NOS | 30352
|  |  | Electrical arrangement |  | 0 | 0
74 |  |  | Wiring with 1.5sqn\mm copper PVC insolated single core |  | 0 | 0
| 522 | NOS | a) light point with ceiling rose | 1500 | NOS | 783000
| 380 | NOS | b) Light point with backlite pattern holder type | 1503 | NOS | 571140
| 40 | Nos | c)calling bell point | 1531 | Nos | 61240
75 | 162 | NOS | Wirng with 1.5sqmm copper PVC insolator single core FAN Point | 1565 | NOS | 253530
76 | 12 | NOS | Wiring with 1.5sqmm PVC insolated staircase light point | 2802 | NOS | 33624
77 | 294 | NOS | Wiring with 1.5sqmm PVC insolated for 5 amps 5 pin plug socket switch board itself | 765 | NOS | 224910
78 | 240 | NOS | Wiring with 1.5sqmm for 5 amps 5 pin plug socket at convenient places | 1043 | NOS | 250320
79 | 244 | NOS | Supply and fixing of 15 Amps Power Plug | 139 | NOS | 33916
80 | 442 | NOS | Supply,assembling and fixing of 4' (18Watts) LED Tube Light | 665 | NOS | 293930
81 |  |  | Supplying and fixing of LED Bulb for suitable for fixing it to pendent / bakelite battern holder |  | 0 | 0
| 380 | Nos | a. 9Watts Led Bulb | 134 | Nos | 50920
| 84 | Nos | b) 12Watts Led Bulb | 170 | Nos | 14280
82 | 162 | Nos | SUPPLY AND DELIVERY OF FAN 48"SWEEP with ordinary regulator. | 1438 | Nos | 232956
83 | 242 | NOS | Supplyiong and fixing of best approved superior variety concealed type fibre box type Fan Hook etc., | 33.9 | NOS | 8203.8
84 | 162 | NOS | Charges for assumbling and fixing of ceiling fan of sweep with necessary connection etc., | 521 | NOS | 84402
85 | 240 | NOS | Supplying and fixing of TV/Telephone socket | 76.67 | NOS | 18400.8
86 | 960 | NOS | Supplying and fixing of 20mm dia PVC pipe for TV/telephone socket line etc., | 81.44 | NOS | 78182.4
87 | 3604 | Rmt | Supply and Run off main with 2 wires of 2.5 sq.mm. PVC insulated single core multi strand fire retardant flexible copper cablewith ISI mark conforming to IS: 694/1990,1.1 kv grade cable with continuous earth by means of 1x2.5 sq.mm PVC insulated single core multi strand fire retardant flexible copper cable with ISI mark conformuing to IS: 694/1990,1.1. k.v. grade cable in fully concealed 19mm/20mm dia rigid PVC conduit pipe heavy dutywith ISI mark cost of all materials, specials etc., all complete and as directed by the departmental officer. | 209 | Rmt | 753236
88 | 1297.7 | Rmt | Supply and Run off main with 4 wires of 6 sq.mm. PVC insulated single core multi strand fire retardant flexible copper cablewith ISI mark conforming to IS: 694/1990,1.1 kv grade cable with continuous earth by means of 1x4 sq.mm PVC insulated single core multi strand fire retardant flexible copper cable with ISI mark conformuing to IS: 694/1990,1.1. k.v. grade cable in fully concealed 32mm dia rigid PVC conduit pipe heavy dutywith ISI mark cost of all materials, specials etc., all complete and as directed by the departmental officer. | 457 | Rmt | 593048.9
89 | 80 | Nos | Supply and fixing of 20A DP plug and socket in sheet enclosure with 32A DP MCB in flush with wall with earth connection (For AC Plug) [Legrand (MDS) / Hager (L&T) Make] SD 140 | 1879 | Nos | 150320
90 | 40 | Nos | Supply and fixing of horizontal three phase distribution board with MCBS. TPMCB DB with acrylic Door cover IP42 protection of 4ways 3 phae DB, No of was incomerMCB / Isolated-4, No of ways income ELCB / RCB - 4, No of outgoings ways | 2628 | Nos | 105120
91 | 40 | Nos | Supply and fixing of four pole 63 Amps foure pole ELCB | 3173 | Nos | 126920
92 | 40 | Nos | Supply and fixing of Four Pole 63A, 10KA MCB | 1617 | Nos | 64680
93 | 40 | Nos | Supply and fixing of Double Pole 40A, 10KA | 829 | Nos | 33160
94 | 280 | Nos | Supply and fixing of Single Pole 6A to 32A, 10KA | 511 | Nos | 143080
95 | 40 | Nos | Supplying and fixing of double door 4 way Rotary phase selector 4way Distribution board | 9287 | Nos | 371480
96 | 4 | NOS | Providing Earth station using pipe electro as per specification | 2746 | NOS | 10984
97 | 60 | RMT | Supplying and laying of 8 SWG GI wire on wall and below GL with necessary 'U' nails etc., | 24 | RMT | 1440
98 | 40 | NOS | S & F of Exsaust Fan 225 mm dia | 1978 | NOS | 79120
99 | 281.4 | Sqm | Providing T.W.double leaf shutters with 9 mm thick for cupboard/ward robes with prelaminated particle board or prelaminated cement bonded particle board for shutters. The all round frame made up of T.W. scantling of 75mmX37.50mm and the styles made up of T.W. scantlings of 75mmX37.5mm and shutter middle Rail (Horizontal) made up of T.W. scantling of 150mm x 37.5mm. The shutters panels are not less than 8mm thick with relevant ISI mark OSL panel board including cost of OSL board and labour for fixing in position, cost of materials, Aluminium Furniture fittings such as 6 nos. of 3” of Aluminium butt hinges, 2 nos. of 3”x5/8” Aluminium Tower bolt, 2 nos of 4” ornamental Handle,lock and key arrangements of approved quality and also two coats of synthetic enamel ready mixed paint in addition of one coat appoved 1st class primer and shall all directed by the department officers. | 4156.65 | Sqm | 1169681.31
100 |  |  | Supplying and fixing of SFRC cover slab of square type in following size |  | 0 | 0
| 25 | Nos | a) 0.60 X 0.60 m Sr.P.77 | 2675 | Nos | 66875
101 | 2 | Nos | Supply and erection of PASSENGER LIFTS (G+3) SS 304 Grade with 1m/sec. speed with ARD 8 Persons Passenger Lift Car Size (1300 x 1100)Gearless Lift with Machine Room Sr P.143 | 1500000 | Nos | 3000000
102 | 1 | Nos | Supply and erection of GENERATORS WITH AUTO MAIN FAILURE (AMF) PANEL 125KVA | 1048000 | Nos | 1048000
103 | 18 |  | S & F of LED road way lighting luminaries suitable for fixing 30W | 4510 |  | 81180
104 |  |  | Supplying and fixing Monolithic RCC door frames of size 100x75mm with one edge grooves size 30x20 mm in reinforced cement concrete 1 : 1½ : 3 (One of cement, one and half of sand and three of hard broken stone jelly) including cost of steels and fabrication of reinforcement grills with 3 nos. of 6mm M.S. rod alround and 3mm steel stirrups at 30cm centre to centre including fixing of 3 nos of iron bracket of size 100x100x5mm or 3 nos of Teak wood plug for receiving hinges and 2 nos of teak wood plug for receiving the tower bolts including fixing of 6 nos of hold fasts and cost and fixing of check nuts and aluminium sleeves and 2 nos iron oxide tower bolt, receiver all as per drawings, including moulding in steel mould and casting with smooth surfaces and fine edges, curing, transporting etc., all complete as directed by the departmental officers. |  |  | 0
| 160 | Nos | a) For door size 900x2100 mm | 2611.53 |  | 417844.8
|  |  | Sub Total - I |  | 0 | 79619795.3315

## 20 in 1
Name of work: Construction of 40 Nos of Fireman quarters at Palavoyal village, Redhills, Ponneri thaluk in Thiruvallur District.
Detailed Estimate
Sl. No. | Description of work | Nos. |  |  | Measurements |  |  | QTY | Remarks
[5 empty] | L | B | D
1 | Earth work excavation for foundation in all soils and sub-soils to the required depth as may be directed except in hard rock requiring blasting but inclusive of shoring, strutting, and bailing out water wherever necessary and refilling the sides of foundation with excavated earth in 150mm thick layers well watered rammed and consolidated and depositing the surplus earth in places shown clearing and levelling the site with an initial lead of 10 metres and lift as specified here under etc. complete in all respects complying with relevant standard specifications. (Including Refilling) | [15 empty] | 1471.81 | 85 | 125103.85 | 125103.85 | 0
| a) 0 to 2m depth. | [15 empty] | 369.38 | 41 | 15144.58 | 15144.58 | 0
| Column Footing F1 | 2 | 1 | 6 | 2 | 2 | 2.25 | 108 | [8 empty] | 62.44 | 45 | 2809.8 | 2809.8 | 0
| Column Footing F2 | 2 | 1 | 6 | 2.4 | 2.4 | 2.25 | 155.52 | [8 empty] | 67.09 | 2250 | 150952.5 | 150952.5 | 0
| Column Footing F3 | 2 | 1 | 4 | 2.6 | 2.6 | 2.25 | 121.68 | [8 empty] | 37.2 | 3525 | 131130 | 131130 | 0
| Column Footing F4 | 2 | 1 | 4 | 2.7 | 2.7 | 2.25 | 131.22 | [8 empty] | 67.09 | 2250 | 150952.5 | 150952.5 | 0
| Column Footing F5 | 2 | 1 | 6 | 2.85 | 2.85 | 2.25 | 219.3075 | [8 empty] | 67.09 | 2250 | 150952.5 | 150952.5 | 0
| Column Footing CF1 | 2 | 1 | 4 | 2.6 | 3.66 | 2.25 | 171.288 | [8 empty] | 67.09 | 2250 | 150952.5 | 150952.5 | 0
| Column Footing CF2 | 2 | 1 | 1 | 5.23 | 3.75 | 2.25 | 88.2563 | [8 empty] | 67.09 | 2250 | 150952.5 | 150952.5 | 0
| Lift pit | 2 | 1 | 1 | 3.65 | 3.65 | 2.27 | 60.4841
For grade beam
Vertical
| Grid A & L(4-8) | 2 | 2 | 1 | 4.63 | 0.38 | 0.4 | 2.815
| Grid B,C,J,K ( 1-12) | 2 | 4 | 1 | 16.69 | 0.38 | 0.4 | 20.295
| Grid E (1-3) ,(11-12) & H (1-3) ,(11-12) | 2 | 2 | 2 | 2.37 | 0.38 | 0.4 | 2.8819
| Grid F, G (2-11) | 2 | 2 | 1 | 12.56 | 0.38 | 0.4 | 7.6365
Horizontal
| Grid 1 (B-E), (H-K) & 12 (B-E), (H-K) | 2 | 2 | 2 | 5.76 | 0.38 | 0.4 | 7.0042
| Grid 2 , 11 (D-J) | 2 | 2 | 1 | 9.38 | 0.38 | 0.4 | 5.703
| Grid 3, 10, 6 (B-D), (J-K) | 2 | 3 | 2 | 3.05 | 0.38 | 0.4 | 5.5632
| Grid 4,9 ( F-G) | 2 | 2 | 1 | 2.29 | 0.38 | 0.4 | 1.3923
| Grid 4(A-B),(k-L) & 8 (A-B),(k-L) | 2 | 2 | 2 | 1.55 | 0.38 | 0.4 | 1.8848
| Grid 5,7 ( D-F),( g-J) | 2 | 2 | 2 | 3.09 | 0.38 | 0.4 | 3.7574
| Chamber | 2 | 1 | 25 | 1.21 | 1.21 | 0.6 | 43.923 | [8 empty] | 1302 | 600 | 781200 | 781200 | 0
[7 empty] | Total | 1158.6123 | [8 empty] | 1178.34 | 380 | 447769.2 | 447769.2 | 0
[7 empty] | Say | 1158.7 | CUM | [7 empty] | 1194.65 | 390 | 465913.5 | 465913.5 | 0
b) 2m to 3m depth
| Column Footing F1 | 2 | 1 | 6 | 2 | 2 | 0.25 | 12
| Column Footing F2 | 2 | 1 | 6 | 2.4 | 2.4 | 0.25 | 17.28
| Column Footing F3 | 2 | 1 | 4 | 2.6 | 2.6 | 0.25 | 13.52
| Column Footing F4 | 2 | 1 | 4 | 2.7 | 2.7 | 0.25 | 14.58
| Column Footing F5 | 2 | 1 | 6 | 2.85 | 2.85 | 0.25 | 24.3675
| Column Footing CF1 | 2 | 1 | 4 | 2.6 | 3.66 | 0.25 | 19.032
| Column Footing CF2 | 2 | 1 | 1 | 5.23 | 3.75 | 0.25 | 9.8063
| Lift pit | 2 | 1 | 1 | 3.65 | 3.65 | 0.27 | 7.1942
117.7799
[7 empty] | Say | 117.8 | CUM
2 | Filling in foundation and basement and other similar works with Excavated earth in layers of 150mm thick well watered rammed and consolidated complying with relevant standard specification etc., all complete and as directed by the departmental officers.
| In At. Toilet bay | 2 | 1 | 2 | 1.35 | 4.17 | 0.7 | 15.7626
| In bed room | 2 | 1 | 4 | 3.05 | 4.37 | 0.7 | 74.6396
| In M.Bed room | 2 | 1 | 4 | 3.05 | 3.41 | 0.7 | 58.2428
| Kitchen | 2 | 1 | 4 | 2.03 | 2.14 | 0.7 | 24.3275
| Living room | 2 | 1 | 4 | 3.09 | 4.27 | 0.7 | 73.8881
| Ots | 2 | 1 | 2 | 3.09 | 2.51 | 0.7 | 21.7165
| Staircase | 2 | 1 | 1 | 2.29 | 3.65 | 0.7 | 11.7019
| Passage | 2 | 1 | 1 | 2.29 | 5.72 | 0.7 | 18.3383
298.6173
[7 empty] | Say | 298.7 | Cum
3 | Supply and filling in foundation and basement with Stone dust in layers of 150mm thickness well watered, rammed and consolidated complying with relevant standard specification including cost of stone dust etc., all complete and as directed by departmental officer.
For grade beam
Vertical
| Grid A & L(4-8) | 2 | 2 | 1 | 4.63 | 0.38 | 0.1 | 0.70376
| Grid B,C,J,K ( 1-12) | 2 | 4 | 1 | 16.69 | 0.38 | 0.1 | 5.0738
| Grid E (1-3) ,(11-12) & H (1-3) ,(11-12) | 2 | 2 | 2 | 2.37 | 0.38 | 0.1 | 0.72048
| Grid F, G (2-11) | 2 | 2 | 1 | 12.56 | 0.38 | 0.1 | 1.9091
Horizontal
| Grid 1 (B-E), (H-K) & 12 (B-E), (H-K) | 2 | 2 | 2 | 5.76 | 0.38 | 0.1 | 1.751
| Grid 2 , 11 (D-J) | 2 | 2 | 1 | 9.38 | 0.38 | 0.1 | 1.4258
| Grid 3, 10, 6 (B-D), (J-K) | 2 | 3 | 2 | 3.05 | 0.38 | 0.1 | 1.3908 |  |  |  | 1
| Grid 4,9 ( F-G) | 2 | 2 | 1 | 2.29 | 0.38 | 0.1 | 0.34808
| Grid 4(A-B),(k-L) & 8 (A-B),(k-L) | 2 | 2 | 2 | 1.55 | 0.38 | 0.1 | 0.4712
| Grid 5,7 ( D-F),( g-J) | 2 | 2 | 2 | 3.09 | 0.38 | 0.1 | 0.93936
| Chamber | 2 | 1 | 25 | 1.21 | 1.21 | 0.1 | 7.3205
| In At. Toilet bay | 2 | 1 | 2 | 1.35 | 4.17 | 0.4 | 9.0072
| In bed room | 2 | 1 | 4 | 3.05 | 4.37 | 0.4 | 42.6512
| In M.Bed room | 2 | 1 | 4 | 3.05 | 3.41 | 0.4 | 33.2816
| Kitchen | 2 | 1 | 4 | 2.03 | 2.14 | 0.4 | 13.9014
| Living room | 2 | 1 | 4 | 3.09 | 4.27 | 0.4 | 42.2218
| Ots | 2 | 1 | 2 | 3.09 | 2.51 | 0.4 | 12.4094
| Staircase | 2 | 1 | 1 | 2.29 | 3.65 | 0.4 | 6.6868
| Passage | 2 | 1 | 1 | 2.29 | 5.72 | 0.4 | 10.479
192.6923
[7 empty] | Say | 192.7 | Cum
4 | Supplying and laying of Hard core 300mm consolidated thickness using 60% of IRC metal 80mm to 63mm and 40% of IRC metal 40mm to 10mm and laying river sand 50mm thickness over the metal layer and it shall be copiously watered using a water jet in order to force the sand into the void spaces. The process shall be repeated until no more sand and water get into the void spaces of the broken stone etc., all complete for the formation of hard core layer including compacting the existing earth using vibrator/Earth rammer initially and consolidation of hard core layer by hand roller in layers not exceeding 15 cm thickness as directed by the departmental officers. The IRC metal should confirming to IS 383-1970 Table 2 gradation etc all complete. | [15 empty] | 853.19 | 98 | 83612.62 | 45831.66 | 37780.96
| Column Footing F1 | 2 | 1 | 6 | 2 | 2 | 0.2 | 9.6 | [8 empty] | 62.44 | 45 | 2809.8 | 2809.8 | 0
| Column Footing F2 | 2 | 1 | 6 | 2.4 | 2.4 | 0.2 | 13.824 | [8 empty] | 67.09 | 2250 | 150952.5 | 150952.5 | 0
| Column Footing F3 | 2 | 1 | 4 | 2.6 | 2.6 | 0.2 | 10.816 | [8 empty] | 37.2 | 3525 | 131130 | 131130 | 0
| Column Footing F4 | 2 | 1 | 4 | 2.7 | 2.7 | 0.2 | 11.664 | [8 empty] | 67.09 | 2250 | 150952.5 | 150952.5 | 0
| Column Footing F5 | 2 | 1 | 6 | 2.85 | 2.85 | 0.2 | 19.494
| Column Footing CF1 | 2 | 1 | 4 | 2.6 | 3.66 | 0.2 | 15.2256
| Column Footing CF2 | 2 | 1 | 1 | 5.23 | 3.75 | 0.2 | 7.845
| Lift pit | 2 | 1 | 1 | 3.65 | 3.65 | 0.2 | 5.329
[8 empty] | 93.7976 | Cum
5 | Plain cement concrete 1:5:10 (One of cement, five of sand and ten of hard broken stone Jelly) for foundation using 40 mm gauge hard broken stone jelly inclusive of shoring, strutting and bailing out water wherever necessary ramming, curing etc., complete in all respects complying with relevant standard specifications and as directed by the departmental officers. | [6 empty] | 187.5952
For grade beam
Vertical
| Grid A & L(4-8) | 2 | 2 | 1 | 4.63 | 0.38 | 0.15 | 1.0556
| Grid B,C,J,K ( 1-12) | 2 | 4 | 1 | 16.69 | 0.38 | 0.15 | 7.6106
| Grid E (1-3) ,(11-12) & H (1-3) ,(11-12) | 2 | 2 | 2 | 2.37 | 0.38 | 0.15 | 1.0807
| Grid F, G (2-11) | 2 | 2 | 1 | 12.56 | 0.38 | 0.15 | 2.8637 |  | 56.91 | [6 empty] | 458.33 | 4200 | 1924986 | 1924986 | 0
| Horizontal | [8 empty] | 55.99 | [6 empty] | 282.19 | 3000 | 846570 | 846570 | 0
| Grid 1 (B-E), (H-K) & 12 (B-E), (H-K) | 2 | 2 | 2 | 5.76 | 0.38 | 0.15 | 2.6266 | [8 empty] | 195.94 | 440 | 86213.6 | 86213.6 | 0
| Grid 2 , 11 (D-J) | 2 | 2 | 1 | 9.38 | 0.38 | 0.15 | 2.1386 | [8 empty] | 465.05 | 4280 | 1990414 | 1990414 | 0
| Grid 3, 10, 6 (B-D), (J-K) | 2 | 3 | 2 | 3.05 | 0.38 | 0.15 | 2.0862 | [8 empty] | 465.52 | 4380 | 2038977.6 | 2038977.6 | 0
| Grid 4,9 ( F-G) | 2 | 2 | 1 | 2.29 | 0.38 | 0.15 | 0.52212 | [8 empty] | 541.99 | 4480 | 2428115.2 | 2420230.4 | 7884.8
| Grid 4(A-B),(k-L) & 8 (A-B),(k-L) | 2 | 2 | 2 | 1.55 | 0.38 | 0.15 | 0.7068 | [8 empty] | 56.57 | 4550 | 257393.5 | 255746.75 | 1646.75
| Grid 5,7 ( D-F),( g-J) | 2 | 2 | 2 | 3.09 | 0.38 | 0.15 | 1.409 | [8 empty] | 56.57 | 4550 | 257393.5 | 255746.75 | 1646.75
| Chamber | 2 | 1 | 25 | 1.21 | 1.21 | 0.15 | 10.9807 | [8 empty] | 416.83 | 3080 | 1283836.4 | 1283836.4 | 0
| In At. Toilet bay | 2 | 1 | 2 | 1.35 | 4.17 | 0.15 | 3.3777
| In bed room | 2 | 1 | 4 | 3.05 | 4.37 | 0.15 | 15.9942
| In M.Bed room | 2 | 1 | 4 | 3.05 | 3.41 | 0.15 | 12.4806
| Kitchen | 2 | 1 | 4 | 2.03 | 2.14 | 0.15 | 5.213
| Living room | 2 | 1 | 4 | 3.09 | 4.27 | 0.15 | 15.8332
| Ots | 2 | 1 | 2 | 3.09 | 2.51 | 0.15 | 4.6535
| Staircase | 2 | 1 | 1 | 2.29 | 3.65 | 0.15 | 2.5075
| Passage | 2 | 1 | 1 | 2.29 | 5.72 | 0.15 | 3.9296
[7 empty] | Total | 97.0702 | [8 empty] | 1178.34 | 380 | 447769.2 | 447769.2 | 0
[7 empty] | Say | 97.1 | CUM | [7 empty] | 1194.65 | 390 | 465913.5 | 465913.5 | 0
6 | Plain cement concrete 1:2:4 (One of cement two of sand and four of Hard Broken Stone jelly) using 20mm gauge hard broken stone jelly excluding shuttering and centering but including laying, curing and finishing with relevant standard specifications in foundation and basement, and other similar works & as directed by the departmental officers. | [15 empty] | 209.291 | 58000 | 12138878 | 12133310 | 5568
a) In Foundation and Basement.
| In At. Toilet bay | 2 | 1 | 2 | 1.35 | 4.17 | 0.1 | 2.2518
| In bed room | 2 | 1 | 4 | 3.05 | 4.37 | 0.1 | 10.6628
| In M.Bed room | 2 | 1 | 4 | 3.05 | 3.41 | 0.1 | 8.3204
| Kitchen | 2 | 1 | 4 | 2.03 | 2.14 | 0.1 | 3.4754
| Living room | 2 | 1 | 4 | 3.09 | 4.27 | 0.1 | 10.5554
| Ots | 2 | 1 | 2 | 3.09 | 2.51 | 0.1 | 3.1024
| Staircase | 2 | 1 | 1 | 2.29 | 3.65 | 0.1 | 1.6717
| Passage | 2 | 1 | 1 | 2.29 | 5.72 | 0.1 | 2.6198
42.6596
[7 empty] | Say | 42.7 | Cum
7 | Standardised concrete Mix M20 Grade Concrete 20 mm HBSJ in Foundation and Basement | [15 empty] | 300 | 190 | 57000 | 57000 | 0
| Column Footing F1 | 2 | 1 | 6 | 2 | 2 | 0.45 | 21.6 | [8 empty] | 62.44 | 45 | 2809.8 | 2809.8 | 0
| Column Footing F2 | 2 | 1 | 6 | 2.4 | 2.4 | 0.6 | 41.472 | [8 empty] | 67.09 | 2250 | 150952.5 | 150952.5 | 0
| Column Footing F3 | 2 | 1 | 4 | 2.6 | 2.6 | 0.65 | 35.152
| Column Footing F4 | 2 | 1 | 4 | 2.7 | 2.7 | 0.65 | 37.908
| Column Footing F5 | 2 | 1 | 6 | 2.85 | 2.85 | 0.65 | 63.3555
| Column Footing CF1 | 2 | 1 | 4 | 2.6 | 3.66 | 0.28 | 21.3158
| Column Footing CF2 | 2 | 1 | 1 | 5.23 | 3.75 | 0.35 | 13.7287
| Lift pit base slab | 2 | 1 | 1 | 3.65 | 3.65 | 0.2 | 5.329
| Lift pit wall alround | 2 | 1 | 1 | 10.08 | 0.23 | 1.65 | 7.6507
| Column upto pedestral | [15 empty] | 37.2 | 3525 | 131130 | 131130 | 0
| F2C4 | 2 | 1 | 4 | 0.3 | 0.45 | 1.35 | 1.458 | [8 empty] | 67.09 | 2250 | 150952.5 | 150952.5 | 0
| F3C4 | 2 | 1 | 4 | 0.3 | 0.45 | 1.5 | 1.62 | [8 empty] | 62.44 | 45 | 2809.8 | 2809.8 | 0
| F1C1 | 2 | 1 | 4 | 0.23 | 0.3 | 1.5 | 0.828 | [8 empty] | 62.44 | 45 | 2809.8 | 2809.8 | 0
| F1C4 | 2 | 1 | 2 | 0.3 | 0.45 | 1.5 | 0.81 | [8 empty] | 62.44 | 45 | 2809.8 | 2809.8 | 0
| F5C6 | 2 | 1 | 4 | 0.23 | 0.6 | 1.3 | 1.4352 | [8 empty] | 67.09 | 2250 | 150952.5 | 150952.5 | 0
| F4C5 | 2 | 1 | 4 | 0.3 | 0.45 | 1.3 | 1.404 | [8 empty] | 62.44 | 45 | 2809.8 | 2809.8 | 0
| F2C4 | 2 | 1 | 2 | 0.3 | 0.45 | 1.35 | 0.729 | [8 empty] | 67.09 | 2250 | 150952.5 | 150952.5 | 0
| F5C5 | 2 | 1 | 2 | 0.3 | 0.45 | 1.3 | 0.702 | [8 empty] | 67.09 | 2250 | 150952.5 | 150952.5 | 0
| CF1 C2 | 2 | 1 | 4 | 0.3 | 0.3 | 1.45 | 1.044 | [8 empty] | 67.09 | 2250 | 150952.5 | 150952.5 | 0
| CF1C4 | 2 | 1 | 4 | 0.3 | 0.45 | 1.45 | 1.566 |  | 56.91 | [6 empty] | 458.33 | 4200 | 1924986 | 1924986 | 0
| CF2 C6 | 2 | 1 | 2 | 0.23 | 0.6 | 1.35 | 0.7452 |  | 55.99 | [6 empty] | 282.19 | 3000 | 846570 | 846570 | 0
For grade beam
Vertical
| Grid A & L(4-8) | 2 | 2 | 1 | 4.63 | 0.23 | 0.4 | 1.7038
| Grid B,C,J,K ( 1-12) | 2 | 4 | 1 | 16.69 | 0.23 | 0.4 | 12.2838
| Grid E (1-3) ,(11-12) & H (1-3) ,(11-12) | 2 | 2 | 2 | 2.37 | 0.23 | 0.4 | 1.7443
| Grid F, G (2-11) | 2 | 2 | 1 | 12.56 | 0.23 | 0.4 | 4.6221
Horizontal
| Grid 1 (B-E), (H-K) & 12 (B-E), (H-K) | 2 | 2 | 2 | 5.76 | 0.23 | 0.4 | 4.2394
| Grid 2 , 11 (D-J) | 2 | 2 | 1 | 9.38 | 0.23 | 0.4 | 3.4518
| Grid 3, 10, 6 (B-D), (J-K) | 2 | 3 | 2 | 3.05 | 0.23 | 0.4 | 3.3672
| Grid 4,9 ( F-G) | 2 | 2 | 1 | 2.29 | 0.23 | 0.4 | 0.84272
| Grid 4(A-B),(k-L) & 8 (A-B),(k-L) | 2 | 2 | 2 | 1.55 | 0.23 | 0.4 | 1.1408
| Grid 5,7 ( D-F),( g-J) | 2 | 2 | 2 | 3.09 | 0.23 | 0.4 | 2.2742
| D/f, Cover slab | 1 | 1 | 5 | 0.6 | 0.6 | 0.13 | 0.234
For tie beam
Vertical
| Grid A & L(4-8) | 2 | 2 | 1 | 4.63 | 0.23 | 0.15 | 0.63894
| Grid B,C,J,K ( 1-12) | 2 | 4 | 1 | 16.69 | 0.23 | 0.15 | 4.6064
| Grid E (1-3) ,(11-12) & H (1-3) ,(11-12) | 2 | 2 | 2 | 2.37 | 0.23 | 0.15 | 0.65412
| Grid F, G (2-11) | 2 | 2 | 1 | 12.56 | 0.23 | 0.15 | 1.7333
Horizontal
| Grid 1 (B-E), (H-K) & 12 (B-E), (H-K) | 2 | 2 | 2 | 5.76 | 0.23 | 0.15 | 1.5898
| Grid 2 , 11 (D-J) | 2 | 2 | 1 | 9.38 | 0.23 | 0.15 | 1.2944
| Grid 3, 10, 6 (B-D), (J-K) | 2 | 3 | 2 | 3.05 | 0.23 | 0.15 | 1.2627
| Grid 4,9 ( F-G) | 2 | 2 | 1 | 2.29 | 0.23 | 0.15 | 0.31602
| Grid 4(A-B),(k-L) & 8 (A-B),(k-L) | 2 | 2 | 2 | 1.55 | 0.23 | 0.15 | 0.4278
| Grid 5,7 ( D-F),( g-J) | 2 | 2 | 2 | 3.09 | 0.23 | 0.15 | 0.85284
[7 empty] | Total | 309.1338
[7 empty] | Say | 309.2 | CUM
8 | Brick work in CM 1:5 (One of cement and five of sand) using chamber burnt bricks of size 9”x4½”x3” (23x11.4x7.5 cm) in foundation and basement including dewatering wherever necessary proper setting, curing etc., complete with relevant standard specifications.
| Inspector chamber | 1 | 1 | 25 | 3.32 | 0.23 | 1 | 19.09
| Vertical | [8 empty] | -0.92 | [6 empty] | 282.19 | 3000 | 846570 | 846570 | 0
| Grid A & L(4-8) | 2 | 2 | 1 | 4.63 | 0.23 | 1.2 | 5.1115 | [8 empty] | 195.94 | 440 | 86213.6 | 86213.6 | 0
| Grid B,C,J,K ( 1-12) | 2 | 4 | 1 | 16.69 | 0.23 | 1.2 | 36.8515 | [8 empty] | 465.05 | 4280 | 1990414 | 1990414 | 0
| Grid E (1-3) ,(11-12) & H (1-3) ,(11-12) | 2 | 2 | 2 | 2.37 | 0.23 | 1.2 | 5.233 | [8 empty] | 465.52 | 4380 | 2038977.6 | 2038977.6 | 0
| Grid F, G (2-11) | 2 | 2 | 1 | 12.56 | 0.23 | 1.2 | 13.8662 | [8 empty] | 541.99 | 4480 | 2428115.2 | 2420230.4 | 7884.8
| Horizontal | [5 empty] | 1.2 | [9 empty] | 56.57 | 4550 | 257393.5 | 255746.75 | 1646.75
| Grid 1 (B-E), (H-K) & 12 (B-E), (H-K) | 2 | 2 | 2 | 5.76 | 0.23 | 1.2 | 12.7181 | [8 empty] | 56.57 | 4550 | 257393.5 | 255746.75 | 1646.75
| Grid 2 , 11 (D-J) | 2 | 2 | 1 | 9.38 | 0.23 | 1.2 | 10.3555 | [8 empty] | 416.83 | 3080 | 1283836.4 | 1283836.4 | 0
| Grid 3, 10, 6 (B-D), (J-K) | 2 | 3 | 2 | 3.05 | 0.23 | 1.2 | 10.1016 | [8 empty] | 572.3 | 3180 | 1819914 | 1799466.6 | 20447.4
| Grid 4,9 ( F-G) | 2 | 2 | 1 | 2.29 | 0.23 | 1.2 | 2.5282 | [8 empty] | 111.23 | 3280 | 364834.4 | 338233.6 | 26600.8
| Grid 4(A-B),(k-L) & 8 (A-B),(k-L) | 2 | 2 | 2 | 1.55 | 0.23 | 1.2 | 3.4224 | [8 empty] | 111.23 | 3280 | 364834.4 | 338233.6 | 26600.8
| Grid 5,7 ( D-F),( g-J) | 2 | 2 | 2 | 3.09 | 0.23 | 1.2 | 6.8227
| D/f C1 | -2 | 1 | 4 | 0.3 | 0.23 | 1.2 | -0.6624
| D/f C2 | -2 | 1 | 4 | 0.3 | 0.23 | 1.2 | -0.6624
| D/f C3 | -2 | 1 | 4 | 0.45 | 0.23 | 1.2 | -0.9936
| D/f C4 | -2 | 1 | 14 | 0.45 | 0.23 | 1.2 | -3.4776
| D/f C5 | -2 | 1 | 6 | 0.45 | 0.23 | 1.2 | -1.4904
| D/f C6 | -2 | 1 | 6 | 0.6 | 0.23 | 1.2 | -1.9872
| D/f C4 | -2 | 1 | 2 | 0.3 | 0.23 | 1.2 | -0.3312
[7 empty] | Total | 116.4959
[7 empty] | Say | 116.5 | CUM
9 | Standardised concrete Mix M20 Grade Concrete 20 mm HBSJ in Following floors
(a) In Ground Floor
| C1 | 2 | 1 | 4 | 0.3 | 0.23 | 2.6 | 1.4352 | [8 empty] | 62.44 | 45 | 2809.8 | 2809.8 | 0
| C2 | 2 | 1 | 4 | 0.3 | 0.3 | 2.6 | 1.872 | [8 empty] | 67.09 | 2250 | 150952.5 | 150952.5 | 0
| C3 | 2 | 1 | 4 | 0.45 | 0.23 | 2.6 | 2.1528 | [8 empty] | 62.44 | 45 | 2809.8 | 2809.8 | 0
| C4 | 2 | 1 | 16 | 0.45 | 0.3 | 2.6 | 11.232
| C5 | 2 | 1 | 6 | 0.45 | 0.3 | 2.6 | 4.212
| C6 | 2 | 1 | 6 | 0.6 | 0.23 | 2.6 | 4.3056
Roof Beam
Vertical
| Beam 108 Grid A, L (4-8) | 2 | 1 | 2 | 4.03 | 0.2 | 0.4 | 1.2896
| Beam 105 Grid B, k (1-3), (10-12) | 2 | 2 | 2 | 5.88 | 0.23 | 0.65 | 7.0325
| Beam 110 Grid B,K (3'-9) | 2 | 1 | 2 | 6.95 | 0.23 | 0.4 | 2.5576
| Beam 106 Grid C, J (1-2), (11-12) | 2 | 2 | 2 | 3.37 | 0.23 | 0.4 | 2.4803
| Beam 106 Grid c, J (2-5), (7-11) | 2 | 2 | 2 | 4.95 | 0.23 | 0.65 | 5.9202
| Beam 102 Grid C,F,G, J (5-7) | 2 | 2 | 2 | 2.1 | 0.23 | 0.4 | 1.5456
| Beam 107 Grid E,H (1-2)(11-12) | 2 | 2 | 2 | 3.37 | 0.23 | 0.4 | 2.4803
| Beam 114 Grid F,G (1'-5) | 2 | 1 | 2 | 5.1 | 0.23 | 0.4 | 1.8768
| Beam 102 Grid F,G (7-11) | 2 | 1 | 2 | 8.06 | 0.23 | 0.4 | 2.9661
| CB for cubboard | 2 | 2 | 2 | 2.6 | 0.23 | 0.13 | 0.62192
| Duct beam | 2 | 2 | 2 | 1.26 | 0.12 | 0.4 | 0.48384
| Horizontal | [6 empty] | 0
| Beam 109 Grid 4,8 (A-B), (k-L) | 2 | 2 | 2 | 1.3 | 0.23 | 0.3 | 0.7176
| Beam 101 Grid 1 ,12 (B-E) (H-K) | 2 | 2 | 2 | 5.25 | 0.23 | 0.3 | 2.898
| Midland beam 113 | 2 | 1 | 1 | 2.29 | 0.23 | 0.3 | 0.31602
| Beam 102 Grid 2,5,7,11 (C-F) (G-J) | 2 | 2 | 4 | 3.55 | 0.23 | 0.4 | 5.2256
| Beam 103 Grid 2', 10'(B-C) (J-K) | 2 | 2 | 2 | 3.5 | 0.23 | 0.65 | 4.186
| Beam 104 Grid 3,9 (B-C) (J-K) | 2 | 2 | 2 | 3.5 | 0.23 | 0.65 | 4.186
| Beam 111 Grid 3' (F-G) | 2 | 1 | 1 | 2.29 | 0.23 | 0.4 | 0.42136
| Beam 112 Grid 5'(B-C) (J-K) | 2 | 1 | 2 | 3.05 | 0.23 | 0.4 | 1.1224
| Beam 115 grid 9,11 (f-G) | 2 | 1 | 2 | 2.29 | 0.23 | 0.3 | 0.63204
| CB Grid (B-c)(J-K) | 2 | 1 | 2 | 3.05 | 0.23 | 0.15 | 0.4209
| CB Grid (B-E)(H-K) | 2 | 2 | 2 | 5.76 | 0.23 | 0.15 | 1.5898 | [8 empty] | 379.97 | 495 | 188085.15 | 188085.15 | 0
| Roof Slab | [6 empty] | 0
| Living room | 2 | 1 | 4 | 3.2 | 4.27 | 0.125 | 13.664 | [8 empty] | 75.36 | 410 | 30897.6 | 30897.6 | 0
| M.Bed room | 2 | 1 | 4 | 3.35 | 3.05 | 0.125 | 10.2175 | [8 empty] | 443.04 | 250 | 110760 | 110760 | 0
| Bed room | 2 | 1 | 4 | 3.05 | 3.05 | 0.125 | 9.3025
| CB slab | 2 | 1 | 4 | 0.85 | 1.82 | 0.125 | 1.547
| Sitout area | 2 | 1 | 4 | 3.05 | 1 | 0.125 | 3.05
| At. Toilet | 2 | 1 | 4 | 1.41 | 1.97 | 0.125 | 2.7777 | [8 empty] | 443.04 | 250 | 110760 | 110760 | 0
| c.Toilet | 2 | 1 | 4 | 2.04 | 1.37 | 0.125 | 2.7948 | [8 empty] | 379.97 | 495 | 188085.15 | 188085.15 | 0
| Kitchen | 2 | 1 | 4 | 2.14 | 2.25 | 0.125 | 4.815 | [8 empty] | 379.97 | 495 | 188085.15 | 188085.15 | 0
| Wash area | 2 | 1 | 4 | 2.35 | 1 | 0.125 | 2.35
| cooridor | 2 | 1 | 1 | 2.29 | 5.95 | 0.125 | 3.4064
| Waist slab | 2 | 1 | 2 | 3.09 | 1.05 | 0.125 | 1.6222
| Mid landing | 2 | 1 | 1 | 2.29 | 1 | 0.125 | 0.5725
| Steps | 2 | 0.5 | 17 | 1.05 | 0.3 | 0.15 | 0.80325
sill slab/ lintel
| Jally J sill slab | 2 | 1 | 1 | 1.96 | 0.23 | 0.05 | 0.04508
| L. Door D1 lintel /Meter room door | 2 | 1 | 2 | 1.36 | 0.23 | 0.15 | 0.18768
| toilet D | 2 | 1 | 2 | 1.21 | 0.23 | 0.15 | 0.16698
[7 empty] | Total | 133.5027
[7 empty] | Say | 133.5 | CUM
(b) In First Floor
| C1 | 2 | 1 | 4 | 0.3 | 0.23 | 2.6 | 1.4352 | [8 empty] | 62.44 | 45 | 2809.8 | 2809.8 | 0
| C2 | 2 | 1 | 4 | 0.3 | 0.3 | 2.6 | 1.872 | [8 empty] | 67.09 | 2250 | 150952.5 | 150952.5 | 0
| C3 | 2 | 1 | 4 | 0.45 | 0.23 | 2.6 | 2.1528 | [8 empty] | 62.44 | 45 | 2809.8 | 2809.8 | 0
| C4 | 2 | 1 | 16 | 0.45 | 0.3 | 2.6 | 11.232
| C5 | 2 | 1 | 6 | 0.45 | 0.3 | 2.6 | 4.212
| C6 | 2 | 1 | 6 | 0.6 | 0.23 | 2.6 | 4.3056
Roof Beam
Vertical
| Beam 108 Grid A, L (4-8) | 2 | 1 | 2 | 4.03 | 0.2 | 0.4 | 1.2896
| Beam 105 Grid B, k (1-3), (10-12) | 2 | 2 | 2 | 5.88 | 0.23 | 0.65 | 7.0325
| Beam 110 Grid B,K (3'-9) | 2 | 1 | 2 | 6.95 | 0.23 | 0.4 | 2.5576
| Beam 106 Grid C, J (1-2), (11-12) | 2 | 2 | 2 | 3.37 | 0.23 | 0.4 | 2.4803
| Beam 106 Grid c, J (2-5), (7-11) | 2 | 2 | 2 | 4.95 | 0.23 | 0.65 | 5.9202
| Beam 102 Grid C,F,G, J (5-7) | 2 | 2 | 2 | 2.1 | 0.23 | 0.4 | 1.5456
| Beam 107 Grid E,H (1-2)(11-12) | 2 | 2 | 2 | 3.37 | 0.23 | 0.4 | 2.4803
| Beam 114 Grid F,G (1'-5) | 2 | 1 | 2 | 5.1 | 0.23 | 0.4 | 1.8768
| Beam 102 Grid F,G (7-11) | 2 | 1 | 2 | 8.06 | 0.23 | 0.4 | 2.9661 | [8 empty] | 379.97 | 495 | 188085.15 | 188085.15 | 0
| CB for cubboard | 2 | 2 | 2 | 2.6 | 0.23 | 0.13 | 0.62192
| Duct beam | 2 | 2 | 2 | 1.26 | 0.12 | 0.4 | 0.48384 | [8 empty] | 75.36 | 410 | 30897.6 | 30897.6 | 0
| Horizontal | [6 empty] | 0 | [8 empty] | 443.04 | 250 | 110760 | 110760 | 0
| Beam 109 Grid 4,8 (A-B), (k-L) | 2 | 2 | 2 | 1.3 | 0.23 | 0.3 | 0.7176 | [8 empty] | 443.04 | 250 | 110760 | 110760 | 0
| Beam 101 Grid 1 ,12 (B-E) (H-K) | 2 | 2 | 2 | 5.25 | 0.23 | 0.3 | 2.898 | [8 empty] | 379.97 | 495 | 188085.15 | 188085.15 | 0
| Midland beam 113 | 2 | 1 | 1 | 2.29 | 0.23 | 0.3 | 0.31602 | [8 empty] | 379.97 | 495 | 188085.15 | 188085.15 | 0
| Beam 102 Grid 2,5,7,11 (C-F) (G-J) | 2 | 2 | 4 | 3.55 | 0.23 | 0.4 | 5.2256
| Beam 103 Grid 2', 10'(B-C) (J-K) | 2 | 2 | 2 | 3.5 | 0.23 | 0.65 | 4.186
| Beam 104 Grid 3,9 (B-C) (J-K) | 2 | 2 | 2 | 3.5 | 0.23 | 0.65 | 4.186
| Beam 111 Grid 3' (F-G) | 2 | 1 | 1 | 2.29 | 0.23 | 0.4 | 0.42136
| Beam 112 Grid 5'(B-C) (J-K) | 2 | 1 | 2 | 3.05 | 0.23 | 0.4 | 1.1224
| Beam 115 grid 9,11 (f-G) | 2 | 1 | 2 | 2.29 | 0.23 | 0.3 | 0.63204
| CB Grid (B-c)(J-K) | 2 | 1 | 2 | 3.05 | 0.23 | 0.15 | 0.4209
| CB Grid (B-E)(H-K) | 2 | 2 | 2 | 5.76 | 0.23 | 0.15 | 1.5898
| Roof Slab | [6 empty] | 0
| Living room | 2 | 1 | 4 | 3.2 | 4.27 | 0.125 | 13.664
| M.Bed room | 2 | 1 | 4 | 3.35 | 3.05 | 0.125 | 10.2175
| Bed room | 2 | 1 | 4 | 3.05 | 3.05 | 0.125 | 9.3025
| CB slab | 2 | 1 | 4 | 0.85 | 1.82 | 0.125 | 1.547
| Sitout area | 2 | 1 | 4 | 3.05 | 1 | 0.125 | 3.05
| At. Toilet | 2 | 1 | 4 | 1.41 | 1.97 | 0.125 | 2.7777
| c.Toilet | 2 | 1 | 4 | 2.04 | 1.37 | 0.125 | 2.7948
| Kitchen | 2 | 1 | 4 | 2.14 | 2.25 | 0.125 | 4.815
| Wash area | 2 | 1 | 4 | 2.35 | 1 | 0.125 | 2.35
| cooridor | 2 | 1 | 1 | 2.29 | 5.95 | 0.125 | 3.4064
| Waist slab | 2 | 1 | 2 | 3.09 | 1.05 | 0.125 | 1.6222
| Mid landing | 2 | 1 | 1 | 2.29 | 1 | 0.125 | 0.5725
| Steps | 2 | 0.5 | 18 | 1.05 | 0.3 | 0.15 | 0.8505
sill slab- 0.05 /Lintel - .15
| W | 2 | 1 | 4 | 1.96 | 0.23 | 0.2 | 0.72128 |  |  | 0.75 | 0.46 | 1.21
| W1 | 2 | 1 | 4 | 1.66 | 0.23 | 0.2 | 0.61088
| W2 | 2 | 1 | 4 | 1.51 | 0.23 | 0.2 | 0.55568
| W3 | 2 | 1 | 4 | 1.36 | 0.23 | 0.2 | 0.50048
| W4 | 2 | 1 | 4 | 1.31 | 0.23 | 0.2 | 0.48208
| W5 | 2 | 1 | 4 | 1.06 | 0.23 | 0.2 | 0.39008
| Kw | 2 | 1 | 4 | 1.66 | 0.23 | 0.2 | 0.61088
| Jally | 2 | 2 | 4 | 1.21 | 0.23 | 0.05 | 0.22264
| Jally J sill slab | 2 | 1 | 1 | 1.96 | 1 | 0.05 | 0.196
| L. Door D1 lintel | 2 | 1 | 1 | 1.36 | 0.23 | 0.15 | 0.09384
Sunshade
| W | 2 | 1 | 4 | 1.96 | 0.6 | 0.08 | 0.75264 |  |  | 0.75 | 0.46 | 1.21
| W1 | 2 | 1 | 4 | 1.66 | 0.6 | 0.08 | 0.63744
| W2 | 2 | 1 | 4 | 1.51 | 0.6 | 0.08 | 0.57984
| W3 | 2 | 1 | 4 | 1.36 | 0.6 | 0.08 | 0.52224
| W4 | 2 | 1 | 4 | 1.31 | 0.6 | 0.08 | 0.50304
| W5 | 2 | 1 | 4 | 1.06 | 0.6 | 0.08 | 0.40704
| Kw | 2 | 1 | 4 | 1.66 | 0.6 | 0.08 | 0.63744
| G | 2 | 1 | 2 | 2.5 | 0.6 | 0.08 | 0.48
| Kitchen loft | 2 | 1 | 4 | 2.14 | 0.6 | 0.08 | 0.82176
| Bed room 1 & 2 | 2 | 2 | 4 | 3.05 | 0.6 | 0.08 | 2.3424
| Kitchen sink platform | 2 | 1 | 4 | 2.77 | 0.6 | 0.08 | 1.0637
[7 empty] | Total | 146.2815
[7 empty] | Say | 146.3 | CUM
(c) In Second Floor
| Same as FF qty | [6 empty] | 146.3 | CUM
(d) In third Floor
| Same as FF qty | [6 empty] | 146.3 | CUM
(e) In forth Floor
| Same as FF qty | [6 empty] | 146.3 | CUM
(F) In Fifth Floor
| Same as FF qty | [6 empty] | 146.3 | CUM
G) Sixth floor
| C1 | 2 | 1 | 4 | 0.3 | 0.23 | 1.2 | 0.6624
| C2 | 2 | 1 | 4 | 0.3 | 0.3 | 1.2 | 0.864
| C3 | 2 | 1 | 4 | 0.45 | 0.23 | 1.2 | 0.9936
| C4 | 2 | 1 | 16 | 0.45 | 0.3 | 1.2 | 5.184
| C5 | 2 | 1 | 4 | 0.45 | 0.3 | 1.2 | 1.296
| C6 | 2 | 1 | 4 | 0.6 | 0.23 | 1.2 | 1.3248
For staircase
| C5 | 2 | 1 | 4 | 0.45 | 0.3 | 3.2 | 3.456
| C6 | 2 | 1 | 4 | 0.6 | 0.23 | 3.2 | 3.5328
For lift room
| C3 | 2 | 1 | 4 | 0.45 | 0.23 | 3.2 | 2.6496
Beam
| Head room | 2 | 1 | 1 | 12.78 | 0.23 | 0.4 | 2.3515
| Lift room base and top | 2 | 1 | 2 | 12.48 | 0.23 | 0.4 | 4.5926
Slab
| Head room slab | 2 | 1 | 1 | 2.75 | 4.56 | 0.125 | 3.135
| Lift room base slab | 2 | 1 | 1 | 2.75 | 2.75 | 0.2 | 3.025
| Lift room head room | 2 | 1 | 1 | 2.75 | 2.75 | 0.2 | 3.025
| Head door | 2 | 1 | 2 | 1.36 | 0.23 | 0.15 | 0.18768
| lift room | 2 | 1 | 1 | 1.36 | 0.23 | 0.15 | 0.09384
| Door sunshade | 2 | 1 | 3 | 1.36 | 0.6 | 0.075 | 0.3672
Over head tank
| Beam alround | 2 | 1 | 2 | 11.72 | 0.23 | 0.4 | 4.313
| Beam at center | 2 | 1 | 2 | 1.53 | 0.23 | 0.4 | 0.56304
| Slab | 2 | 1 | 2 | 4.33 | 1.53 | 0.125 | 3.3125
| Wall alround | 2 | 1 | 2 | 1.8 | 0.2 | 1 | 1.44
| Center wall | 2 | 1 | 2 | 1.8 | 0.2 | 1 | 1.44
| Top slab | 2 | 1 | 2 | 4.33 | 1.53 | 0.1 | 2.65
| D/f Cover | -2 | 2 | 2 | 0.6 | 0.6 | 0.1 | -0.288
50.1715
[7 empty] | Say | 50.2 | Cum
10 | Supplying, fabricating and placing in position of Mild steel Grills / Ribbed Tor Steels of all diameters for reinforcement for all floors including cost of binding wire, bending tying etc., all complete and as directed by the departmental officers.
| For qty concre |  | 1224.4 | 125 |  |  | 153050 | 153.05 | MT
11 | Applying one coat of anticorrosive treatment on steel reinforcement rods (20 ltrs. Of anitcorrosive chemical for one mertic tonne of steel reinforcement rods) at site including a cost of required quantity of anticorrosive chemicals, (best approved quality) cement, consumables such as brushes, gloves and labour for anticorrosive coating etc. complete and as directed by the departmental officers. (The Quality and brand of anticorrosive chemaical should be got approved by the EE before use).
| for above qty 36 | [6 empty] | 153.05 | MT
12 | Brick work in Cement Mortar 1:6 (One of cement and six of sand) using Chamber burnt bricks of size 9”x4½"X3” (23x11.4x7.5cm) for super structure in the following floors including labour for fixing the doors, windows and ventilator frames in position, fixing of hold fasts, scaffoldings, curing etc., complete in all respect complying with relevant standard specifications and drawings.
(a) Ground Floor
| Staircase wall | 2 | 1 | 1 | 8.76 | 0.23 | 2.65 | 10.6784 |  | 3.05 | 0.3 | 2.75
| D/ F J | -2 | 1 | 1 | 1.5 | 0.23 | 1.2 | -0.828
| Meter room | 2 | 1 | 1 | 8.33 | 0.23 | 2.7 | 10.3459
| D/f, D | -2 | 1 | 1 | 0.9 | 2.1 | 2.1 | -7.938 |  |  |  | 0.275
| Toilet | 2 | 1 | 1 | 5.64 | 0.23 | 2.7 | 7.0049 |  |  |  | 0.4
| D/f, D1 | -2 | 1 | 1 | 0.75 | 0.23 | 2.1 | -0.7245 |  |  |  | 0.275
| Lift room | 2 | 1 | 1 | 8.28 | 0.23 | 2.65 | 10.0933 |  |  |  | 0.1375
| D/f LD | -2 | 1 | 1 | 0.9 | 0.23 | 2.1 | -0.8694 |  |  |  | 2.9125
| D/f Door lintel | -2 | 1 | 2 | 1.36 | 0.23 | 0.15 | -0.18768
| D/f T.D lintel | -2 | 1 | 1 | 1.16 | 0.23 | 0.15 | -0.08004
27.4949
[7 empty] | Say | 27.5 | Cum
b) First Floor
| Alround for each block | 2 | 1 | 4 | 35.35 | 0.23 | 2.65 | 172.3666
| Lift room | 2 | 1 | 1 | 8.28 | 0.23 | 2.65 | 10.0933
| OTS right side wall | 2 | 1 | 2 | 2.15 | 0.23 | 2.65 | 5.2417
| Staircase rear wall/ lift wall | 2 | 1 | 3 | 2.29 | 0.23 | 2.65 | 8.3745
| D/F MD | -2 | 1 | 4 | 1 | 0.23 | 2.1 | -3.864
| D/f,D1 | -2 | 2 | 4 | 0.9 | 0.23 | 2.1 | -6.9552
| D/F , LD | -2 | 1 | 1 | 0.9 | 0.23 | 2.1 | -0.8694
| D/f, W4 | -2 | 1 | 4 | 0.85 | 0.23 | 1.35 | -2.1114
| D/f, Kw | -2 | 1 | 4 | 1.2 | 0.23 | 1.05 | -2.3184
| D/f, W3 | -2 | 1 | 4 | 0.9 | 0.23 | 0.135 | -0.22356
| D/f,W1 | -2 | 1 | 4 | 1.35 | 0.23 | 1.35 | -3.3534
| D/f, W2 | -2 | 1 | 4 | 1.05 | 0.23 | 1.35 | -2.6082
| D/f W | -2 | 1 | 4 | 1.5 | 0.23 | 1.35 | -3.726
| D/f W5 | -2 | 1 | 1 | 0.6 | 0.23 | 1.35 | -0.3726
| d/f ,J | -2 | 2 | 4 | 0.75 | 0.23 | 0.6 | -1.656
| D/f G | -2 | 1 | 1 | 1.8 | 0.23 | 1.35 | -1.1178
| D/f MD lintel | -2 | 1 | 4 | 1.46 | 0.23 | 0.15 | -0.40296
| D/f,D1 lintel | -2 | 2 | 4 | 1.36 | 0.23 | 0.15 | -0.75072 |  | 1.82
| D/f, Kw | -2 | 1 | 4 | 1.2 | 0.23 | 0.2 | -0.4416
| D/f, W3 | -2 | 1 | 4 | 0.9 | 0.23 | 0.2 | -0.3312
| D/f,W1 | -2 | 1 | 4 | 1.35 | 0.23 | 0.2 | -0.4968
| D/f, W2 | -2 | 1 | 4 | 1.05 | 0.23 | 0.2 | -0.3864
| D/f W | -2 | 1 | 4 | 1.5 | 0.23 | 0.2 | -0.552
| d/f ,J | -2 | 2 | 4 | 0.75 | 0.23 | 0.05 | -0.138
| D/f, W5 | -2 | 1 | 4 | 1.06 | 0.23 | 0.2 | -0.39008
163.0104
[7 empty] | Say | 163.1 | CUM
c) Second Floor
| Alround for each block | 2 | 1 | 4 | 35.35 | 0.23 | 2.65 | 172.3666
| Lift room | 2 | 1 | 1 | 8.28 | 0.23 | 2.65 | 10.0933
| OTS right side wall | 2 | 1 | 2 | 2.15 | 0.23 | 2.65 | 5.2417
| Staircase rear wall/ lift wall | 2 | 1 | 3 | 2.29 | 0.23 | 2.65 | 8.3745
| D/F MD | -2 | 1 | 4 | 1 | 0.23 | 2.1 | -3.864
| D/f,D1 | -2 | 2 | 4 | 0.9 | 0.23 | 2.1 | -6.9552
| D/F , LD | -2 | 1 | 1 | 0.9 | 0.23 | 2.1 | -0.8694
| D/f, W4 | -2 | 1 | 4 | 0.85 | 0.23 | 1.35 | -2.1114
| D/f, Kw | -2 | 1 | 4 | 1.2 | 0.23 | 1.05 | -2.3184 |  |  | 59.79
| D/f, W3 | -2 | 1 | 4 | 0.9 | 0.23 | 0.135 | -0.22356
| D/f,W1 | -2 | 1 | 4 | 1.35 | 0.23 | 1.35 | -3.3534 |  |  | 58.87
| D/f, W2 | -2 | 1 | 4 | 1.05 | 0.23 | 1.35 | -2.6082
| D/f W | -2 | 1 | 4 | 1.5 | 0.23 | 1.35 | -3.726
| D/f W5 | -2 | 1 | 1 | 0.6 | 0.23 | 1.35 | -0.3726
| d/f ,J | -2 | 2 | 4 | 0.75 | 0.23 | 0.6 | -1.656
| D/f G | -2 | 1 | 1 | 1.8 | 0.23 | 1.35 | -1.1178
| D/f MD lintel | -2 | 1 | 4 | 1.46 | 0.23 | 0.15 | -0.40296
| D/f,D1 lintel | -2 | 2 | 4 | 1.36 | 0.23 | 0.15 | -0.75072
| D/f, Kw | -2 | 1 | 4 | 1.2 | 0.23 | 0.2 | -0.4416
| D/f, W3 | -2 | 1 | 4 | 0.9 | 0.23 | 0.2 | -0.3312
| D/f,W1 | -2 | 1 | 4 | 1.35 | 0.23 | 0.2 | -0.4968
| D/f, W2 | -2 | 1 | 4 | 1.05 | 0.23 | 0.2 | -0.3864
| D/f W | -2 | 1 | 4 | 1.5 | 0.23 | 0.2 | -0.552
| d/f ,J | -2 | 2 | 4 | 0.75 | 0.23 | 0.05 | -0.138
| D/f, W5 | -2 | 1 | 4 | 1.06 | 0.23 | 0.2 | -0.39008
163.0104
[7 empty] | Say | 163.1 | CUM
D) Third Floor
| Alround for each block | 2 | 1 | 4 | 35.35 | 0.23 | 2.65 | 172.3666
| Lift room | 2 | 1 | 1 | 8.28 | 0.23 | 2.65 | 10.0933
| OTS right side wall | 2 | 1 | 2 | 2.15 | 0.23 | 2.65 | 5.2417
| Staircase rear wall/ lift wall | 2 | 1 | 3 | 2.29 | 0.23 | 2.65 | 8.3745
| D/F MD | -2 | 1 | 4 | 1 | 0.23 | 2.1 | -3.864
| D/f,D1 | -2 | 2 | 4 | 0.9 | 0.23 | 2.1 | -6.9552
| D/F , LD | -2 | 1 | 1 | 0.9 | 0.23 | 2.1 | -0.8694
| D/f, W4 | -2 | 1 | 4 | 0.85 | 0.23 | 1.35 | -2.1114
| D/f, Kw | -2 | 1 | 4 | 1.2 | 0.23 | 1.05 | -2.3184
| D/f, W3 | -2 | 1 | 4 | 0.9 | 0.23 | 0.135 | -0.22356
| D/f,W1 | -2 | 1 | 4 | 1.35 | 0.23 | 1.35 | -3.3534
| D/f, W2 | -2 | 1 | 4 | 1.05 | 0.23 | 1.35 | -2.6082
| D/f W | -2 | 1 | 4 | 1.5 | 0.23 | 1.35 | -3.726
| D/f W5 | -2 | 1 | 1 | 0.6 | 0.23 | 1.35 | -0.3726
| d/f ,J | -2 | 2 | 4 | 0.75 | 0.23 | 0.6 | -1.656
| D/f G | -2 | 1 | 1 | 1.8 | 0.23 | 1.35 | -1.1178
| D/f MD lintel | -2 | 1 | 4 | 1.46 | 0.23 | 0.15 | -0.40296
| D/f,D1 lintel | -2 | 2 | 4 | 1.36 | 0.23 | 0.15 | -0.75072
| D/f, Kw | -2 | 1 | 4 | 1.2 | 0.23 | 0.2 | -0.4416 |  |  | 59.79
| D/f, W3 | -2 | 1 | 4 | 0.9 | 0.23 | 0.2 | -0.3312
| D/f,W1 | -2 | 1 | 4 | 1.35 | 0.23 | 0.2 | -0.4968 |  |  | 58.87
| D/f, W2 | -2 | 1 | 4 | 1.05 | 0.23 | 0.2 | -0.3864
| D/f W | -2 | 1 | 4 | 1.5 | 0.23 | 0.2 | -0.552
| d/f ,J | -2 | 2 | 4 | 0.75 | 0.23 | 0.05 | -0.138
| D/f, W5 | -2 | 1 | 4 | 1.06 | 0.23 | 0.2 | -0.39008
163.0104
[7 empty] | Say | 163.1 | CUM
E) Forth Floor
| Alround for each block | 2 | 1 | 4 | 35.35 | 0.23 | 2.65 | 172.3666
| Lift room | 2 | 1 | 1 | 8.28 | 0.23 | 2.65 | 10.0933
| OTS right side wall | 2 | 1 | 2 | 2.15 | 0.23 | 2.65 | 5.2417
| Staircase rear wall/ lift wall | 2 | 1 | 3 | 2.29 | 0.23 | 2.65 | 8.3745
| D/F MD | -2 | 1 | 4 | 1 | 0.23 | 2.1 | -3.864
| D/f,D1 | -2 | 2 | 4 | 0.9 | 0.23 | 2.1 | -6.9552
| D/F , LD | -2 | 1 | 1 | 0.9 | 0.23 | 2.1 | -0.8694
| D/f, W4 | -2 | 1 | 4 | 0.85 | 0.23 | 1.35 | -2.1114
| D/f, Kw | -2 | 1 | 4 | 1.2 | 0.23 | 1.05 | -2.3184
| D/f, W3 | -2 | 1 | 4 | 0.9 | 0.23 | 0.135 | -0.22356
| D/f,W1 | -2 | 1 | 4 | 1.35 | 0.23 | 1.35 | -3.3534
| D/f, W2 | -2 | 1 | 4 | 1.05 | 0.23 | 1.35 | -2.6082
| D/f W | -2 | 1 | 4 | 1.5 | 0.23 | 1.35 | -3.726
| D/f W5 | -2 | 1 | 1 | 0.6 | 0.23 | 1.35 | -0.3726
| d/f ,J | -2 | 2 | 4 | 0.75 | 0.23 | 0.6 | -1.656
| D/f G | -2 | 1 | 1 | 1.8 | 0.23 | 1.35 | -1.1178
| D/f MD lintel | -2 | 1 | 4 | 1.46 | 0.23 | 0.15 | -0.40296
| D/f,D1 lintel | -2 | 2 | 4 | 1.36 | 0.23 | 0.15 | -0.75072
| D/f, Kw | -2 | 1 | 4 | 1.2 | 0.23 | 0.2 | -0.4416
| D/f, W3 | -2 | 1 | 4 | 0.9 | 0.23 | 0.2 | -0.3312
| D/f,W1 | -2 | 1 | 4 | 1.35 | 0.23 | 0.2 | -0.4968
| D/f, W2 | -2 | 1 | 4 | 1.05 | 0.23 | 0.2 | -0.3864
| D/f W | -2 | 1 | 4 | 1.5 | 0.23 | 0.2 | -0.552
| d/f ,J | -2 | 2 | 4 | 0.75 | 0.23 | 0.05 | -0.138
| D/f, W5 | -2 | 1 | 4 | 1.06 | 0.23 | 0.2 | -0.39008
163.0104
[7 empty] | Say | 163.1 | CUM
F) Fifth Floor
| Alround for each block | 2 | 1 | 4 | 35.35 | 0.23 | 2.65 | 172.3666
| Lift room | 2 | 1 | 1 | 8.28 | 0.23 | 2.65 | 10.0933
| OTS right side wall | 2 | 1 | 2 | 2.15 | 0.23 | 2.65 | 5.2417 |  |  | 59.79
| Staircase rear wall/ lift wall | 2 | 1 | 3 | 2.29 | 0.23 | 2.65 | 8.3745
| D/F MD | -2 | 1 | 4 | 1 | 0.23 | 2.1 | -3.864 |  |  | 58.87
| D/f,D1 | -2 | 2 | 4 | 0.9 | 0.23 | 2.1 | -6.9552
| D/F , LD | -2 | 1 | 1 | 0.9 | 0.23 | 2.1 | -0.8694
| D/f, W4 | -2 | 1 | 4 | 0.85 | 0.23 | 1.35 | -2.1114
| D/f, Kw | -2 | 1 | 4 | 1.2 | 0.23 | 1.05 | -2.3184
| D/f, W3 | -2 | 1 | 4 | 0.9 | 0.23 | 0.135 | -0.22356
| D/f,W1 | -2 | 1 | 4 | 1.35 | 0.23 | 1.35 | -3.3534
| D/f, W2 | -2 | 1 | 4 | 1.05 | 0.23 | 1.35 | -2.6082
| D/f W | -2 | 1 | 4 | 1.5 | 0.23 | 1.35 | -3.726
| D/f W5 | -2 | 1 | 1 | 0.6 | 0.23 | 1.35 | -0.3726
| d/f ,J | -2 | 2 | 4 | 0.75 | 0.23 | 0.6 | -1.656
| D/f G | -2 | 1 | 1 | 1.8 | 0.23 | 1.35 | -1.1178
| D/f MD lintel | -2 | 1 | 4 | 1.46 | 0.23 | 0.15 | -0.40296
| D/f,D1 lintel | -2 | 2 | 4 | 1.36 | 0.23 | 0.15 | -0.75072
| D/f, Kw | -2 | 1 | 4 | 1.2 | 0.23 | 0.2 | -0.4416
| D/f, W3 | -2 | 1 | 4 | 0.9 | 0.23 | 0.2 | -0.3312
| D/f,W1 | -2 | 1 | 4 | 1.35 | 0.23 | 0.2 | -0.4968
| D/f, W2 | -2 | 1 | 4 | 1.05 | 0.23 | 0.2 | -0.3864
| D/f W | -2 | 1 | 4 | 1.5 | 0.23 | 0.2 | -0.552
| d/f ,J | -2 | 2 | 4 | 0.75 | 0.23 | 0.05 | -0.138
| D/f, W5 | -2 | 1 | 4 | 1.06 | 0.23 | 0.2 | -0.39008
163.0104
[7 empty] | Say | 163.1 | CUM
G) sixth floor
| Head room alround | 2 | 1 | 1 | 12.78 | 0.23 | 2.35 | 13.8152
| Lift room | 2 | 1 | 1 | 12.48 | 0.23 | 2.35 | 13.4909
| D/f, D1 | -2 | 1 | 3 | 0.9 | 0.23 | 2.1 | -2.6082
| D/F Lintel | -2 | 1 | 1 | 1.36 | 0.23 | 0.15 | -0.09384
| Head room alround | 2 | 1 | 1 | 12.78 | 0.23 | 0.45 | 2.6455
| Lift room | 2 | 1 | 1 | 12.48 | 0.23 | 0.45 | 2.5834
29.8328
[7 empty] | Say | 29.9 | Cum
13 | Brick partition wall in Cement Mortar 1:4 (One of cement and four of sand) 114mm thick for super structure in the following floors using chamber burnt bricks of size 9”x4½”x3” (23x11.4x7.5cm) including labour for fixing the doors, windows and ventilator frames in position, fixing of hold fasts, scaffoldings,curing etc., complete in all respect complying with relevant standard specifications and drawings.
a) In First floor
| Living room / M.Bed wall | 2 | 1 | 4 | 4 | . | 2.65 | 84.8
| D/f O | -2 | 1 | 4 | 1.37 |  | 2.65 | -29.044
| Kitchen wall | 2 | 1 | 4 | 4.39 |  | 2.65 | 93.068
| D/f O | -2 | 1 | 4 | 0.9 |  | 2.65 | -19.08
| Com.T wall | 2 | 1 | 4 | 5.67 |  | 2.65 | 120.204
| D/f D2 | -2 | 1 | 4 | 0.75 |  | 2.1 | -12.6
| A.T toilet | 2 | 1 | 4 | 1.67 |  | 2.65 | 35.404
| D/f D2 | -2 | 1 | 4 | 0.75 |  | 2.1 | -12.6
| Duct | 2 | 4 | 4 | 0.6 |  | 2.65 | 50.88
| Sitout | 2 | 1 | 4 | 5.17 |  | 1.2 | 49.632
| Wash area | 2 | 1 | 4 | 3.25 |  | 1.2 | 31.2
| Kitchen platform wall | 2 | 4 | 4 | 0.6 |  | 0.7 | 13.44
| Kichen cubboard wall | 2 | 2 | 4 | 0.45 |  | 2.1 | 15.12
| Shoe rack | 2 | 2 | 4 | 0.45 |  | 0.6 | 4.32
| M.Bedroom Wr bottom | 2 | 1 | 4 | 1.55 | 0.6 |  | 7.44
| Bed room | 2 | 1 | 4 | 1.6 | 0.6 |  | 7.68
| Kitchen Cubboard | 2 | 1 | 4 | 1.2 | 0.45 |  | 4.32
| kitchen plat form | 2 | 1 | 4 | 2.77 | 0.6 |  | 13.296
| Shoe rack | 2 | 1 | 4 | 1 | 0.45 |  | 3.6
[7 empty] | Total | 461.08
[7 empty] | Say | 461.1 | SQM
d) In Second floor
| Same as FF qty | [5 empty] | Say | 461.1 | SQM
e) In Third floor
[7 empty] | Say | 461.1 | SQM
f) In Fourth floor
[7 empty] | Say | 461.1 | SQM
g) Fifth floor
[7 empty] | Say | 461.1 | SQM
h) Sixth floor
| Parapet alround | 2 | 1 | 1 | 108.12 |  | 1.2 | 259.488
[7 empty] | Say | 259.5 | Sqm
14 | Brick partition walls 75mm thick using chamber burnt bricks of size 9”x4½”x3” (23x11.4x7.5cm) in cement mortar 1:4 (One of cement and four of sand) for super structure in the following floors including scaffoldings, curing etc., complete in all respect complying with relevant standard specifications and drawings.
(a)Ground Floor
| Hand rail | 2 | 1 | 1 | 6.5 |  | 0.9 | 11.7
[7 empty] | Say | 11.7 | SQM
(b) First Floor
| Hand rail | 2 | 1 | 1 | 6.5 |  | 0.9 | 11.7
[7 empty] | Say | 11.7 | SQM
©Second Floor
| Hand rail | 2 | 1 | 1 | 6.5 |  | 0.9 | 11.7
[7 empty] | Say | 11.7 | SQM
(d) Third Floor
| Hand rail | 2 | 1 | 1 | 6.5 |  | 0.9 | 11.7
[7 empty] | Say | 11.7 | SQM
e) Forth floor
| Hand rail | 2 | 1 | 1 | 6.5 |  | 0.9 | 11.7
[7 empty] | Say | 11.7 | SQM
f) Fifth floor
| Hand rail | 2 | 1 | 1 | 6.5 |  | 0.9 | 11.7
[7 empty] | Say | 11.7 | SQM
15 | Plastering with cm 1:4 ( one of cement and four of sand ) 12 mm thick mixed with water proofing compound (CICO ) at the rate of 2 kg / 10 sq.m including curing etc., all complete complying with relevant standard specifications.
| Chamber | 1 | 1 | 25 | 3.32 |  | 1.68 | 139.44
| Chamber | 1 | 1 | 25 | 0.6 | 0.6 |  | 9
| At. Toilet sunken | 40 | 1 | 1 | 2.01 | 2.57 |  | 206.628
| c.Toilet sunken | 40 | 1 | 1 | 3.25 | 2.5 |  | 325
| water tank Slab inner | 2 | 1 | 2 | 4.33 | 1.53 |  | 26.4996
| Wash area | 40 | 1 | 1 | 2.37 | 1 |  | 94.8
| Water tank inner plastering | 2 | 1 | 2 | 11.72 |  | 1.8 | 84.384
| Centre wall | 2 | 2 | 2 | 1.53 |  | 1 | 12.24
897.9916
[7 empty] | Say | 898 | Sqm
16 | Plastering with CM 1:5 (One of cement and five of sand) 12mm thick finished with neat cement including providing band cornice, ceiling cornice, curing, scaffolding, etc., complete in all respects and complying with relevant standard specifications.
Outer plastering
Ground floor
| C1 | 2 | 1 | 4 | 1.06 |  | 2.6 | 22.048 |  | 0.3 | 0.23 | 1.06
| C2 | 2 | 1 | 4 | 1.2 |  | 2.6 | 24.96 |  | 0.3 | 0.3 | 1.2
| C3 | 2 | 1 | 4 | 1.36 |  | 2.6 | 28.288 |  | 0.45 | 0.23 | 1.36
| C4 | 2 | 1 | 16 | 1.5 |  | 2.6 | 124.8 |  | 0.45 | 0.3 | 1.5
| C5 | 2 | 1 | 6 | 1.5 |  | 2.6 | 46.8 |  | 0.45 | 0.3 | 1.5
| C6 | 2 | 1 | 6 | 1.66 |  | 2.6 | 51.792 |  | 0.6 | 0.23 | 1.66
| Meter roomm toilet, staircase alround outer | 2 | 1 | 1 | 22.55 |  | 3.05 | 137.555
| Lift room | 2 | 1 | 1 | 11 |  | 3.05 | 67.1
| First floor | [6 empty] | 0
| Alround | 2 | 1 | 1 | 108.12 |  | 3.05 | 659.532
| OTS alround | 2 | 1 | 2 | 11.17 |  | 3.05 | 136.274
| D/F,G | -2 | 1 | 2 | 1.8 |  | 1.35 | -9.72
| D/F,W | -2 | 2 | 2 | 1.5 |  | 1.35 | -16.2
| D/F,W5 | -2 | 2 | 2 | 0.6 |  | 1.35 | -6.48
| D/F,W4 | -2 | 1 | 4 | 1.85 |  | 1.35 | -19.98
| D/F,KW | -2 | 1 | 4 | 1.2 |  | 1.05 | -10.08
| D/F,W1 | -2 | 1 | 4 | 1.2 |  | 1.35 | -12.96
| D/f,J | -2 | 2 | 4 | 0.75 |  | 0.6 | -7.2
| D/F,W2 | -2 | 1 | 4 | 1.06 |  | 1.35 | -11.448
| D/f, Open Bed sitout | -2 | 1 | 4 | 12.43 |  | 1.2 | -119.328
| D/f, Open Kitchen sitout | -2 | 1 | 4 | 11.52 |  | 1.2 | -110.592
| Sunshade | [8 empty] | 1.5 | 0.46 | 1.96
| W | 2 | 2 | 2 | 1.96 | 1.3 |  | 20.384 |  | 0.6 | 0.46 | 1.06
| D/F,W5 | 2 | 2 | 2 | 1.06 | 1.3 |  | 11.024 |  | 1.85 | 0.46 | 2.31
| D/F,W4 | 2 | 1 | 4 | 2.31 | 1.3 |  | 24.024 |  | 1.2 | 0.46 | 1.66
| D/F,KW | 2 | 1 | 4 | 1.66 | 1.3 |  | 17.264 |  | 1.2 | 0.46 | 1.66
| D/F,W1 | 2 | 1 | 4 | 1.66 | 1.3 |  | 17.264 |  | 0.75 | 0.46 | 1.21
| D/F,W2 | 2 | 1 | 4 | 1.52 | 1.3 |  | 15.808
| G | 2 | 1 | 2 | 2.5 | 1.3 |  | 13
| Corridor | 2 | 1 | 1 | 16 |  | 2.925 | 93.6
| D/f MD | -2 | 1 | 4 | 1 |  | 2.1 | -16.8
| D/G G | -2 | 1 | 2 | 1.8 |  | 1.35 | -9.72
| D/F,LD | -2 | 1 | 1 | 0.9 |  | 2.1 | -3.78
| D/f, Staircase opening | -2 | 1 | 1 | 2.29 |  | 2.65 | -12.137
| Jams G | 2 | 1 | 2 | 2.63 | 0.23 |  | 2.4196
| Shoe rack | 2 | 2 | 4 | 1.3 |  | 0.45 | 9.36
Second Floor
| Same as FF qty | [6 empty] | 653.53
Third Floor
| Same as FF qty | [6 empty] | 653.53
forth Floor
| Same as FF qty | [6 empty] | 653.53
Fifth Floor
| Same as FF qty | [6 empty] | 653.53
Sixth floor
| Head room + parapet | 2 | 1 | 1 | 15.7 |  | 4.23 | 132.822
| D/f, D1 | -2 | 1 | 2 | 0.9 |  | 2.1 | -7.56
| Lift room | 2 | 1 | 1 | 11 |  | 4.23 | 93.06
| D/f, D1 | -2 | 1 | 1 | 0.9 |  | 2.1 | -3.78
| Sunshade D1 | 2 | 1 | 3 | 1.36 |  | 2.1 | 17.136
Parapet alround
| Alround | 2 | 1 | 1 | 108.12 |  | 2.52 | 544.9248
| C1 | 2 | 1 | 4 | 1.06 |  | 1.2 | 10.176
| C2 | 2 | 1 | 4 | 1.2 |  | 1.2 | 11.52
| C3 | 2 | 1 | 4 | 1.36 |  | 1.2 | 13.056
| C4 | 2 | 1 | 16 | 1.5 |  | 1.2 | 57.6
| C5 | 2 | 1 | 4 | 1.5 |  | 1.2 | 14.4
| C6 | 2 | 1 | 4 | 1.66 |  | 1.2 | 15.936
Inner plastering
In Ground floor
| Staircase | 2 | 1 | 1 | 10.29 |  | 3.05 | 62.769
| Hand rail | 2 | 1 | 3 | 6.5 |  | 1.8 | 70.2
| Lift room | 2 | 1 | 2 | 9.16 |  | 2.925 | 107.172
| D/fD | -2 | 1 | 1 | 0.9 |  | 2.1 | -3.78
| Meter room | 2 | 1 | 1 | 10.76 |  | 2.925 | 62.946
| D/fD | -2 | 1 | 1 | 0.9 |  | 2.1 | -3.78
| Toilet | 2 | 1 | 1 | 6.86 |  | 2.925 | 40.131
| D/f D1 | -2 | 4 | 2 | 0.75 |  | 2.1 | -25.2
Jams
| D/fD | 2 | 1 | 2 | 5.1 | 0.12 |  | 2.448 |  |  | 0.9 |  | 2.1 |  | 3 | [6 empty] | 5.1 | 6
| D/f D1 | 2 | 4 | 2 | 4.95 | 0.12 |  | 9.504 |  |  | 0.75 |  | 2.1 |  | 2.85 | [6 empty] | 4.95 | 5.7
In First floor
| Staircase | 2 | 1 | 1 | 10.29 |  | 3.05 | 62.769
| Hand rail | 2 | 1 | 3 | 6.5 |  | 1.8 | 70.2
| Lift room | 2 | 1 | 2 | 9.16 |  | 2.925 | 107.172
| Living room | 2 | 1 | 4 | 14.94 |  | 2.925 | 349.596
| M.Bed | 2 | 1 | 4 | 12.2 |  | 2.925 | 285.48
| A.Toilet | 2 | 1 | 4 | 6.76 |  | 2.925 | 158.184
| C.Toilet | 2 | 1 | 4 | 7.44 |  | 2.925 | 174.096
| Bed room | 2 | 1 | 4 | 12.2 |  | 2.925 | 285.48
| Kitchen | 2 | 1 | 4 | 8.78 |  | 2.925 | 205.452
| Sitout | 2 | 1 | 4 | 7.8 |  | 2.925 | 182.52
| Wash area | 2 | 1 | 4 | 6.5 |  | 2.925 | 152.1
| C.toi.et entrance area | 2 | 1 | 4 | 4.54 |  | 2.925 | 106.236
| D/F,G | -2 | 1 | 2 | 1.8 |  | 1.35 | -9.72
| D/F,W | -2 | 2 | 2 | 1.5 |  | 1.35 | -16.2
| D/F,W5 | -2 | 2 | 2 | 0.6 |  | 1.35 | -6.48
| D/F,W4 | -2 | 1 | 4 | 1.85 |  | 1.35 | -19.98
| D/F,KW | -2 | 1 | 4 | 1.2 |  | 1.05 | -10.08
| D/F,W1 | -2 | 1 | 4 | 1.2 |  | 1.35 | -12.96
| D/f,J | -2 | 2 | 4 | 0.75 |  | 0.6 | -7.2
| D/F,W2 | -2 | 1 | 4 | 1.06 |  | 1.35 | -11.448
| D/f, Open Bed sitout | -2 | 1 | 4 | 12.43 |  | 1.2 | -119.328
| D/f, Open Kitchen sitout | -2 | 1 | 4 | 11.52 |  | 1.2 | -110.592
| D/f MD | -2 | 1 | 4 | 1 |  | 2.1 | -16.8
| D/fD | -2 | 4 | 4 | 0.9 |  | 2.1 | -60.48
| D/f D1 | -2 | 4 | 2 | 0.75 |  | 2.1 | -25.2
| D/fO | -2 | 1 | 4 | 0.9 |  | 2.1 | -15.12
Jams
| D/F,G | 2 | 1 | 2 | 6.3 | 0.23 |  | 5.796 |  |  | 1.8 |  | 1.35 |  | 3.15 | [7 empty] | 6.3
| D/F,W | 2 | 2 | 2 | 5.7 | 0.23 |  | 10.488 |  |  | 1.5 |  | 1.35 |  | 2.85 | [7 empty] | 5.7
| D/F,W5 | 2 | 2 | 2 | 3.9 | 0.23 |  | 7.176 |  |  | 0.6 |  | 1.35 |  | 1.95 | [7 empty] | 3.9
| D/F,W4 | 2 | 1 | 4 | 6.4 | 0.23 |  | 11.776 |  |  | 1.85 |  | 1.35 |  | 3.2 | [7 empty] | 6.4
| D/F,KW | 2 | 1 | 4 | 4.5 | 0.23 |  | 8.28 |  |  | 1.2 |  | 1.05 |  | 2.25 | [7 empty] | 4.5
| D/F,W1 | 2 | 1 | 4 | 5.1 | 0.23 |  | 9.384 |  |  | 1.2 |  | 1.35 |  | 2.55 | [7 empty] | 5.1
| D/f,J | 2 | 2 | 4 | 2.7 | 0.23 |  | 9.936 |  |  | 0.75 |  | 0.6 |  | 1.35 | [7 empty] | 2.7
| D/F,W2 | 2 | 1 | 4 | 4.82 | 0.23 |  | 8.8688 |  |  | 1.06 |  | 1.35 |  | 2.41 | [7 empty] | 4.82
| D/f, Open Bed sitout | 2 | 1 | 4 | 27.26 | 0.12 |  | 26.1696 |  |  | 12.43 |  | 1.2 |  | 13.63 | [7 empty] | 27.26
| D/f, Open Kitchen sitout | 2 | 1 | 4 | 25.44 | 0.12 |  | 24.4224 |  |  | 11.52 |  | 1.2 |  | 12.72 | [7 empty] | 25.44
| D/f MD | 2 | 1 | 4 | 5.2 | 0.12 |  | 4.992 |  |  | 1 |  | 2.1 |  | 3.1 | [6 empty] | 5.2 | 6.2
| D/fD | 2 | 4 | 4 | 5.1 | 0.12 |  | 19.584 |  |  | 0.9 |  | 2.1 |  | 3 | [6 empty] | 5.1 | 6
| D/f D1 | 2 | 4 | 2 | 4.95 | 0.12 |  | 9.504 |  |  | 0.75 |  | 2.1 |  | 2.85 | [6 empty] | 4.95 | 5.7
| D/fO | 2 | 1 | 4 | 5.1 | 0.12 |  | 4.896 |  |  | 0.9 |  | 2.1 |  | 3 | [6 empty] | 5.1 | 6
| Kitchen platform wall | 2 | 4 | 4 | 0.6 |  | 1.52 | 29.184
| Kichen cubboard wall | 2 | 2 | 4 | 1.02 |  | 2.1 | 34.272
| Kitchen loft | 2 | 1 | 4 | 2.14 | 1.28 |  | 21.9136
| Bed room 1 & 2 | 2 | 2 | 4 | 3.05 | 1.28 |  | 62.464
In Second floor
| Same as FF qty | [6 empty] | 2006.8
In Third floor
| Same as FF qty | [6 empty] | 2006.8
in forth floor
| Same as FF qty | [6 empty] | 2006.8
In fifth floor
| Same as FF qty | [6 empty] | 2006.8
In sixth floor
| Head room | 2 | 1 | 1 | 13.78 |  | 2.925 | 80.613
| Lift room | 2 | 1 | 1 | 9.16 |  | 2.925 | 53.586
| D/F,GD | 2 | 1 | 3 | 0.9 |  | 2.1 | 11.34
| Jams | 2 | 1 | 3 | 5 | 0.23 |  | 6.9
Over head tank (both sides)
| Beam alround | 2 | 2 | 2 | 11.72 |  | 0.52 | 48.7552
| Beam at center | 2 | 2 | 2 | 1.53 |  | 0.52 | 6.3648
| Slab | 2 | 1 | 2 | 4.33 | 1.53 |  | 26.4996
| Wall alround | 2 | 2 | 2 | 11.72 |  | 0.2 | 18.752
| Center wall | 2 | 2 | 2 | 1.53 |  | 0.2 | 2.448
| Top slab | 2 | 2 | 2 | 4.33 |  | 1.53 | 52.9992
| D/f Cover | -2 | 4 | 2 | 0.6 | 0.6 |  | -5.76
15329.1936
[7 empty] | Say | 15329.2 | Sqm
17 | Special ceiling plastering in cement mortar 1:3 (One of cement and three of sand) 10mm thick for bottom of roof, stair, waist, landing and sunshades in all floors finished with neat cement including hacking the areas, providing band cornice, scaffolding, curing etc., complete
In Ground floor (parking bay)
| In At. Toilet bay | 2 | 1 | 2 | 1.35 | 4.17 |  | 22.518
| In bed room | 2 | 1 | 4 | 3.05 | 4.37 |  | 106.628
| In M.Bed room | 2 | 1 | 4 | 3.05 | 3.41 |  | 83.204
| Kitchen | 2 | 1 | 4 | 2.03 | 2.14 |  | 34.7536
| Living room | 2 | 1 | 4 | 3.09 | 4.27 |  | 105.5544
| Ots | 2 | 1 | 2 | 3.09 | 2.51 |  | 31.0236
| Staircase | 2 | 1 | 1 | 2.29 | 3.65 |  | 16.717
| Passage | 2 | 1 | 1 | 2.29 | 5.72 |  | 26.1976
Roof Beam sides
Vertical
| Beam 108 Grid A, L (4-8) | 2 | 1 | 2 | 4.03 |  | 0.91 | 14.6692 |  |  | 0.4 | 0.23 | 0.275 | 0.905
| Beam 105 Grid B, k (1-3), (10-12) | 2 | 2 | 2 | 5.88 |  | 1.41 | 66.3264 |  |  | 0.65 | 0.23 | 0.525 | 1.405
| Beam 110 Grid B,K (3'-9) | 2 | 1 | 2 | 6.95 |  | 0.91 | 25.298 |  |  | 0.4 | 0.23 | 0.275 | 0.905
| Beam 106 Grid C, J (1-2), (11-12) | 2 | 2 | 2 | 3.37 |  | 0.79 | 21.2984 |  |  | 0.4 | 0.23 | 0.275 | 0.905
| Beam 106 Grid c, J (2-5), (7-11) | 2 | 2 | 2 | 4.95 |  | 1.29 | 51.084 |  |  | 0.65 | 0.23 | 0.525 | 1.405
| Beam 102 Grid C,F,G, J (5-7) | 2 | 2 | 2 | 2.1 |  | 0.79 | 13.272 |  |  | 0.4 | 0.23 | 0.275 | 0.905
| Beam 107 Grid E,H (1-2)(11-12) | 2 | 2 | 2 | 3.37 |  | 0.79 | 21.2984 |  |  | 0.4 | 0.23 | 0.275 | 0.905
| Beam 114 Grid F,G (1'-5) | 2 | 1 | 2 | 5.1 |  | 0.79 | 16.116 |  |  | 0.4 | 0.23 | 0.275 | 0.905
| Beam 102 Grid F,G (7-11) | 2 | 1 | 2 | 8.06 |  | 0.79 | 25.4696 |  |  | 0.4 | 0.23 | 0.275 | 0.905
| Duct beam | 2 | 2 | 2 | 1.26 |  | 0.4 | 4.032 |  |  | 0.4 | 0.23 | 0.275 | 0.905
| Horizontal | [6 empty] | 0 |  |  |  | 0.23 | -0.125 | 0.105
| Beam 109 Grid 4,8 (A-B), (k-L) | 2 | 2 | 2 | 1.3 |  | 0.71 | 7.384 |  |  | 0.3 | 0.23 | 0.175 | 0.705
| Beam 101 Grid 1 ,12 (B-E) (H-K) | 2 | 2 | 2 | 5.25 |  | 0.71 | 29.82 |  |  | 0.3 | 0.23 | 0.175 | 0.705
| Beam 102 Grid 2,5,7,11 (C-F) (G-J) | 2 | 2 | 4 | 3.55 |  | 0.91 | 51.688 |  |  | 0.4 | 0.23 | 0.275 | 0.905
| Beam 103 Grid 2', 10'(B-C) (J-K) | 2 | 2 | 2 | 3.5 |  | 1.29 | 36.12 |  |  | 0.65 | 0.23 | 0.525 | 1.405
| Beam 104 Grid 3,9 (B-C) (J-K) | 2 | 2 | 2 | 3.5 |  | 1.29 | 36.12 |  |  | 0.65 | 0.23 | 0.525 | 1.405
| Beam 111 Grid 3' (F-G) | 2 | 1 | 1 | 2.29 |  | 0.79 | 3.6182 |  |  | 0.4 | 0.23 | 0.275 | 0.905
| Beam 112 Grid 5'(B-C) (J-K) | 2 | 1 | 2 | 3.05 |  | 0.79 | 9.638 |  |  | 0.4 | 0.23 | 0.275 | 0.905
| Beam 115 grid 9,11 (f-G) | 2 | 1 | 2 | 2.29 |  | 0.71 | 6.5036 |  |  | 0.3 | 0.23 | 0.175 | 0.705
In First floor
Vertical
| Beam 108 Grid A, L (4-8) | 2 | 1 | 2 | 4.03 |  | 0.91 | 14.6692
| Beam 105 Grid B, k (1-3), (10-12) | 2 | 2 | 2 | 5.88 |  | 1.41 | 66.3264
| Beam 110 Grid B,K (3'-9) | 2 | 1 | 2 | 6.95 |  | 0.91 | 25.298
| Beam 106 Grid C, J (1-2), (11-12) | 2 | 2 | 2 | 3.37 |  | 0.79 | 21.2984
| Beam 106 Grid c, J (2-5), (7-11) | 2 | 2 | 2 | 4.95 |  | 1.29 | 51.084
| Beam 102 Grid C,F,G, J (5-7) | 2 | 2 | 2 | 2.1 |  | 0.79 | 13.272
| Beam 107 Grid E,H (1-2)(11-12) | 2 | 2 | 2 | 3.37 |  | 0.79 | 21.2984
| Beam 114 Grid F,G (1'-5) | 2 | 1 | 2 | 5.1 |  | 0.79 | 16.116
| Beam 102 Grid F,G (7-11) | 2 | 1 | 2 | 8.06 |  | 0.79 | 25.4696
| Duct beam | 2 | 2 | 2 | 1.26 |  | 0.4 | 4.032
| Horizontal | [6 empty] | 0
| Beam 109 Grid 4,8 (A-B), (k-L) | 2 | 2 | 2 | 1.3 |  | 0.71 | 7.384
| Beam 101 Grid 1 ,12 (B-E) (H-K) | 2 | 2 | 2 | 5.25 |  | 0.71 | 29.82
| Beam 102 Grid 2,5,7,11 (C-F) (G-J) | 2 | 2 | 4 | 3.55 |  | 0.91 | 51.688
| Beam 103 Grid 2', 10'(B-C) (J-K) | 2 | 2 | 2 | 3.5 |  | 1.29 | 36.12
| Beam 104 Grid 3,9 (B-C) (J-K) | 2 | 2 | 2 | 3.5 |  | 1.29 | 36.12
| Beam 111 Grid 3' (F-G) | 2 | 1 | 1 | 2.29 |  | 0.79 | 3.6182
| Beam 112 Grid 5'(B-C) (J-K) | 2 | 1 | 2 | 3.05 |  | 0.79 | 9.638
| Beam 115 grid 9,11 (f-G) | 2 | 1 | 2 | 2.29 |  | 0.71 | 6.5036
| Roof Slab | [6 empty] | 0
| Living room | 2 | 1 | 4 | 3.2 | 4.27 |  | 109.312
| M.Bed room | 2 | 1 | 4 | 3.35 | 3.05 |  | 81.74
| Bed room | 2 | 1 | 4 | 3.05 | 3.05 |  | 74.42
| Sitout area | 2 | 1 | 4 | 3.05 | 1 |  | 24.4
| At. Toilet | 2 | 1 | 4 | 1.41 | 1.97 |  | 22.2216
| c.Toilet | 2 | 1 | 4 | 2.04 | 1.37 |  | 22.3584
| Kitchen | 2 | 1 | 4 | 2.14 | 2.25 |  | 38.52
| Wash area | 2 | 1 | 4 | 2.35 | 1 |  | 18.8
| cooridor | 2 | 1 | 4 | 2.29 | 5.95 |  | 109.004
| Waist slab | 2 | 1 | 2 | 3.09 | 1.175 |  | 14.523
| Mid landing | 2 | 1 | 1 | 2.29 | 1.125 |  | 5.1525
In Second floor
| Same as FF qty | [6 empty] | 960.21
In Third floor
| Same as FF qty | [6 empty] | 960.21
in forth floor
| Same as FF qty | [6 empty] | 960.21
In fifth floor
| Same as FF qty | [6 empty] | 960.21
In
Beam
| Head room | 2 | 1 | 1 | 12.78 |  | 0.91 | 23.2596
| Lift room base and top | 2 | 1 | 2 | 12.48 |  | 0.91 | 45.4272
Slab
| Head room slab | 2 | 1 | 1 | 2.75 | 4.56 |  | 25.08
| Lift room base slab | 2 | 1 | 1 | 2.75 | 2.75 |  | 15.125
| Lift room | 2 | 1 | 1 | 2.75 | 2.75 |  | 15.125
| Head door | 2 | 1 | 2 | 1.36 | 0.23 |  | 1.2512
| lift room | 2 | 1 | 1 | 1.36 | 0.23 |  | 0.6256
| Door sunshade | 2 | 1 | 3 | 1.36 | 0.13 |  | 1.0608
5794.3537
[7 empty] | Say | 5795.4 | Sqm
18 | Plastering in CM 1:5 (One of cement and five of sand) 12mm thick for border finish in all floors for elevation purposes, including scaffolding, curing, finishing etc., all complete.
a) 150mm border
| Outer alround | 2 | 1 | 1 | 108.12 |  |  | 216.24
[7 empty] | Total | 216.24
[7 empty] | Say | 216.3 | RMT
b) 75mm border
| Outer alround Parpet | 2 | 1 | 1 | 108.12 |  |  | 216.24
| Head room outer alround | 2 | 1 | 1 | 15.57 |  |  | 31.14
| Lift room alround | 2 | 1 | 1 | 11 |  |  | 22
| Ventilator | 2 | 2 | 4 | 2.7 |  |  | 43.2
| OTS Grill | 2 | 1 | 2 | 6.3 |  |  | 25.2
| OTS W | 2 | 1 | 2 | 5.7 |  |  | 22.8
[7 empty] | Total | 360.58
[7 empty] | Say | 360.6 | RMT
c) 50mm border
| Building alround | 2 | 2 | 5 | 108.12 |  |  | 2162.4
| Head room outer alround | 2 | 1 | 1 | 15.57 |  |  | 31.14
| Lift room alround | 2 | 1 | 1 | 11 |  |  | 22
[7 empty] | Total | 2215.54
[7 empty] | Say | 2215.6 | RMT
19 | Providing Form work and centering for reinforced cement concrete works including supports and strutting up to 3.30m height for plane surfaces as detailed below with all cross bracings using mild steel sheets of size 90cm x 60cm and MS 10 gauge stiffened with welded mild steel angles of size 25mmx25mmx3mm for boarding laid over silver oak or country wood joists of size 10cmx6.5cm spaced at about 90cm centre to centre and supported by casurina props 10cm to 13cm dia spaced at 75cm intervals and removing the same after a specified period without damaging the R.C.C works etc., complete complying with standard specifaction and as directed by the departmental officers.
a. For Column footings, plinth beam, Grade beam, Raft beam, Raft slab etc.,
| Column Footing F1 | 2 | 1 | 6 | 8 |  | 0.45 | 43.2 |  | 2 | 2 | 8
| Column Footing F2 | 2 | 1 | 6 | 9.6 |  | 0.6 | 69.12 |  | 2.4 | 2.4 | 9.6
| Column Footing F3 | 2 | 1 | 4 | 10.4 |  | 0.65 | 54.08 |  | 2.6 | 2.6 | 10.4
| Column Footing F4 | 2 | 1 | 4 | 10.8 |  | 0.65 | 56.16 |  | 2.7 | 2.7 | 10.8
| Column Footing F5 | 2 | 1 | 6 | 11.4 |  | 0.65 | 88.92 |  | 2.85 | 2.85 | 11.4
| Column Footing CF1 | 2 | 1 | 4 | 12.52 |  | 0.28 | 28.0448 |  | 2.6 | 3.66 | 12.52
| Column Footing CF2 | 2 | 1 | 1 | 17.96 |  | 0.35 | 12.572 |  | 5.23 | 3.75 | 17.96
For grade beam
Vertical
| Grid A & L(4-8) | 2 | 2 | 2 | 4.63 |  | 0.4 | 14.816
| Grid B,C,J,K ( 1-12) | 2 | 2 | 4 | 16.69 |  | 0.4 | 106.816
| Grid E (1-3) ,(11-12) & H (1-3) ,(11-12) | 2 | 2 | 4 | 2.37 |  | 0.4 | 15.168
| Grid F, G (2-11) | 2 | 2 | 2 | 12.56 |  | 0.4 | 40.192
Horizontal
| Grid 1 (B-E), (H-K) & 12 (B-E), (H-K) | 2 | 2 | 4 | 5.76 |  | 0.4 | 36.864
| Grid 2 , 11 (D-J) | 2 | 2 | 2 | 9.38 |  | 0.4 | 30.016
| Grid 3, 10, 6 (B-D), (J-K) | 2 | 2 | 6 | 3.05 |  | 0.4 | 29.28
| Grid 4,9 ( F-G) | 2 | 2 | 2 | 2.29 |  | 0.4 | 7.328
| Grid 4(A-B),(k-L) & 8 (A-B),(k-L) | 2 | 2 | 4 | 1.55 |  | 0.4 | 9.92
| Grid 5,7 ( D-F),( g-J) | 2 | 2 | 4 | 3.09 |  | 0.4 | 19.776
For tie beam
Vertical
| Grid A & L(4-8) | 2 | 2 | 2 | 4.63 |  | 0.15 | 5.556
| Grid B,C,J,K ( 1-12) | 2 | 2 | 4 | 16.69 |  | 0.15 | 40.056
| Grid E (1-3) ,(11-12) & H (1-3) ,(11-12) | 2 | 2 | 4 | 2.37 |  | 0.15 | 5.688
| Grid F, G (2-11) | 2 | 2 | 2 | 12.56 |  | 0.15 | 15.072
Horizontal
| Grid 1 (B-E), (H-K) & 12 (B-E), (H-K) | 2 | 2 | 4 | 5.76 |  | 0.15 | 13.824
| Grid 2 , 11 (D-J) | 2 | 2 | 2 | 9.38 |  | 0.15 | 11.256
| Grid 3, 10, 6 (B-D), (J-K) | 2 | 2 | 6 | 3.05 |  | 0.15 | 10.98
| Grid 4,9 ( F-G) | 2 | 2 | 2 | 2.29 |  | 0.15 | 2.748
| Grid 4(A-B),(k-L) & 8 (A-B),(k-L) | 2 | 2 | 4 | 1.55 |  | 0.15 | 3.72
| Grid 5,7 ( D-F),( g-J) | 2 | 2 | 4 | 3.09 |  | 0.15 | 7.416
778.5888
[7 empty] | Say | 778.6 | Sqm
B. Plain surface such as Roof slab, Waist slab, Portico beam etc., complete
| Lift pit base slab | 2 | 1 | 1 | 3.65 | 3.65 | 0.2 | 5.329
In Ground floor
Roof Beam
Vertical
| Beam 108 Grid A, L (4-8) | 2 | 2 | 2 | 4.03 | 0.2 | 0.4 | 2.5792
| Beam 105 Grid B, k (1-3), (10-12) | 2 | 2 | 4 | 5.88 | 0.23 | 0.65 | 14.065
| Beam 110 Grid B,K (3'-9) | 2 | 2 | 2 | 6.95 | 0.23 | 0.4 | 5.1152
| Beam 106 Grid C, J (1-2), (11-12) | 2 | 2 | 4 | 3.37 | 0.23 | 0.4 | 4.9606
| Beam 106 Grid c, J (2-5), (7-11) | 2 | 2 | 4 | 4.95 | 0.23 | 0.65 | 11.8404
| Beam 102 Grid C,F,G, J (5-7) | 2 | 2 | 4 | 2.1 | 0.23 | 0.4 | 3.0912
| Beam 107 Grid E,H (1-2)(11-12) | 2 | 2 | 4 | 3.37 | 0.23 | 0.4 | 4.9606
| Beam 114 Grid F,G (1'-5) | 2 | 2 | 2 | 5.1 | 0.23 | 0.4 | 3.7536
| Beam 102 Grid F,G (7-11) | 2 | 2 | 2 | 8.06 | 0.23 | 0.4 | 5.9322
| CB for cubboard | 2 | 2 | 4 | 2.6 | 0.23 | 0.13 | 1.2438
| Duct beam | 2 | 2 | 4 | 1.26 | 0.12 | 0.4 | 0.96768
| Horizontal | [6 empty] | 0
| Beam 109 Grid 4,8 (A-B), (k-L) | 2 | 2 | 4 | 1.3 | 0.23 | 0.3 | 1.4352
| Beam 101 Grid 1 ,12 (B-E) (H-K) | 2 | 2 | 4 | 5.25 | 0.23 | 0.3 | 5.796
| Midland beam 113 | 2 | 2 | 1 | 2.29 | 0.23 | 0.3 | 0.63204
| Beam 102 Grid 2,5,7,11 (C-F) (G-J) | 2 | 2 | 8 | 3.55 | 0.23 | 0.4 | 10.4512
| Beam 103 Grid 2', 10'(B-C) (J-K) | 2 | 2 | 4 | 3.5 | 0.23 | 0.65 | 8.372
| Beam 104 Grid 3,9 (B-C) (J-K) | 2 | 2 | 4 | 3.5 | 0.23 | 0.65 | 8.372
| Beam 111 Grid 3' (F-G) | 2 | 2 | 1 | 2.29 | 0.23 | 0.4 | 0.84272
| Beam 112 Grid 5'(B-C) (J-K) | 2 | 2 | 2 | 3.05 | 0.23 | 0.4 | 2.2448
| Beam 115 grid 9,11 (f-G) | 2 | 2 | 2 | 2.29 | 0.23 | 0.3 | 1.2641
| CB Grid (B-c)(J-K) | 2 | 2 | 2 | 3.05 | 0.23 | 0.15 | 0.8418
| CB Grid (B-E)(H-K) | 2 | 2 | 4 | 5.76 | 0.23 | 0.15 | 3.1795
| Roof Slab | [6 empty] | 0
| Living room | 2 | 1 | 4 | 3.2 | 4.27 |  | 109.312
| M.Bed room | 2 | 1 | 4 | 3.35 | 3.05 |  | 81.74
| Bed room | 2 | 1 | 4 | 3.05 | 3.05 |  | 74.42
| CB slab | 2 | 1 | 4 | 0.85 | 1.82 |  | 12.376
| Sitout area | 2 | 1 | 4 | 3.05 | 1 |  | 24.4
| At. Toilet | 2 | 1 | 4 | 1.41 | 1.97 |  | 22.2216
| c.Toilet | 2 | 1 | 4 | 2.04 | 1.37 |  | 22.3584
| Kitchen | 2 | 1 | 4 | 2.14 | 2.25 |  | 38.52
| Wash area | 2 | 1 | 4 | 2.35 | 1 |  | 18.8
| cooridor | 2 | 1 | 1 | 2.29 | 5.95 |  | 27.251
| Waist slab | 2 | 1 | 2 | 3.09 | 1.05 |  | 12.978
| Mid landing | 2 | 1 | 1 | 2.29 | 1 |  | 4.58
| Steps | 2 | 0.5 | 18 | 1.05 | 0.3 |  | 5.67
sill slab/ lintel
| Jally J sill slab | 2 | 2 | 1 | 1.96 |  | 0.05 | 0.392
| L. Door D1 lintel /Meter room door | 2 | 2 | 2 | 1.36 |  | 0.15 | 1.632
| toilet D | 2 | 2 | 2 | 1.21 |  | 0.15 | 1.452
In First Floor
Roof Beam
Vertical
| Beam 108 Grid A, L (4-8) | 2 | 2 | 2 | 4.03 |  | 0.4 | 12.896
| Beam 105 Grid B, k (1-3), (10-12) | 2 | 2 | 4 | 5.88 |  | 0.65 | 61.152
| Beam 110 Grid B,K (3'-9) | 2 | 2 | 2 | 6.95 |  | 0.4 | 22.24
| Beam 106 Grid C, J (1-2), (11-12) | 2 | 2 | 4 | 3.37 |  | 0.4 | 21.568
| Beam 106 Grid c, J (2-5), (7-11) | 2 | 2 | 4 | 4.95 |  | 0.65 | 51.48
| Beam 102 Grid C,F,G, J (5-7) | 2 | 2 | 4 | 2.1 |  | 0.4 | 13.44
| Beam 107 Grid E,H (1-2)(11-12) | 2 | 2 | 4 | 3.37 |  | 0.4 | 21.568
| Beam 114 Grid F,G (1'-5) | 2 | 2 | 2 | 5.1 |  | 0.4 | 16.32
| Beam 102 Grid F,G (7-11) | 2 | 2 | 2 | 8.06 |  | 0.4 | 25.792
| CB for cubboard | 2 | 2 | 4 | 2.6 |  | 0.13 | 5.408
| Duct beam | 2 | 2 | 4 | 1.26 |  | 0.4 | 8.064
| Horizontal | [6 empty] | 0
| Beam 109 Grid 4,8 (A-B), (k-L) | 2 | 2 | 4 | 1.3 |  | 0.3 | 6.24
| Beam 101 Grid 1 ,12 (B-E) (H-K) | 2 | 2 | 4 | 5.25 |  | 0.3 | 25.2
| Midland beam 113 | 2 | 2 | 1 | 2.29 |  | 0.3 | 2.748
| Beam 102 Grid 2,5,7,11 (C-F) (G-J) | 2 | 2 | 8 | 3.55 |  | 0.4 | 45.44
| Beam 103 Grid 2', 10'(B-C) (J-K) | 2 | 2 | 4 | 3.5 |  | 0.65 | 36.4
| Beam 104 Grid 3,9 (B-C) (J-K) | 2 | 2 | 4 | 3.5 |  | 0.65 | 36.4
| Beam 111 Grid 3' (F-G) | 2 | 2 | 1 | 2.29 |  | 0.4 | 3.664
| Beam 112 Grid 5'(B-C) (J-K) | 2 | 2 | 2 | 3.05 |  | 0.4 | 9.76
| Beam 115 grid 9,11 (f-G) | 2 | 2 | 2 | 2.29 |  | 0.3 | 5.496
| CB Grid (B-c)(J-K) | 2 | 2 | 2 | 3.05 |  | 0.15 | 3.66
| CB Grid (B-E)(H-K) | 2 | 2 | 4 | 5.76 |  | 0.15 | 13.824
| Roof Slab | [6 empty] | 0
| Living room | 2 | 1 | 4 | 3.2 | 4.27 |  | 109.312
| M.Bed room | 2 | 1 | 4 | 3.35 | 3.05 |  | 81.74
| Bed room | 2 | 1 | 4 | 3.05 | 3.05 |  | 74.42
| CB slab | 2 | 1 | 4 | 0.85 | 1.82 |  | 12.376
| Sitout area | 2 | 1 | 4 | 3.05 | 1 |  | 24.4
| At. Toilet | 2 | 1 | 4 | 1.41 | 1.97 |  | 22.2216
| c.Toilet | 2 | 1 | 4 | 2.04 | 1.37 |  | 22.3584
| Kitchen | 2 | 1 | 4 | 2.14 | 2.25 |  | 38.52
| Wash area | 2 | 1 | 4 | 2.35 | 1 |  | 18.8
| cooridor | 2 | 1 | 1 | 2.29 | 5.95 |  | 27.251
| Waist slab | 2 | 1 | 2 | 3.09 | 1.05 |  | 12.978
| Mid landing | 2 | 1 | 1 | 2.29 | 1 |  | 4.58
| Steps | 2 | 0.5 | 18 | 1.05 | 0.3 |  | 5.67
sill slab- 0.05 /Lintel - .15
| W | 2 | 2 | 4 | 1.96 |  | 0.2 | 6.272
| W1 | 2 | 2 | 4 | 1.66 |  | 0.2 | 5.312
| W2 | 2 | 2 | 4 | 1.51 |  | 0.2 | 4.832
| W3 | 2 | 2 | 4 | 1.36 |  | 0.2 | 4.352
| W4 | 2 | 2 | 4 | 1.31 |  | 0.2 | 4.192
| W5 | 2 | 2 | 4 | 1.06 |  | 0.2 | 3.392
| Kw | 2 | 2 | 4 | 1.66 |  | 0.2 | 5.312
| Jally | 2 | 2 | 8 | 1.21 |  | 0.05 | 1.936
| Jally J sill slab | 2 | 2 | 1 | 1.96 |  | 0.05 | 0.392
| L. Door D1 lintel | 2 | 2 | 1 | 1.36 |  | 0.15 | 0.816
| Kitchen loft | 2 | 2 | 4 | 2.14 |  | 0.08 | 2.7392
| Bed room 1 & 2 | 2 | 2 | 8 | 3.05 |  | 0.08 | 7.808
| Kitchen sink platform | 2 | 2 | 4 | 2.77 |  | 0.08 | 3.5456
In Second floor
| Same as FF qty | [6 empty] | 954.29
In Third floor
| Same as FF qty | [6 empty] | 954.29
in forth floor
| Same as FF qty | [6 empty] | 954.29
In fifth floor
| Same as FF qty | [6 empty] | 954.29
In sixth floor
Beam
| Head room | 2 | 2 | 1 | 12.78 |  | 0.4 | 20.448
| Lift room base and top | 2 | 2 | 2 | 12.48 |  | 0.4 | 39.936
Slab
| Head room slab | 2 | 1 | 1 | 2.75 | 4.56 |  | 25.08
| Lift room base slab | 2 | 1 | 1 | 2.75 | 2.75 |  | 15.125
| Lift room head room | 2 | 1 | 1 | 2.75 | 2.75 |  | 15.125
| Head door lin tel | 2 | 2 | 2 | 1.36 |  | 0.15 | 1.632
| lift room door lintel | 2 | 2 | 1 | 1.36 |  | 0.15 | 0.816
Over head tank
| Beam alround | 2 | 2 | 2 | 11.72 |  | 0.4 | 37.504
| Beam at center | 2 | 2 | 2 | 1.53 |  | 0.4 | 4.896
| bottom Slab | 2 | 1 | 2 | 4.33 | 1.53 |  | 26.4996
| Top slab | 2 | 1 | 2 | 4.33 | 1.53 |  | 26.4996
| D/f Cover | -2 | 2 | 2 | 0.6 | 0.6 |  | -2.88
5547.5019
[7 empty] | Say | 5547.5 | Sqm
c.For Square and rectangular columns and small quantities such as sunshade, parapet cum drops window boxiing, fin projection and other similar works.
Column upto pedestral
| F2C4 | 2 | 1 | 4 | 1.5 |  | 1.35 | 16.2 |  |  | 0.3 | 0.45 | 0.75 | 1.5
| F3C4 | 2 | 1 | 4 | 1.5 |  | 1.5 | 18 |  |  | 0.3 | 0.45 | 0.75 | 1.5
| F1C1 | 2 | 1 | 4 | 1.06 |  | 1.5 | 12.72 |  |  | 0.23 | 0.3 | 0.53 | 1.06
| F1C4 | 2 | 1 | 2 | 1.5 |  | 1.5 | 9 |  |  | 0.3 | 0.45 | 0.75 | 1.5
| F5C6 | 2 | 1 | 4 | 1.66 |  | 1.3 | 17.264 |  |  | 0.23 | 0.6 | 0.83 | 1.66
| F4C5 | 2 | 1 | 4 | 1.5 |  | 1.3 | 15.6 |  |  | 0.3 | 0.45 | 0.75 | 1.5
| F2C4 | 2 | 1 | 2 | 1.5 |  | 1.35 | 8.1 |  |  | 0.3 | 0.45 | 0.75 | 1.5
| F5C5 | 2 | 1 | 2 | 1.5 |  | 1.3 | 7.8 |  |  | 0.3 | 0.45 | 0.75 | 1.5
| CF1 C2 | 2 | 1 | 4 | 1.2 |  | 1.45 | 13.92 |  |  | 0.3 | 0.3 | 0.6 | 1.2
| CF1C4 | 2 | 1 | 4 | 1.5 |  | 1.45 | 17.4 |  |  | 0.3 | 0.45 | 0.75 | 1.5
| CF2 C6 | 2 | 1 | 2 | 1.66 |  | 1.35 | 8.964 |  |  | 0.23 | 0.6 | 0.83 | 1.66
| (a) In Ground Floor |  |  |  | 0 | [7 empty] | 0 | 0
| C1 | 2 | 1 | 4 | 1.06 |  | 2.6 | 22.048 |  |  | 0.3 | 0.23 | 0.53 | 1.06
| C2 | 2 | 1 | 4 | 1.2 |  | 2.6 | 24.96 |  |  | 0.3 | 0.3 | 0.6 | 1.2
| C3 | 2 | 1 | 4 | 1.36 |  | 2.6 | 28.288 |  |  | 0.45 | 0.23 | 0.68 | 1.36
| C4 | 2 | 1 | 16 | 1.5 |  | 2.6 | 124.8 |  |  | 0.45 | 0.3 | 0.75 | 1.5
| C5 | 2 | 1 | 6 | 1.5 |  | 2.6 | 46.8 |  |  | 0.45 | 0.3 | 0.75 | 1.5
| C6 | 2 | 1 | 6 | 1.66 |  | 2.6 | 51.792 |  |  | 0.6 | 0.23 | 0.83 | 1.66
| In First Floor |  |  |  | 0 | [7 empty] | 0 | 0
| C1 | 2 | 1 | 4 | 1.06 |  | 2.6 | 22.048 |  |  | 0.3 | 0.23 | 0.53 | 1.06
| C2 | 2 | 1 | 4 | 1.2 |  | 2.6 | 24.96 |  |  | 0.3 | 0.3 | 0.6 | 1.2
| C3 | 2 | 1 | 4 | 1.36 |  | 2.6 | 28.288 |  |  | 0.45 | 0.23 | 0.68 | 1.36
| C4 | 2 | 1 | 16 | 1.5 |  | 2.6 | 124.8 |  |  | 0.45 | 0.3 | 0.75 | 1.5
| C5 | 2 | 1 | 6 | 1.5 |  | 2.6 | 46.8 |  |  | 0.45 | 0.3 | 0.75 | 1.5
| C6 | 2 | 1 | 6 | 1.66 |  | 2.6 | 51.792 |  |  | 0.6 | 0.23 | 0.83 | 1.66
| Sunshade | [11 empty] | 0 | 0
| W | 2 | 1 | 4 | 1.96 | 0.7 |  | 10.976 |  |  |  |  | 2.66 | 5.32
| W1 | 2 | 1 | 4 | 1.66 | 0.7 |  | 9.296 |  |  |  |  | 2.36 | 4.72
| W2 | 2 | 1 | 4 | 1.51 | 0.7 |  | 8.456 |  |  |  |  | 2.21 | 4.42
| W3 | 2 | 1 | 4 | 1.36 | 0.7 |  | 7.616 |  |  |  |  | 2.06 | 4.12
| W4 | 2 | 1 | 4 | 1.31 | 0.7 |  | 7.336 |  |  |  |  | 2.01 | 4.02
| W5 | 2 | 1 | 4 | 1.06 | 0.7 |  | 5.936 |  |  |  |  | 1.76 | 3.52
| Kw | 2 | 1 | 4 | 1.66 | 0.7 |  | 9.296 |  |  |  |  | 2.36 | 4.72
| G | 2 | 1 | 2 | 2.5 | 0.7 |  | 7 |  |  |  |  | 3.2 | 6.4
In Second floor
| Same as FF qty | [6 empty] | 364.6
In Third floor
| Same as FF qty | [6 empty] | 364.6
in forth floor
| Same as FF qty | [6 empty] | 364.6
In fifth floor
| Same as FF qty | [6 empty] | 364.6
In sixth floor
| C1 | 2 | 1 | 4 | 1.06 |  | 1.2 | 10.176
| C2 | 2 | 1 | 4 | 1.2 |  | 1.2 | 11.52 |  |  | 0.3 | 0.23 | 0.53 | 1.06
| C3 | 2 | 1 | 4 | 1.36 |  | 1.2 | 13.056 |  |  | 0.3 | 0.3 | 0.6 | 1.2
| C4 | 2 | 1 | 16 | 1.5 |  | 1.2 | 57.6 |  |  | 0.45 | 0.23 | 0.68 | 1.36
| C5 | 2 | 1 | 4 | 1.5 |  | 1.2 | 14.4 |  |  | 0.45 | 0.3 | 0.75 | 1.5
| C6 | 2 | 1 | 4 | 1.66 |  | 1.2 | 15.936 |  |  | 0.45 | 0.3 | 0.75 | 1.5
| For staircase | [9 empty] | 0.6 | 0.23 | 0.83 | 1.66
| C5 | 2 | 1 | 4 | 1.5 |  | 3.2 | 38.4
| C6 | 2 | 1 | 4 | 1.66 |  | 3.2 | 42.496
For lift room
| C3 | 2 | 1 | 4 | 1.36 |  | 3.2 | 34.816
Head room
| Door sunshade | 2 | 1 | 3 | 1.36 | 0.7 |  | 5.712
2510.768
[7 empty] | Say | 2510.8 | Sqm
d.For vertical walls (sump)
| Lift pit wall alround | 2 | 1 | 2 | 8.28 |  | 1.65 | 54.648
Over head tank
| Wall alround | 2 | 2 | 2 | 11.72 |  | 1 | 93.76
| Center wall | 2 | 2 | 2 | 1.53 |  | 1 | 12.24
160.648
[7 empty] | Say | 160.7 | Sqm
20 | White washing three coats using clean shell lime slaked including cost of lime, gum, blue, brushes, including scaffolding etc., complete in all respects.
| For qty 17 | [6 empty] | 5795.4
21 | Painting the walls with two coats using approved quality of best Oil Bound Distemper over the one coat of putty work including cost of distemper, primer, cleaning and scrapping the walls, rendering the walls smooth with necessary putty, brushes, scaffolding arrangements & labour charges etc., all complete and as directed by the departmental officers (paints and its shade shall be got approved from the Executive Engineer before using)
Inside Painting
In Ground floor
| Staircase | 2 | 1 | 1 | 10.29 |  | 3.05 | 62.769
| Hand rail | 2 | 1 | 3 | 6.5 |  | 1.8 | 70.2
| Lift room | 2 | 1 | 2 | 9.16 |  | 2.925 | 107.172
| D/fD | -2 | 1 | 1 | 0.9 |  | 2.1 | -3.78
| Meter room | 2 | 1 | 1 | 10.76 |  | 2.925 | 62.946
| D/fD | -2 | 1 | 1 | 0.9 |  | 2.1 | -3.78
| Toilet | 2 | 1 | 1 | 6.86 |  | 2.925 | 40.131
| D/f D1 | -2 | 4 | 2 | 0.75 |  | 2.1 | -25.2
Jams
| D/fD | 2 | 1 | 2 | 5.1 | 0.12 |  | 2.448
| D/f D1 | 2 | 4 | 2 | 4.95 | 0.12 |  | 9.504
In First floor
| Staircase | 2 | 1 | 1 | 10.29 |  | 3.05 | 62.769
| Hand rail | 2 | 1 | 3 | 6.5 |  | 1.8 | 70.2
| Lift room | 2 | 1 | 2 | 9.16 |  | 2.925 | 107.172
| Living room | 2 | 1 | 4 | 14.94 |  | 2.925 | 349.596
| M.Bed | 2 | 1 | 4 | 12.2 |  | 2.925 | 285.48
| A.Toilet | 2 | 1 | 4 | 6.76 |  | 2.925 | 158.184
| C.Toilet | 2 | 1 | 4 | 7.44 |  | 2.925 | 174.096
| Bed room | 2 | 1 | 4 | 12.2 |  | 2.925 | 285.48
| Kitchen | 2 | 1 | 4 | 8.78 |  | 2.925 | 205.452
| Sitout | 2 | 1 | 4 | 7.8 |  | 2.925 | 182.52
| Wash area | 2 | 1 | 4 | 6.5 |  | 2.925 | 152.1
| C.toi.et entrance area | 2 | 1 | 4 | 4.54 |  | 2.925 | 106.236
| D/F,G | -2 | 1 | 2 | 1.8 |  | 1.35 | -9.72
| D/F,W | -2 | 2 | 2 | 1.5 |  | 1.35 | -16.2
| D/F,W5 | -2 | 2 | 2 | 0.6 |  | 1.35 | -6.48
| D/F,W4 | -2 | 1 | 4 | 1.85 |  | 1.35 | -19.98
| D/F,KW | -2 | 1 | 4 | 1.2 |  | 1.05 | -10.08
| D/F,W1 | -2 | 1 | 4 | 1.2 |  | 1.35 | -12.96
| D/f,J | -2 | 2 | 4 | 0.75 |  | 0.6 | -7.2
| D/F,W2 | -2 | 1 | 4 | 1.06 |  | 1.35 | -11.448
| D/f, Open Bed sitout | -2 | 1 | 4 | 12.43 |  | 1.2 | -119.328
| D/f, Open Kitchen sitout | -2 | 1 | 4 | 11.52 |  | 1.2 | -110.592
| D/f MD | -2 | 1 | 4 | 1 |  | 2.1 | -16.8
| D/fD | -2 | 4 | 4 | 0.9 |  | 2.1 | -60.48
| D/f D1 | -2 | 4 | 2 | 0.75 |  | 2.1 | -25.2
| D/fO | -2 | 1 | 4 | 0.9 |  | 2.1 | -15.12
Jams
| D/F,G | 2 | 1 | 2 | 6.3 | 0.23 |  | 5.796
| D/F,W | 2 | 2 | 2 | 5.7 | 0.23 |  | 10.488
| D/F,W5 | 2 | 2 | 2 | 3.9 | 0.23 |  | 7.176
| D/F,W4 | 2 | 1 | 4 | 6.4 | 0.23 |  | 11.776
| D/F,KW | 2 | 1 | 4 | 4.5 | 0.23 |  | 8.28
| D/F,W1 | 2 | 1 | 4 | 5.1 | 0.23 |  | 9.384
| D/f,J | 2 | 2 | 4 | 2.7 | 0.23 |  | 9.936
| D/F,W2 | 2 | 1 | 4 | 4.82 | 0.23 |  | 8.8688
| D/f, Open Bed sitout | 2 | 1 | 4 | 27.26 | 0.12 |  | 26.1696
| D/f, Open Kitchen sitout | 2 | 1 | 4 | 25.44 | 0.12 |  | 24.4224
| D/f MD | 2 | 1 | 4 | 5.2 | 0.12 |  | 4.992
| D/fD | 2 | 4 | 4 | 5.1 | 0.12 |  | 19.584
| D/f D1 | 2 | 4 | 2 | 4.95 | 0.12 |  | 9.504
| D/fO | 2 | 1 | 4 | 5.1 | 0.12 |  | 4.896
| Kitchen platform wall | 2 | 4 | 4 | 0.6 |  | 1.52 | 29.184
| Kichen cubboard wall | 2 | 2 | 4 | 1.02 |  | 2.1 | 34.272
| Kitchen loft | 2 | 1 | 4 | 2.14 | 1.28 |  | 21.9136
| Bed room 1 & 2 | 2 | 2 | 4 | 3.05 | 1.28 |  | 62.464
In Second floor
| Same as FF qty | [6 empty] | 2006.8
In Third floor
| Same as FF qty | [6 empty] | 2006.8
in forth floor
| Same as FF qty | [6 empty] | 2006.8
In fifth floor
| Same as FF qty | [6 empty] | 2006.8
In sixth floor
| Head room | 2 | 1 | 1 | 13.78 |  | 2.925 | 80.613
| Lift room | 2 | 1 | 1 | 9.16 |  | 2.925 | 53.586
| D/F,GD | 2 | 1 | 3 | 0.9 |  | 2.1 | 11.34
| Jams | 2 | 1 | 3 | 5 | 0.23 |  | 6.9
[8 empty] | 10508.8524 | Sqm
22 | Painting the false ceilling / walls two coats with 1st class ready mixed plastic emulsion paint of best approved quality colour and shade over a priming coat, including clean removal of dirt and dust etc., complete including cost of necessary brushes, labour charges, putty etc., complying with relevant standard specification. (The paint should be supplied by the contractors at his own cost.The quality and shade of the paint should be got approved by the Executive engineer before use.)
Outer plastering
Ground floor
| C1 | 2 | 1 | 4 | 1.06 |  | 2.6 | 22.048
| C2 | 2 | 1 | 4 | 1.2 |  | 2.6 | 24.96
| C3 | 2 | 1 | 4 | 1.36 |  | 2.6 | 28.288
| C4 | 2 | 1 | 16 | 1.5 |  | 2.6 | 124.8
| C5 | 2 | 1 | 6 | 1.5 |  | 2.6 | 46.8
| C6 | 2 | 1 | 6 | 1.66 |  | 2.6 | 51.792
| Meter roomm toilet, staircase alround outer | 2 | 1 | 1 | 22.55 |  | 3.05 | 137.555
| Lift room | 2 | 1 | 1 | 11 |  | 3.05 | 67.1
| First floor | [6 empty] | 0
| Alround | 2 | 1 | 1 | 108.12 |  | 3.05 | 659.532
| OTS alround | 2 | 1 | 2 | 11.17 |  | 3.05 | 136.274
| D/F,G | -2 | 1 | 2 | 1.8 |  | 1.35 | -9.72
| D/F,W | -2 | 2 | 2 | 1.5 |  | 1.35 | -16.2
| D/F,W5 | -2 | 2 | 2 | 0.6 |  | 1.35 | -6.48
| D/F,W4 | -2 | 1 | 4 | 1.85 |  | 1.35 | -19.98
| D/F,KW | -2 | 1 | 4 | 1.2 |  | 1.05 | -10.08
| D/F,W1 | -2 | 1 | 4 | 1.2 |  | 1.35 | -12.96
| D/f,J | -2 | 2 | 4 | 0.75 |  | 0.6 | -7.2
| D/F,W2 | -2 | 1 | 4 | 1.06 |  | 1.35 | -11.448
| D/f, Open Bed sitout | -2 | 1 | 4 | 12.43 |  | 1.2 | -119.328
| D/f, Open Kitchen sitout | -2 | 1 | 4 | 11.52 |  | 1.2 | -110.592
Sunshade
| W | 2 | 2 | 2 | 1.96 | 1.3 |  | 20.384
| D/F,W5 | 2 | 2 | 2 | 1.06 | 1.3 |  | 11.024
| D/F,W4 | 2 | 1 | 4 | 2.31 | 1.3 |  | 24.024
| D/F,KW | 2 | 1 | 4 | 1.66 | 1.3 |  | 17.264
| D/F,W1 | 2 | 1 | 4 | 1.66 | 1.3 |  | 17.264
| D/F,W2 | 2 | 1 | 4 | 1.52 | 1.3 |  | 15.808
| G | 2 | 1 | 2 | 2.5 | 1.3 |  | 13
| Corridor | 2 | 1 | 1 | 16 |  | 2.925 | 93.6
| D/f MD | -2 | 1 | 4 | 1 |  | 2.1 | -16.8
| D/G G | -2 | 1 | 2 | 1.8 |  | 1.35 | -9.72
| D/F,LD | -2 | 1 | 1 | 0.9 |  | 2.1 | -3.78
| D/f, Staircase opening | -2 | 1 | 1 | 2.29 |  | 2.65 | -12.137
| Jams G | 2 | 1 | 2 | 2.63 | 0.23 |  | 2.4196
Second Floor
| Same as FF qty | [6 empty] | 644.17
Third Floor
| Same as FF qty | [6 empty] | 644.17
forth Floor
| Same as FF qty | [6 empty] | 644.17
Fifth Floor
| Same as FF qty | [6 empty] | 644.17
Sixth floor
| Head room + parapet | 2 | 1 | 1 | 15.7 |  | 4.23 | 132.822
| D/f, D1 | -2 | 1 | 2 | 0.9 |  | 2.1 | -7.56
| Lift room | 2 | 1 | 1 | 11 |  | 4.23 | 93.06
| D/f, D1 | -2 | 1 | 1 | 0.9 |  | 2.1 | -3.78
| Sunshade D1 | 2 | 1 | 3 | 1.36 |  | 2.1 | 17.136
Parapet alround
| Alround | 2 | 1 | 1 | 108.12 |  | 2.52 | 544.9248
| C1 | 2 | 1 | 4 | 1.06 |  | 1.2 | 10.176
| C2 | 2 | 1 | 4 | 1.2 |  | 1.2 | 11.52
| C3 | 2 | 1 | 4 | 1.36 |  | 1.2 | 13.056
| C4 | 2 | 1 | 16 | 1.5 |  | 1.2 | 57.6
| C5 | 2 | 1 | 4 | 1.5 |  | 1.2 | 14.4
| C6 | 2 | 1 | 4 | 1.66 |  | 1.2 | 15.936
Over head tank (both sides)
| Beam alround | 2 | 2 | 2 | 11.72 |  | 0.52 | 48.7552
| Beam at center | 2 | 2 | 2 | 1.53 |  | 0.52 | 6.3648
| Slab | 2 | 1 | 2 | 4.33 |  | 1.53 | 26.4996
| Wall alround | 2 | 2 | 2 | 11.72 |  | 0.2 | 18.752
4723.854
[7 empty] | Say | 4723.9 | Sqm
23 | Supplying and applying of Full putty one coat with aproved make wall putty for smooth finishing the new cement plastered walls including cost of putty, brushes, watering, curing, labour charges for applying putty, blade etc., complete as directed by the departmental officers. (The quality and brand should be got approved from the EE before use.)
| For qty 21 | [6 empty] | 10508.8524 | Sqm
24 | Supplying and fixing of Teak Wood wrought and put up for frames of doors, windows, ventilators, cupboard and any other similar joinery works with necessary plugs, rebates for shutters, plaster grooves on all faces etc. , including labour charges for fixing hold fasts, complying with relevant standard specifications etc., in all respects.
a) Teak wood over 2.00 metre and below 3 metre length
| Main Door vertical | 40 | 1 | 2 | 0.1 | 0.08 | 2.1 | 1.344
[7 empty] | Total | 6.8 | Cum
b) Teak wood below 2.00 metre length
| Main Door top | 40 | 1 | 1 | 1 | 0.08 | 0.1 | 0.32
| Main Door Thresh hold Plate | 40 | 1 | 1 | 1 | 0.08 | 0.1 | 0.32
[7 empty] | Total | 0.64 | Cum
25 | Providing precast concrete slab for cupboard ward robes shelves, cover slab for chambers, Baffle walls side slabs of boxing around windows and other similar works in cement concrete 1:2:4 (One of cement, two of sand and four of stone jelly) using hard broken stone jelly of size 10mm and less for the following thickness excluding the cost and fabrication of reinforcement grills but including precasting, moulding, curing, finishing and fixing in position complying with relevant standard specifications etc., complete in the following floors (Measurement will be taken including bearing in wall also). II. 40mm thick
(b) First Floor
| In M.Bed room WR | 2 | 4 | 4 | 1.55 | 0.6 |  | 29.76
| Bed WR | 2 | 4 | 4 | 1.6 | 0.6 |  | 30.72
| Kitchen rack | 2 | 4 | 5 | 1.2 | 0.3 |  | 14.4
| Shoe rack | 2 | 4 | 3 | 1 | 0.3 |  | 7.2
[7 empty] | Total | 82.08
[7 empty] | Say | 82.1 | SQM
Second Floor
| Same as FF qty | [6 empty] | 82.1
Third Floor
| Same as FF qty | [6 empty] | 82.1
forth Floor
| Same as FF qty | [6 empty] | 82.1
Fifth Floor
| Same as FF qty | [6 empty] | 82.1
26 | Precast cement concrete Jally ventilator in cement concrete 1:2:4 (One of cement, two of sand, and four of hard broken stone jelly) using 20mm gauge hard broken stone jelly for the following thickness excluding the cost and fabrication of reinforcement grills but including precasting, moulding, curing, finishing and fixing in position complying with relevant standard specifications etc., complete in the following floors. I. 50mm thick
(a) Ground floor
| in Toilet | 2 | 1 | 1 | 0.75 |  | 0.6 | 0.9 | Sqm
(b) First Floor
| Attach toilet and Common toilet J | 2 | 2 | 4 | 0.75 |  | 0.6 | 7.2 | Sqm
(c) Second floor
| Attach toilet and Common toilet J | 2 | 2 | 4 | 0.75 |  | 0.6 | 7.2 | Sqm
(d) Third Floor
| Attach toilet and Common toilet J | 2 | 2 | 4 | 0.75 |  | 0.6 | 7.2 | Sqm
(e)Fourth floor
| Attach toilet and Common toilet J | 2 | 2 | 4 | 0.75 |  | 0.6 | 7.2 | Sqm
(F)Fifth floor
| Attach toilet and Common toilet J | 2 | 2 | 4 | 0.75 |  | 0.6 | 7.2 | Sqm
27 | Supplying and fixing of Best Indian Teakwood Panelled door shutters Single leaf in position using 125mm x 37.5mm styles and 4 Nos. of 150x37.5mm rails (top, middle, bottom and lock rail) 2 nos. of 125mm x 37.5mm vertical shoter styles and 18.75mm thick planks for panels including cost and labour for fixing the furniture fittings such as 1nos of door handle , 3nos of 5" Butt hinges, 2nos of 6"x1/2" Tower bolt, 1no 10"x5/8" aldrop, 1nos nylon bush and 1nos door stopper with Brass screws etc., all complete and as directed by the departmental officers a) Single leaf suitable for door size 1000mm x 2100mm
a. 1000 x 2100 mm
| Main Door MD | 40 | 1 | 1 | 0.9 |  | 2.05 | 73.8
[7 empty] | Say | 73.8 | SQM
28 | Providing 9mm thick BWR Ply wood ( single ) with TW style including putting etc.,
b. 900 x 2100 mm
| M.B | 40 | 1 | 1 | 0.8 |  | 2.05 | 65.6
| Bedroom | 40 | 1 | 2 | 0.8 |  | 2.05 | 131.2
| Kitchen | 40 | 1 | 1 | 0.8 |  | 2.05 | 65.6
[7 empty] | Total | 262.4
[7 empty] | Say | 262.4 | SQM
29 | Supplying and fixing of Magnetic door catches
First Floor
| Main Door MD | 40 | 1 | 1 |  |  |  | 40
| D | 40 | 1 | 4 |  |  |  | 160
[7 empty] | Total | 200
[7 empty] | Say | 200 | NOS
30 | Supplying and fixing Mild Steel grills as per the design approved to verandah enclosure or gate including one coat of primer and labour for fixing in position etc. all complete |  |  |  |  | Kg
| W | 2 | 4 | 5 | 1.5 | 30 | 1.35 | 2430
| W1 | 2 | 4 | 5 | 1.2 | 30 | 1.35 | 1944
| W2 | 2 | 4 | 5 | 1.05 | 30 | 1.35 | 1701
| W3 | 2 | 4 | 5 | 0.9 | 30 | 1.35 | 1458
| W4 | 2 | 4 | 5 | 0.85 | 30 | 1.35 | 1377
| W5 | 2 | 4 | 5 | 0.6 | 30 | 1.35 | 972
| ,KW | 2 | 4 | 5 | 1.2 | 30 | 1.05 | 1512
| Head room Grill Door | 2 | 1 | 2 | 1 | 30 | 2.1 | 252
| ,G | 2 | 2 | 5 | 1.8 | 30 | 1.35 | 1458
| G in kitchen sitout | 40 | 1 | 1 | 3.37 | 30 | 1.2 | 4852.8
| G in Bedroom sitout | 40 | 1 | 1 | 4.05 | 30 | 1.2 | 5832
| For lift room | 2 | 1 | 1 | 1.2 | 100 | 1.5 | 360
24148.8
[7 empty] | Say | 24148.8 | KG
31 | Supplying of mild steel hold fasts horizontally twisted of size 230x40x4mm with pair of suitable iron screws.
| MD | 40 | 1 | 6 |  |  |  | 240
| D | 40 | 4 | 6 |  |  |  | 960
[7 empty] | Total | 1200
[7 empty] | Say | 1200 | NOS
32 | Finishing the top of flooring with cement concrete 1:3 (One of cement and three of blue granite chips of size 10mm and below) 20 mm thick Ellispattern Flooring (No Sand) and surface rendered smooth including 150mm wide skirting, providing proper slopes, thread lining, curing etc.. complete in all floors complying with relevant standard specifications.
| S/C Area | 2 | 1 | 1 | 4 | 2.29 |  | 18.32
| Steps Riser | 2 | 12 | 19 | 1 |  | 0.17 | 77.52
| Steps Tread | 2 | 12 | 18 | 1 | 0.25 |  | 108
| M.Bedroom Wr bottom | 40 | 1 | 1 | 1.55 | 0.6 |  | 37.2
| Bed room | 40 | 1 | 1 | 1.6 | 0.6 |  | 38.4
| Kitchen Cubboard | 40 | 1 | 1 | 1.2 | 0.45 |  | 21.6
| kitchen plat form | 40 | 1 | 1 | 2.77 | 0.6 |  | 66.48
| Shoe rack | 40 | 1 | 1 | 1 | 0.45 |  | 18
| Midlanding | 2 | 1 | 7 | 2.29 | 1.05 |  | 33.663
| Cooridor | 2 | 1 | 5 | 5.71 | 2.29 |  | 130.759
[7 empty] | Total | 549.942
[7 empty] | Say | 550 | SQM
33 | Weathering Course with concrete broken brick jelly 20mm gauge in pure burnt lime stone slaked and screened (No Sand) over RCC Roof Slab with proportion of brick jelly to lime (fat lime) being 32: 12 1/2 by volume well beaten with wooden beaters for giving the required slope and thickness complying with relevant standard specification and as directed by the departmental officers.
| Common Toilet sunken | 40 | 1 | 1 | 2.05 | 1.37 | 0.4 | 44.936
| Attach Toilet sunken | 40 | 1 | 1 | 1.41 | 1.97 | 0.28 | 31.1102
[7 empty] | Total | 76.0462
[7 empty] | Say | 76.1 | SQM
34 | Painting the new wood work with two coats of approved first class synthetic enamel ready mixed paint in addition to one coat of primer of approved quality and shade, the paint should be supplied by the contractor at his own cost (The quality and the shade of paint should be got approved by the Executive Engineer before use) complying with relevant standard specifications.
| Door D | 40 | 1 | 4 | 0.9 | 2.6 | 2.1 | 786.24
[7 empty] | Total | 786.24
[7 empty] | Say | 786.3 | SQM
35 | Painting the new Iron work and other similar works such as PVC /ASTM Pipes, Kerb Stone and grills with two coats of approved first class synthetic enamel ready mixed paint of approved quality and brand, the paint should be supplied by the contractor at his own cost. (The quality and the brand of paint should be got approved by the Executive Engineer before use) complying with relevant Standard specifications.
| W | 2 | 4 | 5 | 1.5 | 1 | 1.35 | 81
| W1 | 2 | 4 | 5 | 1.2 | 1 | 1.35 | 64.8
| W2 | 2 | 4 | 5 | 1.05 | 1 | 1.35 | 56.7
| W3 | 2 | 4 | 5 | 0.9 | 1 | 1.35 | 48.6
| W4 | 2 | 4 | 5 | 0.85 | 1 | 1.35 | 45.9
| W5 | 2 | 4 | 5 | 0.6 | 1 | 1.35 | 32.4
| ,KW | 2 | 4 | 5 | 1.2 | 1 | 1.05 | 50.4
| Head room Grill Door | 2 | 1 | 2 | 1 | 1 | 2.1 | 8.4
| ,G | 2 | 2 | 5 | 1.8 | 1 | 1.35 | 48.6
| G in kitchen sitout | 40 | 1 | 1 | 3.37 | 1 | 1.2 | 161.76
| G in Bedroom sitout | 40 | 1 | 1 | 4.05 | 1 | 1.2 | 194.4
| Lift room step | 2 | 1 | 1 | 1.2 | 1 | 1.5 | 3.6
796.56
[7 empty] | Say | 796.6 | Sqm
36 | Supplying and fixing of Colour glazed tiles (Best approved quality and the same shall be got approved from the Executive Engineer before using) over cement plastering in CM 1:2 (One of cement and two of sand) 10mm thick including fixing in position, cutting the tiles to the required size wherever necessary, pointing the joints with coloured cement, curing, finishing etc., all complete and as directed by the departmental officers.
| C.Toilet | 40 | 1 | 1 | 6.84 |  | 1.5 | 410.4
| A.T | 40 | 1 | 1 | 6.76 |  | 1.5 | 405.6
| D/f, D1 | -40 | 1 | 1 | 0.75 |  | 1.5 | -45
| Jams | 40 | 1 | 2 | 1.5 | 0.12 |  | 14.4
| Kitchen sink | 40 | 1 | 1 | 3.37 |  | 0.9 | 121.32
906.72
[7 empty] | Say | 906.8 | Sqm
37 | Supplying and fixing of colour Ceramic Tiles Anti skid without corrugated design for flooring and other similar works (Best approved quality, colour and shade shall be got approved from the Executive Engineer before using) over cement mortor 1:3 (One of cement and three of sand) 20mm thick including fixing in position, cutting the tiles to the required size wherever necessary, pointing the joints with white cement, curing, finishing etc., all complete and as directed by the departmental officers
| C.Toilet | 40 | 1 | 1 | 2.05 |  | 1.37 | 112.34
| A.T | 40 | 1 | 1 | 1.41 |  | 1.97 | 111.108
223.448
[7 empty] | Say | 223.5 | Sqm
38 | Supplying and fixing of stainfree nano polishing vertified tiles 60 cm x 60 cm x 2 cm for flooring and other similar works (Best approved quality) colour and shade shall be got approved from the Executive Engineer before using) over cement mortar 1:3 (one of cement and three of sand) 20 mm thick including fixing in position cutting the tiles to the required size wherever necessary pointing the joints with white cement, curing finishing etc. all complete and as directed by the departmental officers.
| Living room | 40 | 1 | 1 | 3.2 | 4.27 |  | 546.56
| M.Bed room | 40 | 1 | 1 | 3.35 | 3.05 |  | 408.7
| Bed room | 40 | 1 | 1 | 3.05 | 3.05 |  | 372.1
| Sitout | 40 | 1 | 1 | 3.05 | 1 |  | 122
| Kitchen | 40 | 1 | 1 | 2.14 | 2.25 |  | 192.6
| Skiding | [6 empty] | 0
| Living room | 40 | 1 | 1 | 14.94 |  | 0.1 | 59.76 |  |  | 3.2 | 4.27 | 7.47 |  | 14.94 | 0 | 29.88 | 0 | 59.76 | 0 | 119.52
| M.Bed room | 40 | 1 | 1 | 12.8 |  | 0.1 | 51.2 |  |  | 3.35 | 3.05 | 6.4 |  | 12.8 | 0 | 25.6 | 0 | 51.2 | 0 | 102.4
| Bed room | 40 | 1 | 1 | 12.2 |  | 0.1 | 48.8 |  |  | 3.05 | 3.05 | 6.1 |  | 12.2 | 0 | 24.4 | 0 | 48.8 | 0 | 97.6
| Sitout | 40 | 1 | 1 | 8.1 |  | 0.1 | 32.4 |  |  | 3.05 | 1 | 4.05 |  | 8.1 | 0 | 16.2 | 0 | 32.4 | 0 | 64.8
| Kitchen | 40 | 1 | 1 | 8.78 |  | 0.1 | 35.12 |  |  | 2.14 | 2.25 | 4.39 |  | 8.78 | 0 | 17.56 | 0 | 35.12 | 0 | 70.24
| For MD | 40 | 1 | 1 | 1 |  | 0.23 | 9.2
| For D | 40 | 1 | 4 | 0.9 |  | 0.23 | 33.12
1911.56
[7 empty] | Say | 1911.6 | Sqm
39 | Supplying and fixing of Grey colour Granite (10 to 12 mm thick) for wall cladding (Best approved quality and the same shall be got approved from the Executive Engineer before using) over cement plastering in CM 1:2 (One of cement and two of sand) 10 mm thick including fixing in position, cutting the tiles to the required size wherever necessary, pointing the joints with coloured cement, curing, finishing etc., all complete and as directed by the departmental officers.
| For lift entrance wall | 2 | 1 | 6 | 2.29 |  | 2.925 | 80.379
| D/f D | -2 | 1 | 6 | 0.9 |  | 2.1 | -22.68
| Jams | 2 | 1 | 6 | 5.1 | 0.23 |  | 14.076
71.775
[7 empty] | Say | 71.8 | Sqm
40 | Providing Jet Black Granite, Tiles 80 mm thick for kitchen platform slabs including super fine polish, finishing and fixing in position and pointing with CM 1:3 (One of cement and three of sand) complying with relevant Standard specifications etc., (Measurement will be taken including bearing also) as directed by the departmental officers (Quality of Granite slab shall be got approved by the Executive Engineer before fixing.
b. In First floor
| For kitchen | 2 | 4 | 5 | 2.85 | 0.6 |  | 68.4
[7 empty] | Say | 68.4 | Sqm
c) Second Floor
| Same as FF qty | [6 empty] | 68.4
d) Third Floor
| Same as FF qty | [6 empty] | 68.4
e) forth Floor
| Same as FF qty | [6 empty] | 68.4
f) Fifth Floor
| Same as FF qty | [6 empty] | 68.4
41 | Providing nosing to the edges of Granite slab
Ground Floor to Fifth floor
| Kitchen hearth slab | 2 | 4 | 5 | 3.45 |  |  | 138
[7 empty] | Say | 138 | RMT
42 | Finishing the top of Terrace floor with one course of solar reflective water proof, heat proof and cool roof ceramic tiles of size 300mmx300mmx8mm thick of approved quality laid in cement mortor 1:3 (one part of cement and three parts of sand) 20mm thick over base concrete mixed with calcium based mineral powder (60 kg for 1000 sqft) (before laying tiles, the tiles should be dipped with salin based nano liquid) and top Grouting with cement mortar 1:3 (one part of cement and three parts of sand) mixed with white cement, silicon powder and polimer additives (20kg for 1000 sqft.) and joint pointed with zycosil oil (200gm for 1000 sqft.) after grouting acrylic salin based liquid including cost of base concrete 1:2:4 mix using 6-10mm chips - 40mm thick etc., complete complying with standard specifications including cost of all materials, labour charges for lifting to open terrace, laying and finishing and other incidental charges etc., complete and as directed by the departmental officers. (The Brand and quality of tiles should be got approved from the Executive Engineer before using)
| Bay-1 | 2 | 1 | 2 | 7.08 | 19.06 |  | 539.7792
| Bay-2 | 2 | 1 | 2 | 6.05 | 1.85 |  | 44.77
| Bay-3 | 2 | 2 | 4 | 0.9 | 2.19 |  | 31.536
| Bay-4 | 2 | 1 | 1 | 2.27 | 8.83 |  | 40.0882
| Lift room top | 2 | 1 | 1 | 2.89 | 2.89 |  | 16.7042
| Head room | 2 | 1 | 1 | 2.89 | 4.6 |  | 26.588
| D/f OTS | -2 | 1 | 2 | 2.5 | 3.09 |  | -30.9
| D/F, bay 1 | -2 | 1 | 4 | 0.85 | 3.35 |  | -22.78
645.7856
[7 empty] | Say | 645.8 | Sqm
43 | Providing wooden ( Melamine Door ) Polish for old wood by removing by blade scrapping the exisiting dirt from the wooden surface using sand paper with M50 and repeat M80 paper to get a smooth surface leaves atleast 4hrs drying sand paper and prepare surface by M100 and clear the surface apply one coat of touch wood stainer by brush and leaves for two hrs. for drying prepare the surface by M100 sand paper and apply one coat of ash sanding sealer mixed with approved quality thinner after drying apply one coat of sanding sealer and attend the surface to get thoroughly dired smoother surface with no.250 water emery wood cleaner fill the holes and dots by putty and packing to get the surface clean apply surface by wax emery no.250 apply first coat of melamen sealer with the thinner for preparing the surface and apply second coat of the same by dry after drying preparing the surface with water emery no.320 and apply two coats of melamen matt mixed with glazing and thinner 106 prepare the surface water no.400 and apply two coats of same and finally smoother etc., all complete including cost of all materials and labour etc., and as directed by the departmental officers (The quality and shade of the polish should be got approved from the EE before use).
| For M.D | 40 | 1 | 1 | 1 | 2.6 | 2.1 | 218.4 | Sqm
44 | Applying one coat of Anticorrosive treatment for steel window/ M.S. Grills (using 5 liters of anticorosive chemical per one MT of steel) at site including cost of paint (NITOZINC rich primer), brushes, gloves, labour charges for applying anticorrosive paint etc before the application of synthetic enamel paint. (The quality and the brand of the anticorrsive paint, should be got approved from the EE before use) and as directed by the departmental officers.
| For qty 30 |  |  |  |  | 24148.8 |  | 24.1488 | Mt
45 | Supplying and fixing of 20mm dia Aluminium Hanger rod etc.
Ground Floor to Fifth floor
| M.Bedroom Wr | 40 | 1 | 1 | 1.3 |  |  | 52
| Bed Wr | 40 | 1 | 1 | 1.36 |  |  | 54.4
[7 empty] | Total | 106.4
[7 empty] | Say | 106.4 | RMT
46 | Supplying and fixing of towel rail 75cm long etc
Ground Floor to fifth floor
| Common Toilet | 40 | 1 | 1 |  |  |  | 40
| Attach Toilet | 40 | 1 | 1 |  |  |  | 40
[7 empty] | Total | 80
[7 empty] | Say | 80 | NOS
47 | Supplying and fixing of five pin coat stand etc.,
Ground Floor to fifth floor
| M.Bed room | 40 | 1 | 1 |  |  |  | 40
| Bed room | 40 | 1 | 1 |  |  |  | 40
[7 empty] | Total | 80
[7 empty] | Say | 80 | NOS
48 | Supplying and fixing of 8 gauge chromium pin picture hook etc.,
| W | 40 | 1 | 2 |  |  |  | 80
| W1 | 40 | 1 | 2 |  |  |  | 80
| W2 | 40 | 1 | 2 |  |  |  | 80
| W3 | 40 | 1 | 2 |  |  |  | 80
| W4 | 40 | 1 | 2 |  |  |  | 80
| W5 | 40 | 1 | 2 |  |  |  | 80
| ,KW | 40 | 1 | 2 |  |  |  | 80
[7 empty] | Total | 560
[7 empty] | Say | 560 | NOS
49 | supplying and planting avenue tree including earth work etc., | 1 | x | 4 |  |  |  | 4 | NOS
50 | Providing and fixing of Triangular shape chickhen mesh tree guard etc., | 1 | x | 4 |  |  |  | 4 | NOS
51 | Supplying. Fabricating and erection of M.S Scheme Name board | 1 |  | 1 |  |  |  | 1 | NOS
52 | Supplying, laying, fixing and jointing the following PVC pipes as per ASTM D - 1785 of schedule 40 of wall thickness not less than the specified in IS 4985 suitable for plumbing by threading of wall thickness including the cost of suitable PVC/GI specials /GM specials like Elbow, Tee reducers, Plug, union, bend, coupler, nipple/ GM gate valve, check and wheel valve etc., wherever required above the ground level including the cost of teflon tape, special clamps, nails, etc., fixing on wall to the proper gradient and alignment and redoing the chipped of masonry etc., as directed by the departmental officers.
a) 32mm dia Astm D schedule 40 threaded Pvc pipe with necessary PVC/GI specials
| For Vetical | 2 | 2 | 2 | 36 |  |  | 288
| Air Vent Pipe | 2 | 2 | 2 | 1.35 |  |  | 10.8
| water outlet pipe | 2 | 1 | 2 | 1.5 |  |  | 6
[7 empty] | Total | 304.8
[7 empty] | Say | 304.8 | RMT
b) 25mm ASTM D schedule 40- threaded PVC pipe
| Tank to Ground Floor toilet | 2 | 1 | 1 | 30 |  |  | 60 |  |  | 2
| Tank to FF A. toilet and common toilet | 2 | 2 | 2 | 22.1 |  |  | 176.8 |  |  | 8
| Tank to SF A. toilet and common toilet | 2 | 2 | 2 | 20.1 |  |  | 160.8 |  |  | 8
| Tank to TF A. toilet and common toilet | 2 | 2 | 2 | 17.1 |  |  | 136.8 |  |  | 8
| Tank to FF A. toilet and common toilet | 2 | 2 | 2 | 14 |  |  | 112 |  |  | 8
| Tank to Ff A. toilet and common toilet | 2 | 2 | 2 | 11 |  |  | 88 |  |  | 8
| Tank to FF kitchen | 2 | 2 | 2 | 36.2 |  |  | 289.6 |  |  | 42
| Tank to SF kitchen | 2 | 2 | 2 | 33.5 |  |  | 268
| Tank to TF kitchen | 2 | 2 | 2 | 29.5 |  |  | 236
| Tank to FF kitchen | 2 | 2 | 2 | 27.5 |  |  | 220
| Tank to Ff kitchen | 2 | 2 | 2 | 25.5 |  |  | 204
[7 empty] | Total | 1952
[7 empty] | Say | 1952 | RMT
b) 20 mm ASTM D schedule 40- threaded PVC pipe
| In At.toilet | 40 | 1 | 1 | 6.85 |  |  | 274
| In C.Toilet | 40 | 1 | 1 | 6.76 |  |  | 270.4
| kitchen | 40 | 1 | 1 | 1.45 |  |  | 58
[8 empty] | 602.4 | Rmt
53 | Supplying, laying and fixing of 20 mm dia GI Pipe ‘B’ Class of best approved quality for Hot water line fully concealed in walls including cost of pipes and specials, labour charges for laying,jointing, testing and redoing the dismantled portions with neat finish etc., all complete and as directed by the departmental officers.
| In At.toilet | 40 | 1 | 1 | 2.5 |  |  | 100
| In C.Toilet | 40 | 1 | 1 | 2.5 |  |  | 100
[7 empty] | Total | 200
[7 empty] | Say | 200 | RMT
54 | Supplying and fixing of half turn C.P Long body Tap of 15mm dia of best quality including cost of half turn CP tap with required specials and labour for fixing etc, all complete and as directed by the departmental officers., (The quality and brand of fittings should be got approved from Executive Engineer before use).
Ground Floor
| Toilet | 2 | 1 | 1 |  |  |  | 2
In qts
| Attach Toilet | 40 | 1 | 2 |  |  |  | 80
| Common Toilet | 40 | 1 | 2 |  |  |  | 80
| Kitchen | 40 | 1 | 2 |  |  |  | 80
[7 empty] | Total | 242
[7 empty] | Say | 242 | NOS
55 | Supplying and fixing of half turn C.P short body Tap of 15mm dia of best quality including cost of half turn CP tap with required specials and labour for fixing etc, all complete and as directed by the departmental officers., (The quality and brand of fittings should be got approved from Executive Engineer before use).
Ground Floor
| Common Toilet | 2 | 1 | 1 |  |  |  | 2
In qts
| Attach Toilet | 40 | 1 | 1 |  |  |  | 40
| Common Toilet | 40 | 1 | 1 |  |  |  | 40
| Wash area | 40 | 1 |  |  |  |  | 40
[7 empty] | Total | 122
[7 empty] | Say | 122 | NOS
56 | Supplying and fixing of Indian Water Closet white galzed (oriya type) of size 580 mm X 440 mm of approved make with ISI mark (to be got approved from EE before use) with P or S trap confirming to IS 2556 part 12, including concrete packing filling portion with earth, flooring the area with 75mm thick brick jelly concrete in CC 1:8:16 (one of cement, eight of sand and sixteen of brick jelly) using 40mm size brick jelly and top left rough to receive the floor plastering but including anti-syphonage connection, curing, etc. all complete and as directed by the departmental officers. In Ground floor.
| in Gf Toilet | 2 | 1 | 1 |  |  |  | 2
[7 empty] | Say | 2 | NOS
57 | Supplying and fixing of Indian Water Closet white glazed (oriya type) of size 580 mm X 440 mm of approved make with ISI mark (to be got approved from EE before use) with PVC SWR grade 'P' or 'S' trap, including concrete filling the sunk portion with brick jelly lime concrete proportion of brick jelly to lime being 32:12½ by volume (32 cft of 20mm gauge brick jelly and 12 ½ cft of slaked lime) (No sand) and top 75mm thick brick jelly concrete in CC 1:8:16 (one of cement, eight of sand and sixteen of broken brick jelly) using 40mm size brick jelly including plastering the sides of sunk portion in Cm 1:3 (one of cement and three of sand) 12mm thick mixed with water proofing compound at 2Kg / m2 and top left rough to receive the floor plastering but including antisyphonage connection, one coat of bitumen for the sides , bottom and curing etc., complete in all floors. (Other than ground floor)
in qts
| Common Toilet | 40 | 1 | 1 |  |  |  | 40
[7 empty] | Say | 40 | NOS
58 | Supplying and fixing EWC superior variety (white) 500mm including cost and fixing of double flapped coloured plastic sheet cover PVC flushing cistern in appropriate level as directed by the departmental officers at a maximum level of 5’6” and of approved brand of 10 litres capacity including fittings such as CI brackets. Pvc connection GM wheel valve, Hex nipple, etc., complete (EWC and plastic cover shall be got approved from the Executive Engineer before fixing)
| in qts | 40 | 1 | 1 |  |  |  | 40
[7 empty] | Say | 40 | NOS
59 | Supply and fixing of Pedestal type colour wash basin of size 550x400mm of best approved quality with ISI mark including cost and fixing of bracket, PVC waste pipe, required grating, C.P.trap, Bob cock, PVC connections, C.P.waste plug with aluminium chain including labour charges for fixing clamps screws and solution of white cement etc. all complete in all respects as directed by the departmental officers. (The brand and quality of the wash basin should be got approved from the Executive Engineer before use.)
| GF toilet | 1 | 1 | 1 |  |  |  | 1
| Attach Toilet | 40 | 1 | 1 |  |  |  | 40
| Common Toilet | 40 | 1 | 1 |  |  |  | 40
[7 empty] | Total | 81
[7 empty] | Say | 81 | NOS
60 | Supply, delivery and fixing of cuddappah slab sink of size 600mm x 600mm x 200mm thick 32mm dia ‘B’ class G.I. waste water pipe and 32 mm dia C.P. waste coupling (sample should be got approved by the Executive Engineer before use) true to spirit level including finishing neatly, and fixing in position complying with relevant standard specifications etc., complete in all floors.
in qts
| Kitchen | 40 | 1 | 1 |  |  |  | 40
[7 empty] | Say | 40 | NOS
61 | Supplying and fixing 150mm x 100mm size stone ware Gully trap with iron gratings over a bed of 150mm thick brick jelly concrete in CC 1:8:16 (one of cement, eight of sand and sixteen of broken brick jelly) using 40mm size brick jelly and brick masonry wall 114 mm thick using chamber burnt bricks of size 9”x4-1/2”x3” (23x11.4x7.5cm) in CM 1:5 (One of cement and five of sand ) plastered with CM 1:3 (One of cement and three of sand) 12mm thick etc., complete and as directed by the departmental officers.
| in GF toilet | 1 | 1 | 1 |  |  |  | 1
| Rain water | 2 | 1 | 4 |  |  |  | 8
| Waste water line | 2 | 1 | 4 |  |  |  | 8
[7 empty] | Total | 17
[7 empty] | Say | 17 | NOS
62 | Supplying and fixing of PVC Nahani Trap not less than 75mm 4 way / 2 way (Superior variety) having minimum of water seal of 50mm confirm to relevant I.S. specifications with its latest amendments including resting on the bed of brick jelly concrete 1:5:10 (One of cement, five of sand and ten of 40 mm gauge brick jelly) etc., complete as directed by the departmental officers (The PVC Nahani Trap should be got approved from the EE before use)
| GF wash basin | 1 | 1 | 1 |  |  |  | 1
| Wash basin | 40 | 1 | 2 |  |  |  | 80
| Bath | 40 | 1 | 2 |  |  |  | 80
| Kitchen | 8 | 1 | 1 |  |  |  | 8
[7 empty] | Total | 169
[7 empty] | Say | 169 | NOS
63 | SN8 Pipe
110 mm dia
| From Chamber to chamber alround | 1 | 1 | 1 | 104.85 |  |  | 104.85
[7 empty] | Say | 104.9 | Rmt
160mm dia
| From Chamber to Manhole | 1 | 1 | 1 | 75 |  |  | 75
[7 empty] | Total | 75
[7 empty] | Say | 75 | Rmt
64 | Providing Rain water harvesting pit by augering 300mm dia bore pits to a depth of 5.50m overall depth and filling with stone jelly of 40mm size including earth work excavation 1m dia, 600mm depth and filling with filling sand to a depth of 300mm filling sand over the stone jelly and covered with Pre-cast RCC Perforated slab of 40mm thick excluding the cost and fabrication of reinforcement grills but including precasting, moulding, curing, finishing and fixing in position etc and all complete as directed by the departmental officer.
a) Providing pit
| Quarters | 2 | 1 | 4 |  |  |  | 8
[7 empty] | Say | 8 | NOS
b) Augering 30cm dia
| Quarters | 2 | 1 | 4 | 3 |  |  | 24
[7 empty] | Say | 24 | RMT
65 | Supplying and fixing of 110mm dia PVC SWR pipe for Rain water down fall pipe with necessary gratings, shoes, bends, off sets, clamps, teak woods plugs, and of approved quality and including fixing C.I. gratings at the junction of parapet and floor or roof slab etc., including finishing etc., complete complying with relevant standard specifications.
| For Back side Vertical | 2 | 1 | 4 | 13.5 |  |  | 108
| Head room & lift room | 2 | 1 | 2 | 3.5 |  |  | 14
[7 empty] | Total | 122
[7 empty] | Say | 122 | RMT
66 | Supplying and fixing the following dia PVC (SWR) pipe and relevant specials including packing the joints with rubber lubricant fixing them into walls with necessary wooden plug screws, holding wherever necessary and making good of the dismantled portion with necessary connections to sanitary fittings etc., complete in all respects as directed by the departmental officers.
a) 110mm dia PVC SWR pipe including all required PVC specials etc., all complete.,
| toilet outlet pipe | 2 | 1 | 4 | 27.5 |  |  | 220
[7 empty] | Say | 220 | RMT
b) 75mm dia PVC SWR pipe including all required PVC specials etc., all complete.,
| waste water outlet pipe | 2 | 1 | 4 | 28.5 |  |  | 228
| Kitchen waste water pipe | 2 | 1 | 4 | 25 |  |  | 200
[7 empty] | Total | 428 | Rmt
67 | Supplying, Laying & concealing the 50mm dia PVC SWR pipe with ISI mark Type-B with relevant specials.
In qts
| Wash basin Attach Toilet | 20 | 1 | 2 | 1.85 |  |  | 74
| Wash basin Common Toilet | 20 | 1 | 2 | 2 |  |  | 80
[8 empty] | 154 | RMT
68 | Supplying and fixing of UPVC solid core door shutter
| Attach Toilet | 40 | 1 | 1 | 0.75 |  | 2.1 | 63
| Common Toilet | 40 | 1 | 1 | 0.75 |  | 2.1 | 63
[7 empty] | Total | 126 | sqm
69 | Supplying and fixing of UPVC Window
| W | 2 | 4 | 5 | 1.5 |  | 1.35 | 81
| W1 | 2 | 4 | 5 | 1.2 |  | 1.35 | 64.8
| W2 | 2 | 4 | 5 | 1.05 |  | 1.35 | 56.7
| W3 | 2 | 4 | 5 | 0.9 |  | 1.35 | 48.6
| W4 | 2 | 4 | 5 | 0.85 |  | 1.35 | 45.9
| W5 | 2 | 4 | 5 | 0.6 |  | 1.35 | 32.4
| ,KW | 2 | 4 | 5 | 1.2 |  | 1.05 | 50.4
[8 empty] | 379.8 | Sqm
70 | Supplying and fixing of C.I. Steps
| for water tank | 2 | 2 | 2 |  |  |  | 8 | NOS
71 | Supplying and fixing of C.I. Manhole cover 0.60 x 0.60 m size
| for water tank | 2 | 2 | 2 |  |  |  | 8 | NOS
72 | Providing the pre- constructional anti-termite treatment for basement
| Building plinth area | 2 | 1 | 1 | 18.99 | 18.69 |  | 709.8462
[7 empty] | Say | 709.9 | SQM
73 | Supply & Fixing of Bevelled edge mirror of approved quality and brand of size 500 x 400 x 5.5mm shelf type mounted in the PVC / Fibre Glass framed with necessary hard board backing including labour for fixing in position etc., complete and as directed by the departmental officers.
| Attach Toilet Wash basin | 40 | 1 | 1 |  |  |  | 40
| Common Toilet Wash basin | 40 | 1 | 1 |  |  |  | 40
[7 empty] | Say | 80 | NOS
Electrical arrangement
74 | Wiring with 1.5sqn\mm copper PVC insolated single core
a) light point with ceiling rose
Ground floor
| In meter room | 2 | 1 | 1 |  |  |  | 2
| In parking yard | 2 | 1 | 20 |  |  |  | 40
in qts
| Hall/Dining | 40 | 1 | 2 |  |  |  | 80
| Bed 1 | 40 | 1 | 2 |  |  |  | 80
| Bed 2 | 40 | 1 | 2 |  |  |  | 80
| Kitchen | 40 | 1 | 1 |  |  |  | 40
| Kitchen exhaust fan | 40 | 1 | 1 |  |  |  | 40
| Entrance Bulk head | 40 | 1 | 1 |  |  |  | 40
| In wash area | 40 | 1 | 1 |  |  |  | 40
| in bedroom sitout | 40 | 1 | 1 |  |  |  | 40
| In toilet entrance area | 40 | 1 | 1 |  |  |  | 40
[7 empty] | Total | 522
[7 empty] | Say | 522 | NOS
b) Light point with backlite pattern holder type
Ground floor
| In meter room | 2 | 1 | 1 |  |  |  | 2
| In lift room | 2 | 1 | 6 |  |  |  | 12
| In toilet | 2 | 1 | 1 |  |  |  | 2
In qts
| Hall/Dining | 40 | 1 | 1 |  |  |  | 40
| Bed 1 | 40 | 1 | 1 |  |  |  | 40
| Bed 2 | 40 | 1 | 1 |  |  |  | 40
| Kitchen | 40 | 1 | 2 |  |  |  | 80
| Attach toilet and Wash basin | 40 | 1 | 2 |  |  |  | 80
| Common Toilet and wash basin | 40 | 1 | 2 |  |  |  | 80
| Head room | 2 | 1 | 2 |  |  |  | 4
[7 empty] | Total | 380
[7 empty] | Say | 380 | NOS
c)calling bell point
| Calling Bell | 40 | 1 | 1 |  |  |  | 40 | Nos
75 | Wirng with 1.5sqmm copper PVC insolator single core FAN Point
Ground Floor
| Meter room | 2 | 1 | 1 |  |  |  | 2
First Floor
| Hall/Dining | 40 | 1 | 2 |  |  |  | 80
| Bed 1 | 40 | 1 | 1 |  |  |  | 40
| Bed 2 | 40 | 1 | 1 |  |  |  | 40
[8 empty] | 162 | NOS
76 | Wiring with 1.5sqmm PVC insolated staircase light point
| Staircase | 2 | 1 | 6 |  |  |  | 12 | NOS
77 | Wiring with 1.5sqmm PVC insolated for 5 amps 5 pin plug socket switch board itself
Ground floor
| In meter room | 2 | 1 | 1 |  |  |  | 2
| In lift room | 2 | 1 | 6 |  |  |  | 12
In qts
| Hall/Dining | 40 | 1 | 2 |  |  |  | 80
| Bed 1 | 40 | 1 | 1 |  |  |  | 40
| Bed 2 | 40 | 1 | 1 |  |  |  | 40
| Kitchen | 40 | 1 | 2 |  |  |  | 80
| in Wash area | 40 | 1 | 1 |  |  |  | 40
[8 empty] | 294 | NOS
78 | Wiring with 1.5sqmm for 5 amps 5 pin plug socket at convenient places
In qts
| Hall/Dining | 40 | 1 | 2 |  |  |  | 80
| Bed 1 | 40 | 1 | 1 |  |  |  | 40
| Bed 2 | 40 | 1 | 1 |  |  |  | 40
| Kitchen | 40 | 1 | 2 |  |  |  | 80
[7 empty] | Total | 240
[7 empty] | Say | 240 | NOS
79 | 15 Amps Power Plug
Ground Floor
| In meter room | 2 | 1 | 2 |  |  |  | 4
in qts
| Attach Toilet | 40 | 1 | 1 |  |  |  | 40
| Common Toilet | 40 | 1 | 1 |  |  |  | 40
| Kitchen | 40 | 1 | 2 |  |  |  | 80
| Wash area | 40 | 1 | 1 |  |  |  | 40
| Living | 40 | 1 | 1 |  |  |  | 40
[8 empty] | 244 | NOS
80 | Supply,assembling and fixing of 4' (18Watts) LED Tube Light
Ground floor
| In meter room | 2 | 1 | 1 |  |  |  | 2
| In parking yard | 2 | 1 | 20 |  |  |  | 40
in qts
| Hall/Dining | 40 | 1 | 2 |  |  |  | 80
| Bed 1 | 40 | 1 | 2 |  |  |  | 80
| Bed 2 | 40 | 1 | 2 |  |  |  | 80
| Kitchen | 40 | 1 | 1 |  |  |  | 40
| Kitchen exhaust fan | 40 | 1 | 1 |  |  |  | 40
| In wash area | 40 | 1 | 1 |  |  |  | 40
| in bedroom sitout | 40 | 1 | 1 |  |  |  | 40
[7 empty] | Total | 442
[7 empty] | Say | 442 | NOS
81 | Supplying and fixing of LED Bulb for suitable for fixing it to pendent / bakelite battern holder
a. 9Watts Led Bulb
Ground floor
| In meter room | 2 | 1 | 1 |  |  |  | 2
| In lift room | 2 | 1 | 6 |  |  |  | 12
| In toilet | 2 | 1 | 1 |  |  |  | 2
In qts
| Hall/Dining | 40 | 1 | 1 |  |  |  | 40
| Bed 1 | 40 | 1 | 1 |  |  |  | 40
| Bed 2 | 40 | 1 | 1 |  |  |  | 40
| Kitchen | 40 | 1 | 2 |  |  |  | 80
| Attach toilet and Wash basin | 40 | 1 | 2 |  |  |  | 80
| Common Toilet and wash basin | 40 | 1 | 2 |  |  |  | 80
| Head room | 2 | 1 | 2 |  |  |  | 4
[8 empty] | 380 | Nos
b) 19Watts Led Bulb
| Entrance Bulk head | 40 | 1 | 1 |  |  |  | 40
| In toilet entrance area | 40 | 1 | 1 |  |  |  | 40
| in head room | 2 | 1 | 2 |  |  |  | 4
[8 empty] | 84 | Nos
82 | supplying & delivery of fan with electronic regulator(ISI mark)
Ground Floor
| Meter room | 2 | 1 | 1 |  |  |  | 2
First Floor
| Hall/Dining | 40 | 1 | 2 |  |  |  | 80
| Bed 1 | 40 | 1 | 1 |  |  |  | 40
| Bed 2 | 40 | 1 | 1 |  |  |  | 40
[8 empty] | 162 | Nos
83 | Supplyiong and fixing of best approved superior variety concealed type fibre box type Fan Hook etc.,
Ground Floor
| In meter room | 2 | x | 1 |  |  |  | 2
in qts
| Hall/Dining | 40 | x | 2 |  |  |  | 80
| Bed 1 | 40 | x | 1 |  |  |  | 40
| Bed 2 | 40 | x | 1 |  |  |  | 40
| Bed 1 Cradle hook | 40 | x | 1 |  |  |  | 40
| Bed 2 Cradle hook | 40 | x | 1 |  |  |  | 40
[7 empty] | Total | 242
[7 empty] | Say | 242 | NOS
84 | Charges for assumbling and fixing of ceiling fan of sweep with necessary connection etc.,
Ground Floor
| Meter room | 2 | 1 | 1 |  |  |  | 2
First Floor
| Hall/Dining | 40 | 1 | 2 |  |  |  | 80
| Bed 1 | 40 | 1 | 1 |  |  |  | 40
| Bed 2 | 40 | 1 | 1 |  |  |  | 40
[7 empty] | Total | 162
[7 empty] | Say | 162 | NOS
85 | Supplying and fixing of TV/Telephone socket
In qts
| Hall/Dining TV & Telephone | 40 | 1 | 2 |  |  |  | 80
| Bed 1 TV | 40 | 1 | 2 |  |  |  | 80
| Bed 2 TV | 40 | 1 | 2 |  |  |  | 80
[7 empty] | Total | 240
[7 empty] | Say | 240 | NOS
86 | Supplying and fixing of 20mm dia PVC pipe for TV/telephone socket line etc.,
In qts
| Hall/Dining TV & Telephone | 40 | 1 | 1 | 8.5 |  |  | 340
| Bed 1 TV | 40 | 1 | 1 | 7.5 |  |  | 300
| Bed 2 TV | 40 | 1 | 1 | 8 |  |  | 320
[7 empty] | Total | 960
[7 empty] | Say | 960 | NOS
87 | Supply and Run off main with 2 wires of 2.5 sq.mm. PVC insulated single core multi strand fire retardant flexible copper cablewith ISI mark conforming to IS: 694/1990,1.1 kv grade cable with continuous earth by means of 1x2.5 sq.mm PVC insulated single core multi strand fire retardant flexible copper cable with ISI mark conformuing to IS: 694/1990,1.1. k.v. grade cable in fully concealed 19mm/20mm dia rigid PVC conduit pipe heavy dutywith ISI mark cost of all materials, specials etc., all complete and as directed by the departmental officer.
For AC point
| M.Bed room | 40 | 1 | 1 | 15.36 |  |  | 614.4
| Bedroom | 40 | 1 | 1 | 16.2 |  |  | 648
| For !5 Amps | [6 empty] | 0
| Hall | 40 | 1 | 1 | 7.85 |  |  | 314
| Wash area | 40 | 1 | 1 | 11.5 |  |  | 460
| kitchen | 40 | 1 | 1 | 8.7 |  |  | 348
| At.Toilet | 40 | 1 | 1 | 12.5 |  |  | 500
| C.Toilet | 40 | 1 | 1 | 11.24 |  |  | 449.6
| Street light | 1 | 1 | 18 | 15 |  |  | 270
[8 empty] | 3604 | Rmt
88 | Supply and Run off main with 4 wires of 6 sq.mm. PVC insulated single core multi strand fire retardant flexible copper cablewith ISI mark conforming to IS: 694/1990,1.1 kv grade cable with continuous earth by means of 1x4 sq.mm PVC insulated single core multi strand fire retardant flexible copper cable with ISI mark conformuing to IS: 694/1990,1.1. k.v. grade cable in fully concealed 32mm dia rigid PVC conduit pipe heavy dutywith ISI mark cost of all materials, specials etc., all complete and as directed by the departmental officer.
| From main panel to FF - 1 | 2 | 1 | 1 | 9.5 |  |  | 19
| From main panel to FF - 2 | 2 | 1 | 1 | 20.85 |  |  | 41.7
| From main panel to FF - 3 | 2 | 1 | 1 | 25.5 |  |  | 51
| From main panel to FF - 4 | 2 | 1 | 1 | 38.5 |  |  | 77
| From main panel to SF - 1 | 2 | 1 | 1 | 14.5 |  |  | 29
| From main panel to SF - 2 | 2 | 1 | 1 | 24.5 |  |  | 49
| From main panel to SF - 3 | 2 | 1 | 1 | 28.5 |  |  | 57
| From main panel to SF - 4 | 2 | 1 | 1 | 41 |  |  | 82
| From main panel to TF - 1 | 2 | 1 | 1 | 19.5 |  |  | 39
| From main panel to TF - 2 | 2 | 1 | 1 | 29.5 |  |  | 59
| From main panel to TF - 3 | 2 | 1 | 1 | 33.5 |  |  | 67
| From main panel to TF - 4 | 2 | 1 | 1 | 46 |  |  | 92
| From main panel to FF - 1 | 2 | 1 | 1 | 24.5 |  |  | 49
| From main panel to FF - 2 | 2 | 1 | 1 | 34.5 |  |  | 69
| From main panel to FF - 3 | 2 | 1 | 1 | 38.5 |  |  | 77
| From main panel to FF - 4 | 2 | 1 | 1 | 51 |  |  | 102
| From main panel to FtF - 1 | 2 | 1 | 1 | 29.5 |  |  | 59
| From main panel to FtF - 2 | 2 | 1 | 1 | 39.5 |  |  | 79
| From main panel to FtF - 3 | 2 | 1 | 1 | 43.5 |  |  | 87
| From main panel to FtF - 4 | 2 | 1 | 1 | 56.5 |  |  | 113
[8 empty] | 1297.7 | Rmt
89 | Supply and fixing of 20A DP plug and socket in sheet enclosure with 32A DP MCB in flush with wall with earth connection (For AC Plug) [Legrand (MDS) / Hager (L&T) Make]
| For qts | 40 | 1 | 2 |  |  |  | 80 | Nos
90 | Supply and fixing of horizontal three phase distribution board with MCBS. TPMCB DB with acrylic Door cover IP42 protection of 4ways 3 phae DB, No of was incomerMCB / Isolated-4, No of ways income ELCB / RCB - 4, No of outgoings ways
| In qts | 40 | 1 | 1 |  |  |  | 40 | Nos
91 | Supply and fixing of four pole 63 Amps foure pole ELCB
| In qts | 40 | 1 | 1 |  |  |  | 40 | Nos
92 | Supply and fixing of Four Pole 63A, 10KA MCB
| In qts | 40 | 1 | 1 |  |  |  | 40 | Nos
93 | Supply and fixing of Double Pole 40A, 10KA
| In GF, FF, Sf & TF | 40 | 1 | 3 |  |  |  | 120 | Nos
94 | Supply and fixing of Single Pole 6A to 32A, 10KA
| In qts | 40 | 1 | 7 |  |  |  | 280 | Nos
95 | Supplying and fixing of double door 4 way Rotary phase selector 4way Distribution board | 40 | 1 | 1 |  |  |  | 40 | Nos
96 | Providing Earth station using pipe electro as per specification
| Earth station | 4 | x | 1 |  |  |  | 4 | NOS
97 | Supplying and laying of 8 SWG GI wire on wall and below GL with necessary 'U' nails etc.,
| Earth station to mainboard | 4 | 1 | 1 | 15 |  |  | 60 | RMT
98 | S & F of Exsaust Fan 300 mm dia
in qts
| Kitchen | 40 | 1 | 1 |  |  |  | 40
[7 empty] | Say | 40 | NOS
99 | Providing T.W.double leaf shutters with 9 mm thick for cupboard/ward robes with prelaminated particle board or prelaminated cement bonded particle board for shutters. The all round frame made up of T.W. scantling of 75mmX37.50mm and the styles made up of T.W. scantlings of 75mmX37.5mm and shutter middle Rail (Horizontal) made up of T.W. scantling of 150mm x 37.5mm. The shutters panels are not less than 8mm thick with relevant ISI mark OSL panel board including cost of OSL board and labour for fixing in position, cost of materials, Aluminium Furniture fittings such as 6 nos. of 3” of Aluminium butt hinges, 2 nos. of 3”x5/8” Aluminium Tower bolt, 2 nos of 4” ornamental Handle,lock and key arrangements of approved quality and also two coats of synthetic enamel ready mixed paint in addition of one coat appoved 1st class primer and shall all directed by the department officers.
| In M.Bed room | 40 | 1 | 1 | 1.65 |  | 2.1 | 138.6
| in. Bed room | 40 | 1 | 1 | 1.7 |  | 2.1 | 142.8
[8 empty] | 281.4 | Sqm
100 | Supplying and fixing of SFRC cover slab of square type in following size
a) 0.75 X 0.75 m Sr.P.77
| For chamber | 1 | 1 | 25 |  |  |  | 25 | Nos
101 | Supply and erection of PASSENGER LIFTS (G+3) SS 304 Grade with 1m/sec. speed with ARD 8 Persons Passenger Lift Car Size (1300 x 1100)Gearless Lift without Machine Room Sr P.143 | 1 | 1 | 2 |  |  |  | 2 | Nos
102 | Supply and erection of GENERATORS WITH AUTO MAIN FAILURE (AMF) PANEL 125KVA | 1 | 1 | 1 |  |  |  | 1 | Nos
103 | Supply and fixing of 36w LED street light | 1 | 1 | 18 |  |  |  | 18 | Nos
104 | Supplying and fixing Monolithic RCC door frames of size 100x75mm with one edge grooves size 30x20 mm in reinforced cement concrete 1 : 1½ : 3 (One of cement, one and half of sand and three of hard broken stone jelly) including cost of steels and fabrication of reinforcement grills with 3 nos. of 6mm M.S. rod alround and 3mm steel stirrups at 30cm centre to centre including fixing of 3 nos of iron bracket of size 100x100x5mm or 3 nos of Teak wood plug for receiving hinges and 2 nos of teak wood plug for receiving the tower bolts including fixing of 6 nos of hold fasts and cost and fixing of check nuts and aluminium sleeves and 2 nos iron oxide tower bolt, receiver all as per drawings, including moulding in steel mould and casting with smooth surfaces and fine edges, curing, transporting etc., all complete as directed by the departmental officers.
a) For door size 900x2100 mm
| D | 40 | 1 | 4 |  |  |  | 160 | Nos

## Abt . 10 qts
Tamil Nadu Police Housing Corporation Limited
Chennai Division - I
ABSTRACT
Name of work: Construction of 10 Nos of Fireman quarters at Palavoyal village, Redhills, Ponneri thaluk in Thiruvallur District..
Sl.No | Qty |  | Description of items | Rate | per | Amount
1 |  |  | Earth work excavation for foundation in all soils and sub-soils to the required depth as may be directed except in hard rock requiring blasting but inclusive of shoring, strutting, and bailing out water wherever necessary and refilling the sides of foundation with excavated earth in 150mm thick layers well watered rammed and consolidated and depositing the surplus earth in places shown clearing and levelling the site with an initial lead of 10 metres and lift as specified here under etc. complete in all respects complying with relevant standard specifications. (Including Refilling)
| 312.5 | CUM | a) 0 to 2m depth. | 224.84 | CUM | 70262.5
| 138 | CUM | b) 2m to 3m depth | 234.14 | CUM | 32311.32
2 | 58.7 | Cum | Filling in foundation and basement and other similar works with Excavated earth in layers of 150mm thick well watered rammed and consolidated complying with relevant standard specification etc., all complete and as directed by the departmental officers. | 36.96 | Cum | 2169.552
3 | 64.3 | Cum | Supply and filling in foundation and basement with Stone dust in layers of 150mm thickness well watered, rammed and consolidated complying with relevant standard specification including cost of stone dust etc., all complete and as directed by departmental officer. | 423.9 | Cum | 27256.77
4 | 29.5194 | Cum | Supplying and laying of Hard core 300mm consolidated thickness using 60% of IRC metal 80mm to 63mm and 40% of IRC metal 40mm to 10mm and laying river sand 50mm thickness over the metal layer and it shall be copiously watered using a water jet in order to force the sand into the void spaces. The process shall be repeated until no more sand and water get into the void spaces of the broken stone etc., all complete for the formation of hard core layer including compacting the existing earth using vibrator/Earth rammer initially and consolidation of hard core layer by hand roller in layers not exceeding 15 cm thickness as directed by the departmental officers. The IRC metal should confirming to IS 383-1970 Table 2 gradation etc all complete. | 2718.85 | Cum | 80258.8207
5 | 24.1 | CUM | Plain cement concrete 1:5:10 (One of cement, five of sand and ten of hard broken stone Jelly) for foundation using 40 mm gauge hard broken stone jelly inclusive of shoring, strutting and bailing out water wherever necessary ramming, curing etc., complete in all respects complying with relevant standard specifications and as directed by the departmental officers. | 4394.7 | CUM | 105912.27
6 |  |  | Plain cement concrete 1:2:4 (One of cement two of sand and four of Hard Broken Stone jelly) using 20mm gauge hard broken stone jelly excluding shuttering and centering but including laying, curing and finishing with relevant standard specifications in foundation and basement, and other similar works & as directed by the departmental officers. |  | 0 | 0
| 11.8 | Cum | a) In Foundation and Basement. | 5916.02 | Cum | 69809.036
7 | 95.4 | CUM | Standardised concrete Mix M20 Grade Concrete 20 mm HBSJ in Foundation and Basement | 7325.6 | CUM | 698862.24
8 | 23.6 | CUM | Brick work in CM 1:5 (One of cement and five of sand) using chamber burnt bricks of size 9”x4½”x3” (23x11.4x7.5 cm) in foundation and basement including dewatering wherever necessary proper setting, curing etc., complete with relevant standard specifications. | 6312.61 | CUM | 148977.596
9 |  |  | Standardised concrete Mix M20 Grade Concrete 20 mm HBSJ in Following floors | 0 | 0 | 0
| 38.3 | CUM | (a) In Ground Floor | 7439.23 | CUM | 284922.509
| 41.1 | CUM | (b) In First Floor | 7663.08 | CUM | 314952.588
| 41.1 | Cum | (c) In Second Floor | 7886.93 | Cum | 324152.823
| 41.1 | Cum | (d) In third Floor | 8110.78 | Cum | 333353.058
| 41.1 | Cum | (e) In forth Floor | 8334.63 | Cum | 342553.293
| 41.1 | Cum | (F) In Fifth Floor | 8558.48 | Cum | 351753.528
| 22.6 | Cum | G) Sixth floor | 8782.33 | Cum | 198480.658
10 | 45.225 | MT | Supplying, fabricating and placing in position of Mild steel Grills / Ribbed Tor Steels of all diameters for reinforcement for all floors including cost of binding wire, bending tying etc., all complete and as directed by the departmental officers. | 81012.5 | MT | 3663790.3125
11 | 45.225 | MT | Applying one coat of anticorrosive treatment on steel reinforcement rods (20 ltrs. Of anitcorrosive chemical for one mertic tonne of steel reinforcement rods) at site including a cost of required quantity of anticorrosive chemicals, (best approved quality) cement, consumables such as brushes, gloves and labour for anticorrosive coating etc. complete and as directed by the departmental officers. (The Quality and brand of anticorrosive chemaical should be got approved by the EE before use). | 4570 | MT | 206678.25
12 |  |  | Brick work in Cement Mortar 1:6 (One of cement and six of sand) using Chamber burnt bricks of size 9”x4½"X3” (23x11.4x7.5cm) for super structure in the following floors including labour for fixing the doors, windows and ventilator frames in position, fixing of hold fasts, scaffoldings, curing etc., complete in all respect complying with relevant standard specifications and drawings. | 0 | 0 | 0
| 13.8 | Cum | (a) Ground Floor | 6330.19 | Cum | 87356.622
| 46 | CUM | b) First Floor | 6481.11 | CUM | 298131.06
| 46 | CUM | c) Second Floor | 6632.03 | CUM | 305073.38
| 46 | CUM | D) Third Floor | 6782.95 | CUM | 312015.7
| 46 | CUM | E) Forth Floor | 6933.87 | CUM | 318958.02
| 46 | CUM | F) Fifth Floor | 7084.79 | CUM | 325900.34
| 15.4 | Cum | G) sixth floor | 7235.71 | Cum | 111429.934
13 |  |  | Brick partition wall in Cement Mortar 1:4 (One of cement and four of sand) 114mm thick for super structure in the following floors using chamber burnt bricks of size 9”x4½”x3” (23x11.4x7.5cm) including labour for fixing the doors, windows and ventilator frames in position, fixing of hold fasts, scaffoldings,curing etc., complete in all respect complying with relevant standard specifications and drawings. |  | 0 | 0
| 115.3 | SQM | c) In First floor | 827.47 | SQM | 95407.291
| 115.3 | SQM | d) In Second floor | 844.67 | SQM | 97390.451
| 115.3 | SQM | e) In Third floor | 861.87 | SQM | 99373.611
| 115.3 | SQM | f) In Fourth floor | 879.07 | SQM | 101356.771
| 115.3 | SQM | g) Fifth floor | 896.27 | SQM | 103339.931
| 82.5 | Sqm | h) Sixth floor | 913.47 | Sqm | 75361.275
14 |  |  | Brick partition walls 75mm thick using chamber burnt bricks of size 9”x4½”x3” (23x11.4x7.5cm) in cement mortar 1:4 (One of cement and four of sand) for super structure in the following floors including scaffoldings, curing etc., complete in all respect complying with relevant standard specifications and drawings. | 0 | 0 | 0
| 5.9 | SQM | (a)Ground Floor | 565.47 | SQM | 3336.273
| 5.9 | SQM | (b) First Floor | 576.79 | SQM | 3403.061
| 5.9 | SQM | ©Second Floor | 588.11 | SQM | 3469.849
| 5.9 | SQM | (d) Third Floor | 599.43 | SQM | 3536.637
| 5.9 | SQM | e) Forth floor | 610.75 | SQM | 3603.425
| 5.9 | SQM | f) Fifth floor | 622.07 | SQM | 3670.213
| 5.9 | SQM | g) sixth floor | 633.39 | SQM | 3737.001
15 | 150 | Sqm | Plastering with cm 1:4 ( one of cement and four of sand ) 12 mm thick mixed with water proofing compound (CICO ) at the rate of 2 kg / 10 sq.m including curing etc., all complete complying with relevant standard specifications. | 241.21 | Sqm | 36181.5
16 | 4829.3243 | Sqm | Plastering with CM 1:5 (One of cement and five of sand) 12mm thick finished with neat cement including providing band cornice, ceiling cornice, curing, scaffolding, etc., complete in all respects and complying with relevant standard specifications. | 226.74 | Sqm | 1095000.9918
17 | 1691.1 | Sqm | Special ceiling plastering in cement mortar 1:3 (One of cement and three of sand) 10mm thick for bottom of roof, stair, waist, landing and sunshades in all floors finished with neat cement including hacking the areas, providing band cornice, scaffolding, curing etc., complete | 265.03 | Sqm | 448192.233
18 |  |  | Plastering in CM 1:5 (One of cement and five of sand) 12mm thick for border finish in all floors for elevation purposes, including scaffolding, curing, finishing etc., all complete. | 0 | 0 | 0
| 68.8 | RMT | a) 150mm border | 74.66 | RMT | 5136.608
| 140.9 | RMT | b) 75mm border | 48.89 | RMT | 6888.601
| 713.8 | RMT | c) 50mm border | 36.46 | RMT | 26025.148
19 |  |  | Providing Form work and centering for reinforced cement concrete works including supports and strutting up to 3.30m height for plane surfaces as detailed below with all cross bracings using mild steel sheets of size 90cm x 60cm and MS 10 gauge stiffened with welded mild steel angles of size 25mmx25mmx3mm for boarding laid over silver oak or country wood joists of size 10cmx6.5cm spaced at about 90cm centre to centre and supported by casurina props 10cm to 13cm dia spaced at 75cm intervals and removing the same after a specified period without damaging the R.C.C works etc., complete complying with standard specifaction and as directed by the departmental officers. | 0 | 0 | 0
| 176.9 | Sqm | a. For Column footings, plinth beam, Grade beam, Raft beam, Raft slab etc., | 804.89 | Sqm | 142385.041
| 1295.9 | Sqm | B. Plain surface such as Roof slab, Waist slab, Portico beam etc., complete | 900.96 | Sqm | 1167554.064
| 770 | Sqm | c.For Square and rectangular columns and small quantities such as sunshade, parapet cum drops window boxiing, fin projection and other similar works. | 1081.15 | Sqm | 832485.5
| 67.1 | Sqm | d.For vertical walls (sump) | 991.06 | Sqm | 66500.126
20 | 1691.1 | 0 | White washing three coats using clean shell lime slaked including cost of lime, gum, blue, brushes, including scaffolding etc., complete in all respects. | 43.02 | 0 | 72751.122
21 | 2853.6916 | 0 | Painting the walls with two coats using approved quality of best Oil Bound Distemper over the one coat of putty work including cost of distemper, primer, cleaning and scrapping the walls, rendering the walls smooth with necessary putty, brushes, scaffolding arrangements & labour charges etc., all complete and as directed by the departmental officers (paints and its shade shall be got approved from the Executive Engineer before using) | 119.37 | 0 | 340645.1663
22 | 2010.1 | Sqm | Painting the false ceilling / walls two coats with 1st class ready mixed plastic emulsion paint of best approved quality colour and shade over a priming coat, including clean removal of dirt and dust etc., complete including cost of necessary brushes, labour charges, putty etc., complying with relevant standard specification. (The paint should be supplied by the contractors at his own cost.The quality and shade of the paint should be got approved by the Executive engineer before use.) | 222.05 | Sqm | 446342.705
23 | 2853.6916 | Sqm | Supplying and applying of Full putty one coat with aproved make wall putty for smooth finishing the new cement plastered walls including cost of putty, brushes, watering, curing, labour charges for applying putty, blade etc., complete as directed by the departmental officers. (The quality and brand should be got approved from the EE before use.) | 180 | Sqm | 513664.488
24 |  |  | Supplying and fixing of Teak Wood wrought and put up for frames of doors, windows, ventilators, cupboard and any other similar joinery works with necessary plugs, rebates for shutters, plaster grooves on all faces etc. , including labour charges for fixing hold fasts, complying with relevant standard specifications etc., in all respects. | 0 | 0 | 0
| 0.34 | Cum | a) Teak wood over 2.00 metre and below 3 metre length | 124580 | Cum | 42357.2
| 0.16 | Cum | b) Teak wood below 2.00 metre length | 112380 | Cum | 17980.8
25 |  |  | Providing precast concrete slab for cupboard ward robes shelves, cover slab for chambers, Baffle walls side slabs of boxing around windows and other similar works in cement concrete 1:2:4 (One of cement, two of sand and four of stone jelly) using hard broken stone jelly of size 10mm and less for the following thickness excluding the cost and fabrication of reinforcement grills but including precasting, moulding, curing, finishing and fixing in position complying with relevant standard specifications etc., complete in the following floors (Measurement will be taken including bearing in wall also). II. 40mm thick | 0 | 0 | 0
| 20.52 | SQM | (b) First Floor | 1547.73 | SQM | 31759.4196
| 20.52 | SQM | (c) Second floor | 1556.77 | SQM | 31944.9204
| 20.52 | SQM | (d) Third Floor | 1565.81 | SQM | 32130.4212
| 20.52 | SQM | (e)Fourth floor | 1574.85 | SQM | 32315.922
| 20.52 | SQM | (F)Fifth floor | 1583.89 | SQM | 32501.4228
26 |  |  | Precast cement concrete Jally ventilator in cement concrete 1:2:4 (One of cement, two of sand, and four of hard broken stone jelly) using 20mm gauge hard broken stone jelly for the following thickness excluding the cost and fabrication of reinforcement grills but including precasting, moulding, curing, finishing and fixing in position complying with relevant standard specifications etc., complete in the following floors. I. 50mm thick | 0 | 0 | 0
| 0.45 | Sqm | (a) Ground floor | 483.74 | Sqm | 217.683
| 1.8 | Sqm | (b) First Floor | 491.29 | Sqm | 884.322
| 1.8 | Sqm | (c) Second floor | 498.84 | Sqm | 897.912
| 1.8 | Sqm | (d) Third Floor | 506.39 | Sqm | 911.502
| 1.8 | Sqm | (e)Fourth floor | 513.94 | Sqm | 925.092
| 1.8 | Sqm | (F)Fifth floor | 521.49 | Sqm | 938.682
27 |  |  | Supplying and fixing of Best Indian Teakwood Panelled door shutters Single leaf in position using 125mm x 37.5mm styles and 4 Nos. of 150x37.5mm rails (top, middle, bottom and lock rail) 2 nos. of 125mm x 37.5mm vertical shoter styles and 18.75mm thick planks for panels including cost and labour for fixing the furniture fittings such as 1nos of door handle , 3nos of 5" Butt hinges, 2nos of 6"x1/2" Tower bolt, 1no 10"x5/8" aldrop, 1nos nylon bush and 1nos door stopper with Brass screws etc., all complete and as directed by the departmental officers a) Single leaf suitable for door size 1000mm x 2100mm | 0 | 0 | 0
| 18.5 | SQM | a. 1000 x 2100 mm | 5857.21 | SQM | 108358.385
28 |  |  | Providing 9mm thick BWR Ply wood ( single ) with TW style including putting etc., | 0 | 0 | 0
| 65.6 | SQM | b. 900 x 2100 mm | 3535.05 | SQM | 231899.28
29 | 50 | NOS | Supplying and fixing of Magnetic door catches | 52 | NOS | 2600
30 | 6190.2 | KG | Supplying and fixing Mild Steel grills as per the design approved to verandah enclosure or gate including one coat of primer and labour for fixing in position etc. all complete | 62.6 | KG | 387506.52
31 | 300 | NOS | Supplying of mild steel hold fasts horizontally twisted of size 230x40x4mm with pair of suitable iron screws. | 9.6 | NOS | 2880
32 | 229.6 | SQM | Finishing the top of flooring with cement concrete 1:3 (One of cement and three of blue granite chips of size 10mm and below) 20 mm thick Ellispattern Flooring (No Sand) and surface rendered smooth including 150mm wide skirting, providing proper slopes, thread lining, curing etc.. complete in all floors complying with relevant standard specifications. | 430.27 | SQM | 98789.992
33 | 196.6 | SQM | Weathering Course with concrete broken brick jelly 20mm gauge in pure burnt lime stone slaked and screened (No Sand) over RCC Roof Slab with proportion of brick jelly to lime (fat lime) being 32: 12 1/2 by volume well beaten with wooden beaters for giving the required slope and thickness complying with relevant standard specification and as directed by the departmental officers. | 3835.05 | SQM | 753970.83
34 | 202.2 | Sqm | Painting the new wood work with two coats of approved first class synthetic enamel ready mixed paint in addition to one coat of primer of approved quality and shade, the paint should be supplied by the contractor at his own cost (The quality and the shade of paint should be got approved by the Executive Engineer before use) complying with relevant standard specifications. | 225.31 | Sqm | 45557.682
35 | 202.2 | Sqm | Painting the new Iron work and other similar works such as PVC /ASTM Pipes, Kerb Stone and grills with two coats of approved first class synthetic enamel ready mixed paint of approved quality and brand, the paint should be supplied by the contractor at his own cost. (The quality and the brand of paint should be got approved by the Executive Engineer before use) complying with relevant Standard specifications. | 133.44 | Sqm | 26981.568
36 | 226.7 | Sqm | Supplying and fixing of Colour glazed tiles (Best approved quality and the same shall be got approved from the Executive Engineer before using) over cement plastering in CM 1:2 (One of cement and two of sand) 10mm thick including fixing in position, cutting the tiles to the required size wherever necessary, pointing the joints with coloured cement, curing, finishing etc., all complete and as directed by the departmental officers. | 1304.55 | Sqm | 295741.485
37 | 55.9 | Sqm | Supplying and fixing of colour Ceramic Tiles Anti skid without corrugated design for flooring and other similar works (Best approved quality, colour and shade shall be got approved from the Executive Engineer before using) over cement mortor 1:3 (One of cement and three of sand) 20mm thick including fixing in position, cutting the tiles to the required size wherever necessary, pointing the joints with white cement, curing, finishing etc., all complete and as directed by the departmental officers | 1137.54 | Sqm | 63588.486
38 | 477.9 | Sqm | Supplying and fixing of stainfree nano polishing vertified tiles 60 cm x 60 cm x 2 cm for flooring and other similar works (Best approved quality) colour and shade shall be got approved from the Executive Engineer before using) over cement mortar 1:3 (one of cement and three of sand) 20 mm thick including fixing in position cutting the tiles to the required size wherever necessary pointing the joints with white cement, curing finishing etc. all complete and as directed by the departmental officers. | 1407.2 | Sqm | 672500.88
39 | 477.9 | Sqm | Supplying and fixing of Grey colour Granite (10 to 12 mm thick) for wall cladding (Best approved quality and the same shall be got approved from the Executive Engineer before using) over cement plastering in CM 1:2 (One of cement and two of sand) 10 mm thick including fixing in position, cutting the tiles to the required size wherever necessary, pointing the joints with coloured cement, curing, finishing etc., all complete and as directed by the departmental officers. | 1625.55 | Sqm | 776850.345
40 |  |  | Providing Jet Black Granite, Tiles 80 mm thick for kitchen platform slabs including super fine polish, finishing and fixing in position and pointing with CM 1:3 (One of cement and three of sand) complying with relevant Standard specifications etc., (Measurement will be taken including bearing also) as directed by the departmental officers (Quality of Granite slab shall be got approved by the Executive Engineer before fixing. | 0 | 0 | 0
| 34.2 | Sqm | b. In First floor | 1927.79 | Sqm | 65930.418
| 34.2 | 0 | c) Second Floor | 1932.27 | 0 | 66083.634
| 34.2 | 0 | d) Third Floor | 1936.75 | 0 | 66236.85
| 34.2 | 0 | e) forth Floor | 1941.23 | 0 | 66390.066
| 34.2 | 0 | f) Fifth Floor | 1945.71 | 0 | 66543.282
41 | 34.5 | RMT | Providing nosing to the edges of Granite slab | 366.6 | RMT | 12647.7
42 | 170.7 | Sqm | Finishing the top of Terrace floor with one course of solar reflective water proof, heat proof and cool roof ceramic tiles of size 300mmx300mmx8mm thick of approved quality laid in cement mortor 1:3 (one part of cement and three parts of sand) 20mm thick over base concrete mixed with calcium based mineral powder (60 kg for 1000 sqft) (before laying tiles, the tiles should be dipped with salin based nano liquid) and top Grouting with cement mortar 1:3 (one part of cement and three parts of sand) mixed with white cement, silicon powder and polimer additives (20kg for 1000 sqft.) and joint pointed with zycosil oil (200gm for 1000 sqft.) after grouting acrylic salin based liquid including cost of base concrete 1:2:4 mix using 6-10mm chips - 40mm thick etc., complete complying with standard specifications including cost of all materials, labour charges for lifting to open terrace, laying and finishing and other incidental charges etc., complete and as directed by the departmental officers. (The Brand and quality of tiles should be got approved from the Executive Engineer before using) | 1586.37 | Sqm | 270793.359
43 | 54.6 | Sqm | Providing wooden ( Melamine Door ) Polish for old wood by removing by blade scrapping the exisiting dirt from the wooden surface using sand paper with M50 and repeat M80 paper to get a smooth surface leaves atleast 4hrs drying sand paper and prepare surface by M100 and clear the surface apply one coat of touch wood stainer by brush and leaves for two hrs. for drying prepare the surface by M100 sand paper and apply one coat of ash sanding sealer mixed with approved quality thinner after drying apply one coat of sanding sealer and attend the surface to get thoroughly dired smoother surface with no.250 water emery wood cleaner fill the holes and dots by putty and packing to get the surface clean apply surface by wax emery no.250 apply first coat of melamen sealer with the thinner for preparing the surface and apply second coat of the same by dry after drying preparing the surface with water emery no.320 and apply two coats of melamen matt mixed with glazing and thinner 106 prepare the surface water no.400 and apply two coats of same and finally smoother etc., all complete including cost of all materials and labour etc., and as directed by the departmental officers (The quality and shade of the polish should be got approved from the EE before use). | 1386.8 | Sqm | 75719.28
44 | 6.1902 | MT | Applying one coat of Anticorrosive treatment for steel window/ M.S. Grills (using 5 liters of anticorosive chemical per one MT of steel) at site including cost of paint (NITOZINC rich primer), brushes, gloves, labour charges for applying anticorrosive paint etc before the application of synthetic enamel paint. (The quality and the brand of the anticorrsive paint, should be got approved from the EE before use) and as directed by the departmental officers. | 2767.25 | MT | 17129.8309
45 | 26.6 | RMT | Supplying and fixing of 20mm dia Aluminium Hanger rod etc. | 58 | RMT | 1542.8
46 | 20 | NOS | Supplying and fixing of towel rail 75cm long etc | 95 | NOS | 1900
47 | 20 | NOS | Supplying and fixing of five pin coat stand etc., | 55 | NOS | 1100
48 | 140 | NOS | Supplying and fixing of 8 gauge chromium pin picture hook etc., | 1.5 | NOS | 210
49 | 2 | NOS | supplying and planting avenue tree including earth work etc., | 292.74 | NOS | 585.48
50 | 2 | NOS | Providing and fixing of Triangular shape chickhen mesh tree guard etc., | 849.27 | NOS | 1698.54
51 |  |  | Supplying, laying, fixing and jointing the following PVC pipes as per ASTM D - 1785 of schedule 40 of wall thickness not less than the specified in IS 4985 suitable for plumbing by threading of wall thickness including the cost of suitable PVC/GI specials /GM specials like Elbow, Tee reducers, Plug, union, bend, coupler, nipple/ GM gate valve, check and wheel valve etc., wherever required above the ground level including the cost of teflon tape, special clamps, nails, etc., fixing on wall to the proper gradient and alignment and redoing the chipped of masonry etc., as directed by the departmental officers. |  | 0 | 0
| 40.2 | RMT | a) 32mm dia Astm D schedule 40 threaded Pvc pipe with necessary PVC/GI specials | 241.57 | RMT | 9711.114
| 503 | RMT | b) 25mm ASTM D schedule 40- threaded PVC pipe | 224.34 | RMT | 112843.02
| 150.6 | Rmt | b) 20 mm ASTM D schedule 40- threaded PVC pipe | 219.55 | Rmt | 33064.23
52 | 50 | RMT | Supplying, laying and fixing of 20 mm dia GI Pipe ‘B’ Class of best approved quality for Hot water line fully concealed in walls including cost of pipes and specials, labour charges for laying,jointing, testing and redoing the dismantled portions with neat finish etc., all complete and as directed by the departmental officers. | 302.48 | RMT | 15124
53 | 61 | NOS | Supplying and fixing of half turn C.P Long body Tap of 15mm dia of best quality including cost of half turn CP tap with required specials and labour for fixing etc, all complete and as directed by the departmental officers., (The quality and brand of fittings should be got approved from Executive Engineer before use). | 480 | NOS | 29280
54 | 31 | NOS | Supplying and fixing of half turn C.P short body Tap of 15mm dia of best quality including cost of half turn CP tap with required specials and labour for fixing etc, all complete and as directed by the departmental officers., (The quality and brand of fittings should be got approved from Executive Engineer before use). | 432 | NOS | 13392
55 | 1 | NOS | Supplying and fixing of Indian Water Closet white galzed (oriya type) of size 580 mm X 440 mm of approved make with ISI mark (to be got approved from EE before use) with P or S trap confirming to IS 2556 part 12, including concrete packing filling portion with earth, flooring the area with 75mm thick brick jelly concrete in CC 1:8:16 (one of cement, eight of sand and sixteen of brick jelly) using 40mm size brick jelly and top left rough to receive the floor plastering but including anti-syphonage connection, curing, etc. all complete and as directed by the departmental officers. In Ground floor. | 3189.48 | NOS | 3189.48
56 | 10 | NOS | Supplying and fixing of Indian Water Closet white glazed (oriya type) of size 580 mm X 440 mm of approved make with ISI mark (to be got approved from EE before use) with PVC SWR grade 'P' or 'S' trap, including concrete filling the sunk portion with brick jelly lime concrete proportion of brick jelly to lime being 32:12½ by volume (32 cft of 20mm gauge brick jelly and 12 ½ cft of slaked lime) (No sand) and top 75mm thick brick jelly concrete in CC 1:8:16 (one of cement, eight of sand and sixteen of broken brick jelly) using 40mm size brick jelly including plastering the sides of sunk portion in Cm 1:3 (one of cement and three of sand) 12mm thick mixed with water proofing compound at 2Kg / m2 and top left rough to receive the floor plastering but including antisyphonage connection, one coat of bitumen for the sides , bottom and curing etc., complete in all floors. (Other than ground floor) | 5058.43 | NOS | 50584.3
57 | 10 | NOS | Supplying and fixing EWC superior variety (white) 500mm including cost and fixing of double flapped coloured plastic sheet cover PVC flushing cistern in appropriate level as directed by the departmental officers at a maximum level of 5’6” and of approved brand of 10 litres capacity including fittings such as CI brackets. Pvc connection GM wheel valve, Hex nipple, etc., complete (EWC and plastic cover shall be got approved from the Executive Engineer before fixing) | 6848.35 | NOS | 68483.5
58 | 21 | NOS | Supply and fixing of Pedestal type colour wash basin of size 550x400mm of best approved quality with ISI mark including cost and fixing of bracket, PVC waste pipe, required grating, C.P.trap, Bob cock, PVC connections, C.P.waste plug with aluminium chain including labour charges for fixing clamps screws and solution of white cement etc. all complete in all respects as directed by the departmental officers. (The brand and quality of the wash basin should be got approved from the Executive Engineer before use.) | 3241.42 | NOS | 68069.82
59 | 10 | NOS | Supply, delivery and fixing of cuddappah slab sink of size 600mm x 600mm x 200mm thick 32mm dia ‘B’ class G.I. waste water pipe and 32 mm dia C.P. waste coupling (sample should be got approved by the Executive Engineer before use) true to spirit level including finishing neatly, and fixing in position complying with relevant standard specifications etc., complete in all floors. | 1010 | NOS | 10100
60 | 5 | NOS | Supplying and fixing 150mm x 100mm size stone ware Gully trap with iron gratings over a bed of 150mm thick brick jelly concrete in CC 1:8:16 (one of cement, eight of sand and sixteen of broken brick jelly) using 40mm size brick jelly and brick masonry wall 114 mm thick using chamber burnt bricks of size 9”x4-1/2”x3” (23x11.4x7.5cm) in CM 1:5 (One of cement and five of sand ) plastered with CM 1:3 (One of cement and three of sand) 12mm thick etc., complete and as directed by the departmental officers. | 1888.63 | NOS | 9443.15
61 | 51 | NOS | Supplying and fixing of PVC Nahani Trap not less than 75mm 4 way / 2 way (Superior variety) having minimum of water seal of 50mm confirm to relevant I.S. specifications with its latest amendments including resting on the bed of brick jelly concrete 1:5:10 (One of cement, five of sand and ten of 40 mm gauge brick jelly) etc., complete as directed by the departmental officers (The PVC Nahani Trap should be got approved from the EE before use) | 152.6 | NOS | 7782.6
63 |  |  | Providing Rain water harvesting pit by augering 300mm dia bore pits to a depth of 5.50m overall depth and filling with stone jelly of 40mm size including earth work excavation 1m dia, 600mm depth and filling with filling sand to a depth of 300mm filling sand over the stone jelly and covered with Pre-cast RCC Perforated slab of 40mm thick excluding the cost and fabrication of reinforcement grills but including precasting, moulding, curing, finishing and fixing in position etc and all complete as directed by the departmental officer. | 0 | 0 | 0
| 2 | NOS | a) Providing pit | 1827.91 | NOS | 3655.82
| 6 | RMT | b) Augering 30cm dia | 478.83 | RMT | 2872.98
64 | 34 | RMT | Supplying and fixing of 110mm dia PVC SWR pipe for Rain water down fall pipe with necessary gratings, shoes, bends, off sets, clamps, teak woods plugs, and of approved quality and including fixing C.I. gratings at the junction of parapet and floor or roof slab etc., including finishing etc., complete complying with relevant standard specifications. | 334.19 | RMT | 11362.46
65 |  |  | Supplying and fixing the following dia PVC (SWR) pipe and relevant specials including packing the joints with rubber lubricant fixing them into walls with necessary wooden plug screws, holding wherever necessary and making good of the dismantled portion with necessary connections to sanitary fittings etc., complete in all respects as directed by the departmental officers. | 0 | 0 | 0
| 55 | RMT | a) 110mm dia PVC SWR pipe including all required PVC specials etc., all complete., | 692.5 | RMT | 38087.5
| 107 | Rmt | b) 75mm dia PVC SWR pipe including all required PVC specials etc., all complete., | 576.63 | Rmt | 61699.41
66 | 38.5 | RMT | Supplying, Laying & concealing the 50mm dia PVC SWR pipe with ISI mark Type-B with relevant specials. | 81.2 | RMT | 3126.2
67 | 31.5 | sqm | Supplying and fixing of PVC solid core door shutter | 3167 | sqm | 99760.5
68 | 94.95 | Sqm | Supplying and fixing of UPVC Window | 7126 | Sqm | 676613.7
69 | 4 | NOS | Supplying and fixing of C.I. Steps | 228 | NOS | 912
70 | 2 | NOS | Supplying and fixing of C.I. Manhole cover 0.60 x 0.60 m size | 1846 | NOS | 3692
71 | 406.4 | SQM | Providing the pre- constructional anti-termite treatment for basement | 34 | SQM | 13817.6
72 | 20 | NOS | Supply & Fixing of Bevelled edge mirror of approved quality and brand of size 500 x 400 x 5.5mm shelf type mounted in the PVC / Fibre Glass framed with necessary hard board backing including labour for fixing in position etc., complete and as directed by the departmental officers. | 379.4 | NOS | 7588
|  |  | Electrical arrangement |  | 0 | 0
73 |  |  | Wiring with 1.5sqn\mm copper PVC insolated single core |  | 0 | 0
| 141 | NOS | a) light point with ceiling rose | 1500 | NOS | 211500
| 100 | NOS | b) Light point with backlite pattern holder type | 1503 | NOS | 150300
| 10 | Nos | c)calling bell point | 1531 | Nos | 15310
74 | 41 | NOS | Wirng with 1.5sqmm copper PVC insolator single core FAN Point | 1565 | NOS | 64165
75 | 6 | NOS | Wiring with 1.5sqmm PVC insolated staircase light point | 2802 | NOS | 16812
76 | 77 | NOS | Wiring with 1.5sqmm PVC insolated for 5 amps 5 pin plug socket switch board itself | 765 | NOS | 58905
77 | 60 | NOS | Wiring with 1.5sqmm for 5 amps 5 pin plug socket at convenient places | 1043 | NOS | 62580
78 | 62 | NOS | Supply and fixing of 15 Amps Power Plug | 139 | NOS | 8618
79 | 121 | NOS | Supply,assembling and fixing of 4' (18Watts) LED Tube Light | 665 | NOS | 80465
80 |  |  | Supplying and fixing of LED Bulb for suitable for fixing it to pendent / bakelite battern holder | 0 | 0 | 0
| 100 | Nos | a. 9Watts Led Bulb | 134 | Nos | 13400
| 22 | Nos | b) 12Watts Led Bulb | 170 | Nos | 3740
81 | 41 | Nos | supplying & delivery of fan with electronic regulator(ISI mark) | 1438 | Nos | 58958
82 | 61 | NOS | Supplyiong and fixing of best approved superior variety concealed type fibre box type Fan Hook etc., | 33.9 | NOS | 2067.9
83 | 41 | NOS | Charges for assumbling and fixing of ceiling fan of sweep with necessary connection etc., | 521 | NOS | 21361
84 | 60 | NOS | Supplying and fixing of TV/Telephone socket | 76.67 | NOS | 4600.2
85 | 240 | NOS | Supplying and fixing of 20mm dia PVC pipe for TV/telephone socket line etc., | 81.44 | NOS | 19545.6
86 | 833.5 | Rmt | Supply and Run off main with 2 wires of 2.5 sq.mm. PVC insulated single core multi strand fire retardant flexible copper cablewith ISI mark conforming to IS: 694/1990,1.1 kv grade cable with continuous earth by means of 1x2.5 sq.mm PVC insulated single core multi strand fire retardant flexible copper cable with ISI mark conformuing to IS: 694/1990,1.1. k.v. grade cable in fully concealed 19mm/20mm dia rigid PVC conduit pipe heavy dutywith ISI mark cost of all materials, specials etc., all complete and as directed by the departmental officer. | 209 | Rmt | 174201.5
87 | 267 | Rmt | Supply and Run off main with 4 wires of 6 sq.mm. PVC insulated single core multi strand fire retardant flexible copper cablewith ISI mark conforming to IS: 694/1990,1.1 kv grade cable with continuous earth by means of 1x4 sq.mm PVC insulated single core multi strand fire retardant flexible copper cable with ISI mark conformuing to IS: 694/1990,1.1. k.v. grade cable in fully concealed 32mm dia rigid PVC conduit pipe heavy dutywith ISI mark cost of all materials, specials etc., all complete and as directed by the departmental officer. | 457 | Rmt | 122019
88 | 20 | 0 | Supply and fixing of 20A DP plug and socket in sheet enclosure with 32A DP MCB in flush with wall with earth connection (For AC Plug) [Legrand (MDS) / Hager (L&T) Make] | 1879 | 0 | 37580
89 | 10 | Nos | Supply and fixing of horizontal three phase distribution board with MCBS. TPMCB DB with acrylic Door cover IP42 protection of 4ways 3 phae DB, No of was incomerMCB / Isolated-4, No of ways income ELCB / RCB - 4, No of outgoings ways | 2628 | Nos | 26280
90 | 10 | Nos | Supply and fixing of four pole 63 Amps foure pole ELCB | 3173 | Nos | 31730
91 | 10 | Nos | Supply and fixing of Four Pole 63A, 10KA MCB | 1617 | Nos | 16170
92 | 30 | Nos | Supply and fixing of Double Pole 40A, 10KA | 829 | Nos | 24870
93 | 70 | Nos | Supply and fixing of Single Pole 6A to 32A, 10KA | 511 | Nos | 35770
94 | 10 | Nos | Supplying and fixing of double door 4 way Rotary phase selector 4way Distribution board | 9287 | Nos | 92870
95 | 1 | NOS | Providing Earth station using pipe electro as per specification | 2746 | NOS | 2746
96 | 10 | RMT | Supplying and laying of 8 SWG GI wire on wall and below GL with necessary 'U' nails etc., | 24 | RMT | 240
97 | 10 | NOS | S & F of Exsaust Fan 225 mm dia | 1978 | NOS | 19780
98 | 225.7125 | Sqm | Supplying and fixing of 20mm thick bituminous expansion joint filler pad of approved quality and make inclusive of conveyance charges, cutting the pad to the required size, cost of materials and labour charges for fixing in position wherever necessary for all floors etc., complete and as directed by the departmental officers. | 712 | Sqm | 160707.3
99 | 281.4 | Sqm | Providing T.W.double leaf shutters with 9 mm thick for cupboard/ward robes with prelaminated particle board or prelaminated cement bonded particle board for shutters. The all round frame made up of T.W. scantling of 75mmX37.50mm and the styles made up of T.W. scantlings of 75mmX37.5mm and shutter middle Rail (Horizontal) made up of T.W. scantling of 150mm x 37.5mm. The shutters panels are not less than 8mm thick with relevant ISI mark OSL panel board including cost of OSL board and labour for fixing in position, cost of materials, Aluminium Furniture fittings such as 6 nos. of 3” of Aluminium butt hinges, 2 nos. of 3”x5/8” Aluminium Tower bolt, 2 nos of 4” ornamental Handle,lock and key arrangements of approved quality and also two coats of synthetic enamel ready mixed paint in addition of one coat appoved 1st class primer and shall all directed by the department officers. | 4156.65 | Sqm | 1169681.31
100 | 1 | Nos | Supply and erection of PASSENGER LIFTS (G+3) SS 304 Grade with 1m/sec. speed with ARD 8 Persons Passenger Lift Car Size (1300 x 1100)Gearless Lift without Machine Room Sr P.143 | 1500000 | Nos | 1500000
101 |  |  | Supplying and fixing Monolithic RCC door frames of size 100x75mm with one edge grooves size 30x20 mm in reinforced cement concrete 1 : 1½ : 3 (One of cement, one and half of sand and three of hard broken stone jelly) including cost of steels and fabrication of reinforcement grills with 3 nos. of 6mm M.S. rod alround and 3mm steel stirrups at 30cm centre to centre including fixing of 3 nos of iron bracket of size 100x100x5mm or 3 nos of Teak wood plug for receiving hinges and 2 nos of teak wood plug for receiving the tower bolts including fixing of 6 nos of hold fasts and cost and fixing of check nuts and aluminium sleeves and 2 nos iron oxide tower bolt, receiver all as per drawings, including moulding in steel mould and casting with smooth surfaces and fine edges, curing, transporting etc., all complete as directed by the departmental officers. |  |  | 0
| 40 | NOS | a) For door size 900x2100 mm | 2611.53 |  | 104461.2
|  |  | Sub Total - I |  |  | 24885252.6492 | 104505047.9808

## 10 qts
Name of work: Construction of 10 Nos of Fireman quarters at Palavoyal village, Redhills, Ponneri thaluk in Thiruvallur District..
Detailed Estimate
Sl. No. | Description of work | Nos. |  |  | Measurements |  |  | QTY | Remarks
[5 empty] | L | B | D
1 | Earth work excavation for foundation in all soils and sub-soils to the required depth as may be directed except in hard rock requiring blasting but inclusive of shoring, strutting, and bailing out water wherever necessary and refilling the sides of foundation with excavated earth in 150mm thick layers well watered rammed and consolidated and depositing the surplus earth in places shown clearing and levelling the site with an initial lead of 10 metres and lift as specified here under etc. complete in all respects complying with relevant standard specifications. (Including Refilling) | [15 empty] | 1471.81 | 85 | 125103.85 | 125103.85 | 0
| a) 0 to 2m depth. | [15 empty] | 369.38 | 41 | 15144.58 | 15144.58 | 0
| Column Footing F1 | 1 | 1 | 3 | 2 | 2 | 2 | 24 | [8 empty] | 62.44 | 45 | 2809.8 | 2809.8 | 0
| Column Footing F2 | 1 | 1 | 4 | 2.4 | 2.4 | 2 | 46.08 | [8 empty] | 67.09 | 2250 | 150952.5 | 150952.5 | 0
| Column Footing F3 | 1 | 1 | 2 | 2.6 | 2.6 | 2 | 27.04 | [8 empty] | 37.2 | 3525 | 131130 | 131130 | 0
| Column Footing F4 | 1 | 1 | 2 | 2.7 | 2.7 | 2 | 29.16 | [8 empty] | 67.09 | 2250 | 150952.5 | 150952.5 | 0
| Column Footing F5 | 1 | 1 | 4 | 2.85 | 2.85 | 2 | 64.98 | [8 empty] | 67.09 | 2250 | 150952.5 | 150952.5 | 0
| Column Footing CF1 | 1 | 1 | 2 | 2.6 | 3.66 | 2 | 38.064 | [8 empty] | 67.09 | 2250 | 150952.5 | 150952.5 | 0
| Column Footing CF2 | 1 | 1 | 1 | 5.23 | 3.75 | 2 | 39.225 | [8 empty] | 67.09 | 2250 | 150952.5 | 150952.5 | 0
| Lift pit | 1 | 1 | 1 | 3.65 | 3.65 | 2 | 26.645
For grade beam
Vertical
| Grid A (4-8) | 1 | 1 | 1 | 4.63 | 0.38 | 0.4 | 0.70376
| Grid B,C,( 1-12) | 1 | 1 | 2 | 16.69 | 0.38 | 0.4 | 5.0738
| Grid E (1-3) ,(11-12) | 1 | 1 | 2 | 2.37 | 0.38 | 0.4 | 0.72048
| Grid F, G (2-11) | 1 | 1 | 2 | 12.56 | 0.38 | 0.4 | 3.8182
Horizontal
| Grid 1 (B-E) & 12 (B-E), | 1 | 1 | 2 | 5.76 | 0.38 | 0.4 | 1.751
| Grid 2 , 11 (C-F) | 1 | 1 | 2 | 5.72 | 0.38 | 0.4 | 1.7389
| Grid 3, 10, 6 (B-D), | 1 | 1 | 3 | 3.05 | 0.38 | 0.4 | 1.3908
| Grid 4,9 ( F-G) | 1 | 1 | 2 | 2.29 | 0.38 | 0.4 | 0.69616
| Grid 4(A-B) & 8 (A-B) | 1 | 1 | 2 | 1.55 | 0.38 | 0.4 | 0.4712
| Grid 5,7 ( D-F),( g-J) | 1 | 1 | 2 | 3.09 | 0.38 | 0.4 | 0.93936
[7 empty] | Total | 312.4977 | [8 empty] | 1178.34 | 380 | 447769.2 | 447769.2 | 0
[7 empty] | Say | 312.5 | CUM | [7 empty] | 1194.65 | 390 | 465913.5 | 465913.5 | 0
b) 2m to 3m depth
| Column Footing F1 | 1 | 1 | 3 | 2 | 2 | 0.25 | 3
| Column Footing F2 | 1 | 1 | 4 | 2.4 | 2.4 | 0.25 | 5.76
| Column Footing F3 | 1 | 1 | 2 | 2.6 | 2.6 | 0.25 | 3.38
| Column Footing F4 | 1 | 1 | 2 | 2.7 | 2.7 | 0.25 | 3.645
| Column Footing F5 | 1 | 1 | 4 | 2.85 | 2.85 | 0.25 | 8.1225
| Column Footing CF1 | 1 | 1 | 2 | 2.6 | 3.66 | 0.25 | 4.758
| Column Footing CF2 | 1 | 1 | 1 | 5.23 | 3.75 | 0.25 | 4.9031
| Lift pit | 1 | 1 | 1 | 3.65 | 3.65 | 0.27 | 3.5971
37.1657
[7 empty] | Say | 37.2 | Cum
2 | Filling in foundation and basement and other similar works with Excavated earth in layers of 150mm thick well watered rammed and consolidated complying with relevant standard specification etc., all complete and as directed by the departmental officers.
| In At. Toilet bay | 1 | 1 | 1 | 1.35 | 4.17 | 0.5 | 2.8148
| In bed room | 1 | 1 | 2 | 3.05 | 4.37 | 0.5 | 13.3285
| In M.Bed room | 1 | 1 | 2 | 3.05 | 3.41 | 0.5 | 10.4005
| Kitchen | 1 | 1 | 2 | 2.03 | 2.14 | 0.5 | 4.3442
| Living room | 1 | 1 | 2 | 3.09 | 4.27 | 0.5 | 13.1943
| Ots | 1 | 1 | 1 | 3.09 | 2.51 | 0.5 | 3.8779
| Staircase | 1 | 1 | 1 | 2.29 | 3.65 | 0.5 | 4.1792
| Passage | 1 | 1 | 1 | 2.29 | 5.72 | 0.5 | 6.5494
58.6888
[7 empty] | Say | 58.7 | Cum
3 | Supply and filling in foundation and basement with Stone dust in layers of 150mm thickness well watered, rammed and consolidated complying with relevant standard specification including cost of stone dust etc., all complete and as directed by departmental officer.
For grade beam
Vertical
| Grid A (4-8) | 1 | 1 | 1 | 4.63 | 0.38 | 0.4 | 0.70376
| Grid B,C,( 1-12) | 1 | 1 | 2 | 16.69 | 0.38 | 0.4 | 5.0738
| Grid E (1-3) ,(11-12) | 1 | 1 | 2 | 2.37 | 0.38 | 0.4 | 0.72048
| Grid F, G (2-11) | 1 | 1 | 2 | 12.56 | 0.38 | 0.4 | 3.8182
Horizontal
| Grid 1 (B-E) & 12 (B-E), | 1 | 1 | 2 | 5.76 | 0.38 | 0.4 | 1.751
| Grid 2 , 11 (C-F) | 1 | 1 | 2 | 5.72 | 0.38 | 0.4 | 1.7389
| Grid 3, 10, 6 (B-D), | 1 | 1 | 3 | 3.05 | 0.38 | 0.4 | 1.3908 |  |  |  | 1
| Grid 4,9 ( F-G) | 1 | 1 | 2 | 2.29 | 0.38 | 0.4 | 0.69616
| Grid 4(A-B) & 8 (A-B) | 1 | 1 | 2 | 1.55 | 0.38 | 0.4 | 0.4712
| Grid 5,7 ( D-F),( g-J) | 1 | 1 | 2 | 3.09 | 0.38 | 0.4 | 0.93936
| In At. Toilet bay | 1 | 1 | 1 | 1.35 | 4.17 | 0.4 | 2.2518
| In bed room | 1 | 1 | 2 | 3.05 | 4.37 | 0.4 | 10.6628
| In M.Bed room | 1 | 1 | 2 | 3.05 | 3.41 | 0.4 | 8.3204
| Kitchen | 1 | 1 | 2 | 2.03 | 2.14 | 0.4 | 3.4754
| Living room | 1 | 1 | 2 | 3.09 | 4.27 | 0.4 | 10.5554
| Ots | 1 | 1 | 1 | 3.09 | 2.51 | 0.4 | 3.1024
| Staircase | 1 | 1 | 1 | 2.29 | 3.65 | 0.4 | 3.3434
| Passage | 1 | 1 | 1 | 2.29 | 5.72 | 0.4 | 5.2395
64.2548
[7 empty] | Say | 64.3 | Cum
4 | Supplying and laying of Hard core 300mm consolidated thickness using 60% of IRC metal 80mm to 63mm and 40% of IRC metal 40mm to 10mm and laying river sand 50mm thickness over the metal layer and it shall be copiously watered using a water jet in order to force the sand into the void spaces. The process shall be repeated until no more sand and water get into the void spaces of the broken stone etc., all complete for the formation of hard core layer including compacting the existing earth using vibrator/Earth rammer initially and consolidation of hard core layer by hand roller in layers not exceeding 15 cm thickness as directed by the departmental officers. The IRC metal should confirming to IS 383-1970 Table 2 gradation etc all complete. | [15 empty] | 853.19 | 98 | 83612.62 | 45831.66 | 37780.96
| Column Footing F1 | 1 | 1 | 3 | 2 | 2 | 0.2 | 2.4 | [8 empty] | 62.44 | 45 | 2809.8 | 2809.8 | 0
| Column Footing F2 | 1 | 1 | 4 | 2.4 | 2.4 | 0.2 | 4.608 | [8 empty] | 67.09 | 2250 | 150952.5 | 150952.5 | 0
| Column Footing F3 | 1 | 1 | 2 | 2.6 | 2.6 | 0.2 | 2.704 | [8 empty] | 37.2 | 3525 | 131130 | 131130 | 0
| Column Footing F4 | 1 | 1 | 2 | 2.7 | 2.7 | 0.2 | 2.916 | [8 empty] | 67.09 | 2250 | 150952.5 | 150952.5 | 0
| Column Footing F5 | 1 | 1 | 4 | 2.85 | 2.85 | 0.2 | 6.498
| Column Footing CF1 | 1 | 1 | 2 | 2.6 | 3.66 | 0.2 | 3.8064
| Column Footing CF2 | 1 | 1 | 1 | 5.23 | 3.75 | 0.2 | 3.9225
| Lift pit | 1 | 1 | 1 | 3.65 | 3.65 | 0.2 | 2.6645
[8 empty] | 29.5194 | Cum
5 | Plain cement concrete 1:5:10 (One of cement, five of sand and ten of hard broken stone Jelly) for foundation using 40 mm gauge hard broken stone jelly inclusive of shoring, strutting and bailing out water wherever necessary ramming, curing etc., complete in all respects complying with relevant standard specifications and as directed by the departmental officers.
For grade beam
Vertical
| Grid A (4-8) | 1 | 1 | 1 | 4.63 | 0.38 | 0.15 | 0.26391
| Grid B,C,( 1-12) | 1 | 1 | 2 | 16.69 | 0.38 | 0.15 | 1.9027
| Grid E (1-3) ,(11-12) | 1 | 1 | 2 | 2.37 | 0.38 | 0.15 | 0.27018
| Grid F, G (2-11) | 1 | 1 | 2 | 12.56 | 0.38 | 0.15 | 1.4318 |  | 56.91 | [6 empty] | 458.33 | 4200 | 1924986 | 1924986 | 0
| Horizontal | [8 empty] | 55.99 | [6 empty] | 282.19 | 3000 | 846570 | 846570 | 0
| Grid 1 (B-E) & 12 (B-E), | 1 | 1 | 2 | 5.76 | 0.38 | 0.15 | 0.65664 | [8 empty] | 195.94 | 440 | 86213.6 | 86213.6 | 0
| Grid 2 , 11 (C-F) | 1 | 1 | 2 | 5.72 | 0.38 | 0.15 | 0.65208 | [8 empty] | 465.05 | 4280 | 1990414 | 1990414 | 0
| Grid 3, 10, 6 (B-D), | 1 | 1 | 3 | 3.05 | 0.38 | 0.15 | 0.52155 | [8 empty] | 465.52 | 4380 | 2038977.6 | 2038977.6 | 0
| Grid 4,9 ( F-G) | 1 | 1 | 2 | 2.29 | 0.38 | 0.15 | 0.26106 | [8 empty] | 541.99 | 4480 | 2428115.2 | 2420230.4 | 7884.8
| Grid 4(A-B) & 8 (A-B) | 1 | 1 | 2 | 1.55 | 0.38 | 0.15 | 0.1767 | [8 empty] | 56.57 | 4550 | 257393.5 | 255746.75 | 1646.75
| Grid 5,7 ( D-F),( g-J) | 1 | 1 | 2 | 3.09 | 0.38 | 0.15 | 0.35226 | [8 empty] | 56.57 | 4550 | 257393.5 | 255746.75 | 1646.75
| In At. Toilet bay | 1 | 1 | 1 | 1.35 | 4.17 | 0.15 | 0.84442
| In bed room | 1 | 1 | 2 | 3.05 | 4.37 | 0.15 | 3.9985
| In M.Bed room | 1 | 1 | 2 | 3.05 | 3.41 | 0.15 | 3.1201
| Kitchen | 1 | 1 | 2 | 2.03 | 2.14 | 0.15 | 1.3033
| Living room | 1 | 1 | 2 | 3.09 | 4.27 | 0.15 | 3.9583
| Ots | 1 | 1 | 1 | 3.09 | 2.51 | 0.15 | 1.1634
| Staircase | 1 | 1 | 1 | 2.29 | 3.65 | 0.15 | 1.2538
| Passage | 1 | 1 | 1 | 2.29 | 5.72 | 0.15 | 1.9648
[7 empty] | Total | 24.0955 | [8 empty] | 1178.34 | 380 | 447769.2 | 447769.2 | 0
[7 empty] | Say | 24.1 | CUM | [7 empty] | 1194.65 | 390 | 465913.5 | 465913.5 | 0
6 | Plain cement concrete 1:2:4 (One of cement two of sand and four of Hard Broken Stone jelly) using 20mm gauge hard broken stone jelly excluding shuttering and centering but including laying, curing and finishing with relevant standard specifications in foundation and basement, and other similar works & as directed by the departmental officers. | [15 empty] | 209.291 | 58000 | 12138878 | 12133310 | 5568
a) In Foundation and Basement.
| In At. Toilet bay | 1 | 1 | 1 | 1.35 | 4.17 | 0.1 | 0.56295
| In bed room | 1 | 1 | 2 | 3.05 | 4.37 | 0.1 | 2.6657
| In M.Bed room | 1 | 1 | 2 | 3.05 | 3.41 | 0.1 | 2.0801
| Kitchen | 1 | 1 | 2 | 2.03 | 2.14 | 0.1 | 0.86884
| Living room | 1 | 1 | 2 | 3.09 | 4.27 | 0.1 | 2.6389
| Ots | 1 | 1 | 1 | 3.09 | 2.51 | 0.1 | 0.77559
| Staircase | 1 | 1 | 1 | 2.29 | 3.65 | 0.1 | 0.83585
| Passage | 1 | 1 | 1 | 2.29 | 5.72 | 0.1 | 1.3099
11.7378
[7 empty] | Say | 11.8 | Cum
7 | Standardised concrete Mix M20 Grade Concrete 20 mm HBSJ in Foundation and Basement | [15 empty] | 300 | 190 | 57000 | 57000 | 0
| Column Footing F1 | 1 | 1 | 3 | 2 | 2 | 0.45 | 5.4 | [8 empty] | 62.44 | 45 | 2809.8 | 2809.8 | 0
| Column Footing F2 | 1 | 1 | 4 | 2.4 | 2.4 | 0.6 | 13.824 | [8 empty] | 67.09 | 2250 | 150952.5 | 150952.5 | 0
| Column Footing F3 | 1 | 1 | 2 | 2.6 | 2.6 | 0.65 | 8.788
| Column Footing F4 | 1 | 1 | 2 | 2.7 | 2.7 | 0.65 | 9.477
| Column Footing F5 | 1 | 1 | 4 | 2.85 | 2.85 | 0.65 | 21.1185
| Column Footing CF1 | 1 | 1 | 2 | 2.6 | 3.66 | 0.28 | 5.329
| Column Footing CF2 | 1 | 1 | 1 | 5.23 | 3.75 | 0.35 | 6.8644
| Lift pit base slab | 1 | 1 | 1 | 3.65 | 3.65 | 0.2 | 2.6645
| Lift pit wall alround | 1 | 1 | 1 | 10.08 | 0.23 | 1.65 | 3.8254
| Column upto pedestral | [15 empty] | 37.2 | 3525 | 131130 | 131130 | 0
| F2C4 | 1 | 1 | 2 | 0.3 | 0.45 | 1.35 | 0.3645 | [8 empty] | 67.09 | 2250 | 150952.5 | 150952.5 | 0
| F3C4 | 1 | 1 | 2 | 0.3 | 0.45 | 1.5 | 0.405 |  |  |  |  | 10.08 |  |  |  | 62.44 | 45 | 2809.8 | 2809.8 | 0
| F1C1 | 1 | 1 | 2 | 0.23 | 0.3 | 1.5 | 0.207 | [8 empty] | 62.44 | 45 | 2809.8 | 2809.8 | 0
| F1C4 | 1 | 1 | 1 | 0.3 | 0.45 | 1.5 | 0.2025 | [8 empty] | 62.44 | 45 | 2809.8 | 2809.8 | 0
| F5C6 | 1 | 1 | 2 | 0.23 | 0.6 | 1.3 | 0.3588 | [8 empty] | 67.09 | 2250 | 150952.5 | 150952.5 | 0
| F4C5 | 1 | 1 | 2 | 0.3 | 0.45 | 1.3 | 0.351 | [8 empty] | 62.44 | 45 | 2809.8 | 2809.8 | 0
| F2C4 | 1 | 1 | 2 | 0.3 | 0.45 | 1.35 | 0.3645 | [8 empty] | 67.09 | 2250 | 150952.5 | 150952.5 | 0
| F5C5 | 1 | 1 | 2 | 0.3 | 0.45 | 1.3 | 0.351 | [8 empty] | 67.09 | 2250 | 150952.5 | 150952.5 | 0
| CF1 C2 | 1 | 1 | 2 | 0.3 | 0.3 | 1.45 | 0.261 | [8 empty] | 67.09 | 2250 | 150952.5 | 150952.5 | 0
| CF1C4 | 1 | 1 | 2 | 0.3 | 0.45 | 1.45 | 0.3915 |  | 56.91 | [6 empty] | 458.33 | 4200 | 1924986 | 1924986 | 0
| CF2 C6 | 1 | 1 | 2 | 0.23 | 0.6 | 1.35 | 0.3726 |  | 55.99 | [6 empty] | 282.19 | 3000 | 846570 | 846570 | 0
For grade beam
Vertical
| Grid A (4-8) | 1 | 1 | 1 | 4.63 | 0.23 | 0.4 | 0.42596
| Grid B,C,( 1-12) | 1 | 1 | 2 | 16.69 | 0.23 | 0.4 | 3.071
| Grid E (1-3) ,(11-12) | 1 | 1 | 2 | 2.37 | 0.23 | 0.4 | 0.43608
| Grid F, G (2-11) | 1 | 1 | 2 | 12.56 | 0.23 | 0.4 | 2.311
Horizontal
| Grid 1 (B-E) & 12 (B-E), | 1 | 1 | 2 | 5.76 | 0.23 | 0.4 | 1.0598
| Grid 2 , 11 (C-F) | 1 | 1 | 2 | 5.72 | 0.23 | 0.4 | 1.0525
| Grid 3, 10, 6 (B-D), | 1 | 1 | 3 | 3.05 | 0.23 | 0.4 | 0.8418
| Grid 4,9 ( F-G) | 1 | 1 | 2 | 2.29 | 0.23 | 0.4 | 0.42136
| Grid 4(A-B) & 8 (A-B) | 1 | 1 | 2 | 1.55 | 0.23 | 0.4 | 0.2852
| Grid 5,7 ( D-F),( g-J) | 1 | 1 | 2 | 3.09 | 0.23 | 0.4 | 0.56856
For tie beam
Vertical
| Grid A (4-8) | 1 | 1 | 1 | 4.63 | 0.23 | 0.15 | 0.15973
| Grid B,C,( 1-12) | 1 | 1 | 2 | 16.69 | 0.23 | 0.15 | 1.1516
| Grid E (1-3) ,(11-12) | 1 | 1 | 2 | 2.37 | 0.23 | 0.15 | 0.16353
| Grid F, G (2-11) | 1 | 1 | 2 | 12.56 | 0.23 | 0.15 | 0.86664
Horizontal
| Grid 1 (B-E) & 12 (B-E), | 1 | 1 | 2 | 5.76 | 0.23 | 0.15 | 0.39744
| Grid 2 , 11 (C-F) | 1 | 1 | 2 | 5.72 | 0.23 | 0.15 | 0.39468
| Grid 3, 10, 6 (B-D), | 1 | 1 | 3 | 3.05 | 0.23 | 0.15 | 0.31567
| Grid 4,9 ( F-G) | 1 | 1 | 2 | 2.29 | 0.23 | 0.15 | 0.15801
| Grid 4(A-B) & 8 (A-B) | 1 | 1 | 2 | 1.55 | 0.23 | 0.15 | 0.10695
| Grid 5,7 ( D-F),( g-J) | 1 | 1 | 2 | 3.09 | 0.23 | 0.15 | 0.21321
[7 empty] | Total | 95.3209
[7 empty] | Say | 95.4 | CUM
8 | Brick work in CM 1:5 (One of cement and five of sand) using chamber burnt bricks of size 9”x4½”x3” (23x11.4x7.5 cm) in foundation and basement including dewatering wherever necessary proper setting, curing etc., complete with relevant standard specifications.
[10 empty] | 56.91 | [6 empty] | 458.33 | 4200 | 1924986 | 1924986 | 0
| Vertical | [8 empty] | 55.99 | [6 empty] | 282.19 | 3000 | 846570 | 846570 | 0
| Grid A (4-8) | 1 | 1 | 1 | 4.63 | 0.23 | 1 | 1.0649 | [8 empty] | 195.94 | 440 | 86213.6 | 86213.6 | 0
| Grid B,C,( 1-12) | 1 | 1 | 2 | 16.69 | 0.23 | 1 | 7.6774 | [8 empty] | 465.05 | 4280 | 1990414 | 1990414 | 0
| Grid E (1-3) ,(11-12) | 1 | 1 | 2 | 2.37 | 0.23 | 1 | 1.0902 | [8 empty] | 465.52 | 4380 | 2038977.6 | 2038977.6 | 0
| Grid F, G (2-11) | 1 | 1 | 2 | 12.56 | 0.23 | 1 | 5.7776 | [8 empty] | 541.99 | 4480 | 2428115.2 | 2420230.4 | 7884.8
| Horizontal | [15 empty] | 56.57 | 4550 | 257393.5 | 255746.75 | 1646.75
| Grid 1 (B-E) & 12 (B-E), | 1 | 1 | 2 | 5.76 | 0.23 | 1 | 2.6496 | [8 empty] | 56.57 | 4550 | 257393.5 | 255746.75 | 1646.75
| Grid 2 , 11 (C-F) | 1 | 1 | 2 | 5.72 | 0.23 | 1 | 2.6312 | [8 empty] | 416.83 | 3080 | 1283836.4 | 1283836.4 | 0
| Grid 3, 10, 6 (B-D), | 1 | 1 | 3 | 3.05 | 0.23 | 1 | 2.1045 | [8 empty] | 572.3 | 3180 | 1819914 | 1799466.6 | 20447.4
| Grid 4,9 ( F-G) | 1 | 1 | 2 | 2.29 | 0.23 | 1 | 1.0534 | [8 empty] | 111.23 | 3280 | 364834.4 | 338233.6 | 26600.8
| Grid 4(A-B) & 8 (A-B) | 1 | 1 | 2 | 1.55 | 0.23 | 1 | 0.713 | [8 empty] | 111.23 | 3280 | 364834.4 | 338233.6 | 26600.8
| Grid 5,7 ( D-F),( g-J) | 1 | 1 | 2 | 3.09 | 0.23 | 1 | 1.4214
| D/f C1 | -1 | 1 | 2 | 0.3 | 0.23 | 1 | -0.138
| D/f C2 | -1 | 1 | 2 | 0.3 | 0.23 | 1 | -0.138
| D/f C3 | -1 | 1 | 4 | 0.45 | 0.23 | 1 | -0.414
| D/f C4 | -1 | 1 | 9 | 0.45 | 0.23 | 1 | -0.9315
| D/f C5 | -1 | 1 | 4 | 0.45 | 0.23 | 1 | -0.414
| D/f C6 | -1 | 1 | 4 | 0.6 | 0.23 | 1 | -0.552
[7 empty] | Total | 23.5957
[7 empty] | Say | 23.6 | CUM
9 | Standardised concrete Mix M20 Grade Concrete 20 mm HBSJ in Following floors
(a) In Ground Floor
| C1 | 1 | 1 | 2 | 0.3 | 0.23 | 2.6 | 0.3588 | [8 empty] | 62.44 | 45 | 2809.8 | 2809.8 | 0
| C2 | 1 | 1 | 2 | 0.3 | 0.3 | 2.6 | 0.468 | [8 empty] | 67.09 | 2250 | 150952.5 | 150952.5 | 0
| C3 | 1 | 1 | 4 | 0.45 | 0.23 | 2.6 | 1.0764 | [8 empty] | 62.44 | 45 | 2809.8 | 2809.8 | 0
| C4 | 1 | 1 | 9 | 0.45 | 0.3 | 2.6 | 3.159
| C5 | 1 | 1 | 4 | 0.45 | 0.3 | 2.6 | 1.404
| C6 | 1 | 1 | 4 | 0.6 | 0.23 | 2.6 | 1.4352
Roof Beam
Vertical
| Beam 108 Grid A, (4-8) | 1 | 1 | 1 | 4.03 | 0.2 | 0.4 | 0.3224
| Beam 105 Grid B, (1-3), (10-12) | 1 | 1 | 2 | 5.88 | 0.23 | 0.65 | 1.7581
| Beam 110 Grid B, (3'-9) | 1 | 1 | 1 | 6.95 | 0.23 | 0.4 | 0.6394
| Beam 106 Grid C, (1-2), (11-12) | 1 | 1 | 2 | 3.37 | 0.23 | 0.4 | 0.62008
| Beam 106 Grid c, (2-5), (7-11) | 1 | 1 | 2 | 4.95 | 0.23 | 0.65 | 1.4801
| Beam 102 Grid C,F,(5-7) | 1 | 1 | 2 | 2.1 | 0.23 | 0.4 | 0.3864
| Beam 107 Grid E (1-2)(11-12) | 1 | 1 | 2 | 3.37 | 0.23 | 0.4 | 0.62008
| Beam 114 Grid F,G (1'-5) | 1 | 1 | 2 | 5.1 | 0.23 | 0.4 | 0.9384
| Beam 102 Grid F,G (7-11) | 1 | 1 | 2 | 8.06 | 0.23 | 0.4 | 1.483
| CB for cubboard | 1 | 1 | 2 | 2.6 | 0.23 | 0.13 | 0.15548
| Duct beam | 1 | 1 | 2 | 1.26 | 0.12 | 0.4 | 0.12096
| Horizontal | [6 empty] | 0
| Beam 109 Grid 4,8 (A-B) | 1 | 1 | 2 | 1.3 | 0.23 | 0.3 | 0.1794
| Beam 101 Grid 1 ,12 (B-E) | 1 | 1 | 2 | 5.25 | 0.23 | 0.3 | 0.7245
| Midland beam 113 | 1 | 1 | 1 | 2.29 | 0.23 | 0.3 | 0.15801
| Beam 102 Grid 2,5,7,11 (C-F) | 1 | 1 | 4 | 3.55 | 0.23 | 0.4 | 1.3064
| Beam 103 Grid 2', 10'(B-C) | 1 | 1 | 2 | 3.5 | 0.23 | 0.65 | 1.0465
| Beam 104 Grid 3,9 (B-C) | 1 | 1 | 2 | 3.5 | 0.23 | 0.65 | 1.0465
| Beam 111 Grid 3' (F-G) | 1 | 1 | 1 | 2.29 | 0.23 | 0.4 | 0.21068
| Beam 112 Grid 5'(B-C) | 1 | 1 | 1 | 3.05 | 0.23 | 0.4 | 0.2806
| Beam 115 grid 9,11 (f-G) | 1 | 1 | 2 | 2.29 | 0.23 | 0.3 | 0.31602
| CB Grid (B-c) | 1 | 1 | 1 | 3.05 | 0.23 | 0.15 | 0.10522
| CB Grid (B-E) | 1 | 1 | 2 | 5.76 | 0.23 | 0.15 | 0.39744 | [8 empty] | 379.97 | 495 | 188085.15 | 188085.15 | 0
| Roof Slab | [6 empty] | 0
| Living room | 1 | 1 | 2 | 3.2 | 4.27 | 0.125 | 3.416 | [8 empty] | 75.36 | 410 | 30897.6 | 30897.6 | 0
| M.Bed room | 1 | 1 | 2 | 3.35 | 3.05 | 0.125 | 2.5544 | [8 empty] | 443.04 | 250 | 110760 | 110760 | 0
| Bed room | 1 | 1 | 2 | 3.05 | 3.05 | 0.125 | 2.3256
| CB slab | 1 | 1 | 2 | 0.85 | 1.82 | 0.125 | 0.38675
| Sitout area | 1 | 1 | 2 | 3.05 | 1 | 0.125 | 0.7625
| At. Toilet | 1 | 1 | 2 | 1.41 | 1.97 | 0.125 | 0.69442 | [8 empty] | 443.04 | 250 | 110760 | 110760 | 0
| c.Toilet | 1 | 1 | 2 | 2.04 | 1.37 | 0.125 | 0.6987 | [8 empty] | 379.97 | 495 | 188085.15 | 188085.15 | 0
| Kitchen | 1 | 1 | 2 | 2.14 | 2.25 | 0.125 | 1.2038 | [8 empty] | 379.97 | 495 | 188085.15 | 188085.15 | 0
| Wash area | 1 | 1 | 2 | 2.35 | 1 | 0.125 | 0.5875
| cooridor | 1 | 1 | 1 | 2.29 | 5.95 | 0.125 | 1.7032
| Waist slab | 1 | 1 | 2 | 3.09 | 1.05 | 0.125 | 0.81112
| Mid landing | 1 | 1 | 1 | 2.29 | 1 | 0.125 | 0.28625
| Steps | 1 | 0.5 | 17 | 1.05 | 0.3 | 0.15 | 0.40163
sill slab/ lintel
| Jally J sill slab | 1 | 1 | 1 | 1.96 | 0.23 | 0.05 | 0.02254
| L. Door D1 lintel /Meter room door | 1 | 1 | 2 | 1.36 | 0.23 | 0.15 | 0.09384
| toilet D | 1 | 1 | 2 | 1.21 | 0.23 | 0.15 | 0.08349
[7 empty] | Total | 38.2288
[7 empty] | Say | 38.3 | CUM
(b) In First Floor
| C1 | 1 | 1 | 2 | 0.3 | 0.23 | 2.6 | 0.3588 | [8 empty] | 62.44 | 45 | 2809.8 | 2809.8 | 0
| C2 | 1 | 1 | 2 | 0.3 | 0.3 | 2.6 | 0.468 | [8 empty] | 67.09 | 2250 | 150952.5 | 150952.5 | 0
| C3 | 1 | 1 | 4 | 0.45 | 0.23 | 2.6 | 1.0764 | [8 empty] | 62.44 | 45 | 2809.8 | 2809.8 | 0
| C4 | 1 | 1 | 9 | 0.45 | 0.3 | 2.6 | 3.159
| C5 | 1 | 1 | 4 | 0.45 | 0.3 | 2.6 | 1.404
| C6 | 1 | 1 | 4 | 0.6 | 0.23 | 2.6 | 1.4352
Roof Beam
Vertical
| Beam 108 Grid A, L (4-8) | 1 | 1 | 1 | 4.03 | 0.2 | 0.4 | 0.3224
| Beam 105 Grid B, k (1-3), (10-12) | 1 | 1 | 2 | 5.88 | 0.23 | 0.65 | 1.7581
| Beam 110 Grid B,K (3'-9) | 1 | 1 | 1 | 6.95 | 0.23 | 0.4 | 0.6394
| Beam 106 Grid C, J (1-2), (11-12) | 1 | 1 | 2 | 3.37 | 0.23 | 0.4 | 0.62008
| Beam 106 Grid c, J (2-5), (7-11) | 1 | 1 | 2 | 4.95 | 0.23 | 0.65 | 1.4801
| Beam 102 Grid C,F,G, J (5-7) | 1 | 1 | 2 | 2.1 | 0.23 | 0.4 | 0.3864
| Beam 107 Grid E,H (1-2)(11-12) | 1 | 1 | 2 | 3.37 | 0.23 | 0.4 | 0.62008
| Beam 114 Grid F,G (1'-5) | 1 | 1 | 2 | 5.1 | 0.23 | 0.4 | 0.9384
| Beam 102 Grid F,G (7-11) | 1 | 1 | 2 | 8.06 | 0.23 | 0.4 | 1.483 | [8 empty] | 379.97 | 495 | 188085.15 | 188085.15 | 0
| CB for cubboard | 1 | 1 | 2 | 2.6 | 0.23 | 0.13 | 0.15548
| Duct beam | 1 | 1 | 2 | 1.26 | 0.12 | 0.4 | 0.12096 | [8 empty] | 75.36 | 410 | 30897.6 | 30897.6 | 0
| Horizontal | [6 empty] | 0 | [8 empty] | 443.04 | 250 | 110760 | 110760 | 0
| Beam 109 Grid 4,8 (A-B), (k-L) | 1 | 1 | 2 | 1.3 | 0.23 | 0.3 | 0.1794 | [8 empty] | 443.04 | 250 | 110760 | 110760 | 0
| Beam 101 Grid 1 ,12 (B-E) (H-K) | 1 | 1 | 2 | 5.25 | 0.23 | 0.3 | 0.7245 | [8 empty] | 379.97 | 495 | 188085.15 | 188085.15 | 0
| Midland beam 113 | 1 | 1 | 1 | 2.29 | 0.23 | 0.3 | 0.15801 | [8 empty] | 379.97 | 495 | 188085.15 | 188085.15 | 0
| Beam 102 Grid 2,5,7,11 (C-F) (G-J) | 1 | 1 | 4 | 3.55 | 0.23 | 0.4 | 1.3064
| Beam 103 Grid 2', 10'(B-C) (J-K) | 1 | 1 | 2 | 3.5 | 0.23 | 0.65 | 1.0465
| Beam 104 Grid 3,9 (B-C) (J-K) | 1 | 1 | 2 | 3.5 | 0.23 | 0.65 | 1.0465
| Beam 111 Grid 3' (F-G) | 1 | 1 | 1 | 2.29 | 0.23 | 0.4 | 0.21068
| Beam 112 Grid 5'(B-C) (J-K) | 1 | 1 | 1 | 3.05 | 0.23 | 0.4 | 0.2806
| Beam 115 grid 9,11 (f-G) | 1 | 1 | 2 | 2.29 | 0.23 | 0.3 | 0.31602
| CB Grid (B-c)(J-K) | 1 | 1 | 1 | 3.05 | 0.23 | 0.15 | 0.10522
| CB Grid (B-E)(H-K) | 1 | 1 | 2 | 5.76 | 0.23 | 0.15 | 0.39744
| Roof Slab | [6 empty] | 0
| Living room | 1 | 1 | 2 | 3.2 | 4.27 | 0.125 | 3.416
| M.Bed room | 1 | 1 | 2 | 3.35 | 3.05 | 0.125 | 2.5544
| Bed room | 1 | 1 | 2 | 3.05 | 3.05 | 0.125 | 2.3256
| CB slab | 1 | 1 | 2 | 0.85 | 1.82 | 0.125 | 0.38675
| Sitout area | 1 | 1 | 2 | 3.05 | 1 | 0.125 | 0.7625
| At. Toilet | 1 | 1 | 2 | 1.41 | 1.97 | 0.125 | 0.69442
| c.Toilet | 1 | 1 | 2 | 2.04 | 1.37 | 0.125 | 0.6987
| Kitchen | 1 | 1 | 2 | 2.14 | 2.25 | 0.125 | 1.2038
| Wash area | 1 | 1 | 2 | 2.35 | 1 | 0.125 | 0.5875
| cooridor | 1 | 1 | 1 | 2.29 | 5.95 | 0.125 | 1.7032
| Waist slab | 1 | 1 | 2 | 3.09 | 1.05 | 0.125 | 0.81112
| Mid landing | 1 | 1 | 1 | 2.29 | 1 | 0.125 | 0.28625
| Steps | 1 | 0.5 | 17 | 1.05 | 0.3 | 0.15 | 0.40163
sill slab- 0.05 /Lintel - .15
| W | 1 | 1 | 2 | 1.96 | 0.23 | 0.2 | 0.18032 |  |  | 0.75 | 0.46 | 1.21
| W1 | 1 | 1 | 2 | 1.66 | 0.23 | 0.2 | 0.15272
| W2 | 1 | 1 | 2 | 1.51 | 0.23 | 0.2 | 0.13892
| W3 | 1 | 1 | 2 | 1.36 | 0.23 | 0.2 | 0.12512
| W4 | 1 | 1 | 2 | 1.31 | 0.23 | 0.2 | 0.12052
| W5 | 1 | 1 | 2 | 1.06 | 0.23 | 0.2 | 0.09752
| Kw | 1 | 1 | 2 | 1.66 | 0.23 | 0.2 | 0.15272
| Jally | 1 | 1 | 2 | 1.21 | 0.23 | 0.05 | 0.02783
| Jally J sill slab | 1 | 1 | 1 | 1.96 | 1 | 0.05 | 0.098
| L. Door D1 lintel | 1 | 1 | 1 | 1.36 | 0.23 | 0.15 | 0.04692
Sunshade
| W | 1 | 1 | 2 | 1.96 | 0.6 | 0.08 | 0.18816 |  |  | 0.75 | 0.46 | 1.21
| W1 | 1 | 1 | 2 | 1.66 | 0.6 | 0.08 | 0.15936
| W2 | 1 | 1 | 2 | 1.51 | 0.6 | 0.08 | 0.14496
| W3 | 1 | 1 | 2 | 1.36 | 0.6 | 0.08 | 0.13056
| W4 | 1 | 1 | 2 | 1.31 | 0.6 | 0.08 | 0.12576
| W5 | 1 | 1 | 2 | 1.06 | 0.6 | 0.08 | 0.10176
| Kw | 1 | 1 | 2 | 1.66 | 0.6 | 0.08 | 0.15936
| G | 1 | 1 | 1 | 2.5 | 0.6 | 0.08 | 0.12
| Kitchen loft | 1 | 1 | 2 | 2.14 | 0.6 | 0.08 | 0.20544
| Bed room 1 & 2 | 1 | 1 | 2 | 3.05 | 0.6 | 0.08 | 0.2928
| Kitchen sink platform | 1 | 1 | 2 | 2.77 | 0.6 | 0.08 | 0.26592
[7 empty] | Total | 41.0636
[7 empty] | Say | 41.1 | CUM
(c) In Second Floor
| Same as FF qty | [6 empty] | 41.1 | Cum
(d) In third Floor
| Same as FF qty | [6 empty] | 41.1 | Cum
(e) In forth Floor
| Same as FF qty | [6 empty] | 41.1 | Cum
(F) In Fifth Floor
| Same as FF qty | [6 empty] | 41.1 | Cum
G) Sixth floor
| C1 | 1 | 1 | 2 | 0.3 | 0.23 | 1.2 | 0.1656
| C2 | 1 | 1 | 2 | 0.3 | 0.3 | 1.2 | 0.216
| C3 | 1 | 1 | 4 | 0.45 | 0.23 | 1.2 | 0.4968
| C4 | 1 | 1 | 9 | 0.45 | 0.3 | 1.2 | 1.458
| C5 | 1 | 1 | 4 | 0.45 | 0.3 | 1.2 | 0.648
| C6 | 1 | 1 | 4 | 0.6 | 0.23 | 1.2 | 0.6624
For staircase
| C5 | 1 | 1 | 2 | 0.45 | 0.3 | 3.2 | 0.864
| C6 | 1 | 1 | 2 | 0.6 | 0.23 | 3.2 | 0.8832
For lift room
| C3 | 1 | 1 | 4 | 0.45 | 0.23 | 3.2 | 1.3248
Beam
| Head room | 1 | 1 | 1 | 12.78 | 0.23 | 0.4 | 1.1758
| Lift room base and top | 1 | 1 | 2 | 12.48 | 0.23 | 0.4 | 2.2963
Slab
| Head room slab | 1 | 1 | 1 | 2.75 | 4.56 | 0.125 | 1.5675
| Lift room base slab | 1 | 1 | 1 | 2.75 | 2.75 | 0.2 | 1.5125
| Lift room head room | 1 | 1 | 1 | 2.75 | 2.75 | 0.2 | 1.5125
| Head door | 1 | 1 | 1 | 1.36 | 0.23 | 0.15 | 0.04692
| lift room | 1 | 1 | 1 | 1.36 | 0.23 | 0.15 | 0.04692
| Door sunshade | 1 | 1 | 2 | 1.36 | 0.6 | 0.075 | 0.1224
Over head tank
| Beam alround | 1 | 1 | 1 | 11.72 | 0.23 | 0.4 | 1.0782
| Beam at center | 1 | 1 | 1 | 1.53 | 0.23 | 0.4 | 0.14076
| Slab | 1 | 1 | 1 | 4.33 | 1.53 | 0.125 | 0.82811
| Wall alround | 1 | 1 | 1 | 11.72 | 0.2 | 1.8 | 4.2192
| Center wall | 1 | 1 | 1 | 1.53 | 0.2 | 1.8 | 0.5508
| Top slab | 1 | 1 | 1 | 4.33 | 1.53 | 0.1 | 0.66249
| D/f Cover | 1 | 2 | 1 | 0.6 | 0.6 | 0.1 | 0.072
22.5512
[7 empty] | Say | 22.6 | Cum
10 | Supplying, fabricating and placing in position of Mild steel Grills / Ribbed Tor Steels of all diameters for reinforcement for all floors including cost of binding wire, bending tying etc., all complete and as directed by the departmental officers.
| For qty concre |  | 361.8 | 125 |  |  | 45225 | 45.225 | MT
11 | Applying one coat of anticorrosive treatment on steel reinforcement rods (20 ltrs. Of anitcorrosive chemical for one mertic tonne of steel reinforcement rods) at site including a cost of required quantity of anticorrosive chemicals, (best approved quality) cement, consumables such as brushes, gloves and labour for anticorrosive coating etc. complete and as directed by the departmental officers. (The Quality and brand of anticorrosive chemaical should be got approved by the EE before use).
| for above qty | [6 empty] | 45.225 | MT
12 | Brick work in Cement Mortar 1:6 (One of cement and six of sand) using Chamber burnt bricks of size 9”x4½"X3” (23x11.4x7.5cm) for super structure in the following floors including labour for fixing the doors, windows and ventilator frames in position, fixing of hold fasts, scaffoldings, curing etc., complete in all respect complying with relevant standard specifications and drawings.
(a) Ground Floor
| Staircase wall | 1 | 1 | 1 | 8.76 | 0.23 | 2.65 | 5.3392 |  | 3.05 | 0.3 | 2.75
| D/ F J | -1 | 1 | 1 | 1.5 | 0.23 | 1.2 | -0.414
| Meter room | 1 | 1 | 1 | 8.33 | 0.23 | 2.7 | 5.1729
| D/f, D | -1 | 1 | 1 | 0.9 | 2.1 | 2.1 | -3.969 |  |  |  | 0.275
| Toilet | 1 | 1 | 1 | 5.64 | 0.23 | 2.7 | 3.5024 |  |  |  | 0.4
| D/f, D1 | -1 | 1 | 1 | 0.75 | 0.23 | 2.1 | -0.36225 |  |  |  | 0.275
| Lift room | 1 | 1 | 1 | 8.28 | 0.23 | 2.65 | 5.0467 |  |  |  | 0.1375
| D/f LD | -1 | 1 | 1 | 0.9 | 0.23 | 2.1 | -0.4347 |  |  |  | 2.9125
| D/f Door lintel | -1 | 1 | 1 | 1.36 | 0.23 | 0.15 | -0.04692
| D/f T.D lintel | -1 | 1 | 1 | 1.16 | 0.23 | 0.15 | -0.04002
13.7944
[7 empty] | Say | 13.8 | Cum
b) First Floor
| Alround for each block | 1 | 1 | 2 | 35.35 | 0.23 | 2.65 | 43.0917
| Lift room | 1 | 1 | 1 | 8.28 | 0.23 | 2.65 | 5.0467
| OTS right side wall | 1 | 1 | 2 | 2.15 | 0.23 | 2.65 | 2.6208
| Staircase rear wall/ lift wall | 1 | 1 | 3 | 2.29 | 0.23 | 2.65 | 4.1873
| D/F MD | -1 | 1 | 2 | 1 | 0.23 | 2.1 | -0.966
| D/f,D1 | -1 | 2 | 2 | 0.9 | 0.23 | 2.1 | -1.7388
| D/F , LD | -1 | 1 | 1 | 0.9 | 0.23 | 2.1 | -0.4347
| D/f, W4 | -1 | 1 | 2 | 0.85 | 0.23 | 1.35 | -0.52785
| D/f, Kw | -1 | 1 | 2 | 1.2 | 0.23 | 1.05 | -0.5796
| D/f, W3 | -1 | 1 | 2 | 0.9 | 0.23 | 0.135 | -0.05589
| D/f,W1 | -1 | 1 | 2 | 1.35 | 0.23 | 1.35 | -0.83835
| D/f, W2 | -1 | 1 | 2 | 1.05 | 0.23 | 1.35 | -0.65205
| D/f W | -1 | 1 | 2 | 1.5 | 0.23 | 1.35 | -0.9315
| D/f W5 | -1 | 1 | 2 | 0.6 | 0.23 | 1.35 | -0.3726
| d/f ,J | -1 | 2 | 2 | 0.75 | 0.23 | 0.6 | -0.414
| D/f G | -1 | 1 | 1 | 1.8 | 0.23 | 1.35 | -0.5589
| D/f MD lintel | -1 | 1 | 2 | 1.46 | 0.23 | 0.15 | -0.10074
| D/f,D1 lintel | -1 | 2 | 2 | 1.36 | 0.23 | 0.15 | -0.18768 |  | 1.82
| D/f, Kw | -1 | 1 | 2 | 1.2 | 0.23 | 0.2 | -0.1104
| D/f, W3 | -1 | 1 | 2 | 0.9 | 0.23 | 0.2 | -0.0828
| D/f,W1 | -1 | 1 | 2 | 1.35 | 0.23 | 0.2 | -0.1242
| D/f, W2 | -1 | 1 | 2 | 1.05 | 0.23 | 0.2 | -0.0966
| D/f W | -1 | 1 | 2 | 1.5 | 0.23 | 0.2 | -0.138
| d/f ,J | -1 | 2 | 2 | 0.75 | 0.23 | 0.05 | -0.0345
| D/f, W5 | -1 | 1 | 2 | 1.06 | 0.23 | 0.2 | -0.09752
45.9037
[7 empty] | Say | 46 | CUM
c) Second Floor
| Same as FF qty | [5 empty] | Say | 46 | CUM
D) Third Floor
| Same as FF qty | [5 empty] | Say | 46 | CUM
E) Forth Floor
| Same as FF qty | [5 empty] | Say | 46 | CUM
F) Fifth Floor
| Same as FF qty | [5 empty] | Say | 46 | CUM
G) sixth floor
| Head room alround | 1 | 1 | 1 | 12.78 | 0.23 | 2.35 | 6.9076
| Lift room | 1 | 1 | 1 | 12.48 | 0.23 | 2.35 | 6.7454
| D/f, D1 | -1 | 1 | 2 | 0.9 | 0.23 | 2.1 | -0.8694
| D/F Lintel | -1 | 1 | 1 | 1.36 | 0.23 | 0.15 | -0.04692
| Head room alround | 1 | 1 | 1 | 12.78 | 0.23 | 0.45 | 1.3227
| Lift room | 1 | 1 | 1 | 12.48 | 0.23 | 0.45 | 1.2917
15.3511
[7 empty] | Say | 15.4 | Cum
13 | Brick partition wall in Cement Mortar 1:4 (One of cement and four of sand) 114mm thick for super structure in the following floors using chamber burnt bricks of size 9”x4½”x3” (23x11.4x7.5cm) including labour for fixing the doors, windows and ventilator frames in position, fixing of hold fasts, scaffoldings,curing etc., complete in all respect complying with relevant standard specifications and drawings.
c) In First floor
| Living room / M.Bed wall | 1 | 1 | 2 | 4 | . | 2.65 | 21.2
| D/f O | -1 | 1 | 2 | 1.37 |  | 2.65 | -7.261
| Kitchen wall | 1 | 1 | 2 | 4.39 |  | 2.65 | 23.267
| D/f O | -1 | 1 | 2 | 0.9 |  | 2.65 | -4.77
| Com.T wall | 1 | 1 | 2 | 5.67 |  | 2.65 | 30.051
| D/f D2 | -1 | 1 | 2 | 0.75 |  | 2.1 | -3.15
| A.T toilet | 1 | 1 | 2 | 1.67 |  | 2.65 | 8.851
| D/f D2 | -1 | 1 | 2 | 0.75 |  | 2.1 | -3.15
| Duct | 1 | 4 | 2 | 0.6 |  | 2.65 | 12.72
| Sitout | 1 | 1 | 2 | 5.17 |  | 1.2 | 12.408
| Wash area | 1 | 1 | 2 | 3.25 |  | 1.2 | 7.8
| Kitchen platform wall | 1 | 4 | 2 | 0.6 |  | 0.7 | 3.36
| Kichen cubboard wall | 1 | 2 | 2 | 0.45 |  | 2.1 | 3.78
| Shoe rack | 1 | 2 | 2 | 0.45 |  | 0.6 | 1.08
| M.Bedroom Wr bottom | 1 | 1 | 2 | 1.55 | 0.6 |  | 1.86
| Bed room | 1 | 1 | 2 | 1.6 | 0.6 |  | 1.92
| Kitchen Cubboard | 1 | 1 | 2 | 1.2 | 0.45 |  | 1.08
| kitchen plat form | 1 | 1 | 2 | 2.77 | 0.6 |  | 3.324
| Shoe rack | 1 | 1 | 2 | 1 | 0.45 |  | 0.9
[7 empty] | Total | 115.27
[7 empty] | Say | 115.3 | SQM
d) In Second floor
| Same as FF qty | [5 empty] | Say | 115.3 | SQM
e) In Third floor
[7 empty] | Say | 115.3 | SQM
f) In Fourth floor
[7 empty] | Say | 115.3 | SQM
g) Fifth floor
[7 empty] | Say | 115.3 | SQM
h) Sixth floor
| Parapet alround | 1 | 1 | 1 | 68.72 |  | 1.2 | 82.464
[7 empty] | Say | 82.5 | Sqm
14 | Brick partition walls 75mm thick using chamber burnt bricks of size 9”x4½”x3” (23x11.4x7.5cm) in cement mortar 1:4 (One of cement and four of sand) for super structure in the following floors including scaffoldings, curing etc., complete in all respect complying with relevant standard specifications and drawings.
(a)Ground Floor
| Hand rail | 1 | 1 | 1 | 6.5 |  | 0.9 | 5.85
[7 empty] | Say | 5.9 | SQM
(b) First Floor
| Hand rail | 1 | 1 | 1 | 6.5 |  | 0.9 | 5.85
[7 empty] | Say | 5.9 | SQM
©Second Floor
| Hand rail | 1 | 1 | 1 | 6.5 |  | 0.9 | 5.85
[7 empty] | Say | 5.9 | SQM
(d) Third Floor
| Hand rail | 1 | 1 | 1 | 6.5 |  | 0.9 | 5.85
[7 empty] | Say | 5.9 | SQM
e) Forth floor
| Hand rail | 1 | 1 | 1 | 6.5 |  | 0.9 | 5.85
[7 empty] | Say | 5.9 | SQM
f) Fifth floor
| Hand rail | 1 | 1 | 1 | 6.5 |  | 0.9 | 5.85
[7 empty] | Say | 5.9 | SQM
g) Fifth floor
| Hand rail | 1 | 1 | 1 | 6.5 |  | 0.9 | 5.85
[7 empty] | Say | 5.9 | SQM
15 | Plastering with cm 1:4 ( one of cement and four of sand ) 12 mm thick mixed with water proofing compound (CICO ) at the rate of 2 kg / 10 sq.m including curing etc., all complete complying with relevant standard specifications.
| At. Toilet | 10 | 1 | 1 | 2.01 | 2.57 |  | 51.657
| c.Toilet | 1 | 1 | 1 | 3.25 | 2.5 |  | 8.125
| water tank Slab inner | 1 | 1 | 2 | 4.33 | 1.53 |  | 13.2498
| Wash area | 10 | 1 | 1 | 2.37 | 1 |  | 23.7
| Water tank inner plastering | 1 | 1 | 2 | 11.72 |  | 1.8 | 42.192
| Centre wall | 1 | 2 | 2 | 1.53 |  | 1.8 | 11.016
149.9398
[7 empty] | Say | 150 | Sqm
16 | Plastering with CM 1:5 (One of cement and five of sand) 12mm thick finished with neat cement including providing band cornice, ceiling cornice, curing, scaffolding, etc., complete in all respects and complying with relevant standard specifications.
Outer plastering
Ground floor
| C1 | 1 | 1 | 2 | 1.06 |  | 2.6 | 5.512 |  | 0.3 | 0.23 | 1.06
| C2 | 1 | 1 | 2 | 1.2 |  | 2.6 | 6.24 |  | 0.3 | 0.3 | 1.2
| C3 | 1 | 1 | 4 | 1.36 |  | 2.6 | 14.144 |  | 0.45 | 0.23 | 1.36
| C4 | 1 | 1 | 9 | 1.5 |  | 2.6 | 35.1 |  | 0.45 | 0.3 | 1.5
| C5 | 1 | 1 | 4 | 1.5 |  | 2.6 | 15.6 |  | 0.45 | 0.3 | 1.5
| C6 | 1 | 1 | 4 | 1.66 |  | 2.6 | 17.264 |  | 0.6 | 0.23 | 1.66
| Meter roomm toilet, staircase alround outer | 1 | 1 | 1 | 22.55 |  | 3.05 | 68.7775
| Lift room | 1 | 1 | 1 | 11 |  | 3.05 | 33.55
| First floor | [6 empty] | 0
| Alround | 1 | 1 | 1 | 68.72 |  | 3.05 | 209.596
| OTS alround | 1 | 1 | 1 | 11.17 |  | 3.05 | 34.0685
| D/F,G | -1 | 1 | 1 | 1.8 |  | 1.35 | -2.43
| D/F,W | -1 | 1 | 2 | 1.5 |  | 1.35 | -4.05
| D/F,W5 | -1 | 1 | 2 | 0.6 |  | 1.35 | -1.62
| D/F,W4 | -1 | 1 | 1 | 1.85 |  | 1.35 | -2.4975
| D/F,KW | -1 | 1 | 1 | 1.2 |  | 1.05 | -1.26
| D/F,W1 | -1 | 1 | 1 | 1.2 |  | 1.35 | -1.62
| D/f,J | -1 | 1 | 1 | 0.75 |  | 0.6 | -0.45
| D/F,W2 | -1 | 1 | 1 | 1.06 |  | 1.35 | -1.431
| D/f, Open Bed sitout | -1 | 1 | 1 | 12.43 |  | 1.2 | -14.916
| D/f, Open Kitchen sitout | -1 | 1 | 1 | 11.52 |  | 1.2 | -13.824
| Sunshade | [8 empty] | 1.5 | 0.46 | 1.96
| W | 1 | 1 | 2 | 1.96 | 1.3 |  | 5.096 |  | 0.6 | 0.46 | 1.06
| D/F,W5 | 1 | 1 | 2 | 1.06 | 1.3 |  | 2.756 |  | 1.85 | 0.46 | 2.31
| D/F,W4 | 1 | 1 | 2 | 2.31 | 1.3 |  | 6.006 |  | 1.2 | 0.46 | 1.66
| D/F,KW | 1 | 1 | 2 | 1.66 | 1.3 |  | 4.316 |  | 1.2 | 0.46 | 1.66
| D/F,W1 | 1 | 1 | 2 | 1.66 | 1.3 |  | 4.316 |  | 0.75 | 0.46 | 1.21
| D/F,W2 | 1 | 1 | 2 | 1.52 | 1.3 |  | 3.952
| G | 1 | 1 | 1 | 2.5 | 1.3 |  | 3.25
| Corridor | 1 | 1 | 1 | 16 |  | 2.925 | 46.8
| D/f MD | -1 | 1 | 2 | 1 |  | 2.1 | -4.2
| D/G G | -1 | 1 | 1 | 1.8 |  | 1.35 | -2.43
| D/F,LD | -1 | 1 | 1 | 0.9 |  | 2.1 | -1.89
| D/f, Staircase opening | -1 | 1 | 1 | 2.29 |  | 2.65 | -6.0685
| Jams G | 1 | 1 | 1 | 2.63 | 0.23 |  | 0.6049
| Shoe rack | 1 | 2 | 2 | 1.3
Second Floor
| Same as FF qty | [6 empty] | 262.07
Third Floor
| Same as FF qty | [6 empty] | 262.07
forth Floor
| Same as FF qty | [6 empty] | 262.07
Fifth Floor
| Same as FF qty | [6 empty] | 262.07
Sixth floor
| Head room + parapet | 1 | 1 | 1 | 15.7 |  | 4.23 | 66.411
| D/f, D1 | -1 | 1 | 2 | 0.9 |  | 2.1 | -3.78
| Lift room | 1 | 1 | 1 | 11 |  | 4.23 | 46.53
| D/f, D1 | -1 | 1 | 1 | 0.9 |  | 2.1 | -1.89
| Sunshade D1 | 1 | 1 | 3 | 1.36 |  | 2.1 | 8.568
Parapet alround
| Alround | 1 | 1 | 1 | 68.72 |  | 2.52 | 173.1744
| C1 | 2 | 1 | 4 | 1.06 |  | 1.2 | 10.176
| C2 | 2 | 1 | 4 | 1.2 |  | 1.2 | 11.52
| C3 | 2 | 1 | 4 | 1.36 |  | 1.2 | 13.056
| C4 | 2 | 1 | 16 | 1.5 |  | 1.2 | 57.6
| C5 | 2 | 1 | 4 | 1.5 |  | 1.2 | 14.4
| C6 | 2 | 1 | 4 | 1.66 |  | 1.2 | 15.936
Inner plastering
In Ground floor
| Staircase | 1 | 1 | 1 | 10.29 |  | 3.05 | 31.3845
| Hand rail | 1 | 1 | 2 | 6.5 |  | 1.8 | 23.4
| Lift room | 1 | 1 | 1 | 9.16 |  | 2.925 | 26.793
| D/fD | -1 | 1 | 1 | 0.9 |  | 2.1 | -1.89
| Meter room | 1 | 1 | 1 | 10.76 |  | 2.925 | 31.473
| D/fD | -1 | 1 | 1 | 0.9 |  | 2.1 | -1.89
| Toilet | 1 | 1 | 1 | 6.86 |  | 2.925 | 20.0655
| D/f D1 | -1 | 1 | 1 | 0.75 |  | 2.1 | -1.575
Jams
| D/fD | 1 | 1 | 1 | 5.1 | 0.12 |  | 0.612 |  |  | 0.9 |  | 2.1 |  | 3 | [6 empty] | 5.1 | 6
| D/f D1 | 1 | 1 | 1 | 4.95 | 0.12 |  | 0.594 |  |  | 0.75 |  | 2.1 |  | 2.85 | [6 empty] | 4.95 | 5.7
In First floor
| Staircase | 1 | 1 | 1 | 10.29 |  | 3.05 | 31.3845
| Hand rail | 1 | 1 | 2 | 6.5 |  | 1.8 | 23.4
| Lift room | 1 | 1 | 1 | 9.16 |  | 2.925 | 26.793
| Living room | 1 | 1 | 2 | 14.94 |  | 2.925 | 87.399
| M.Bed | 1 | 1 | 2 | 12.2 |  | 2.925 | 71.37
| A.Toilet | 1 | 1 | 2 | 6.76 |  | 2.925 | 39.546
| C.Toilet | 1 | 1 | 2 | 7.44 |  | 2.925 | 43.524
| Bed room | 1 | 1 | 2 | 12.2 |  | 2.925 | 71.37
| Kitchen | 1 | 1 | 2 | 8.78 |  | 2.925 | 51.363
| Sitout | 1 | 1 | 2 | 7.8 |  | 2.925 | 45.63
| Wash area | 1 | 1 | 2 | 6.5 |  | 2.925 | 38.025
| C.toi.et entrance area | 1 | 1 | 2 | 4.54 |  | 2.925 | 26.559
| D/F,G | -1 | 1 | 1 | 1.8 |  | 1.35 | -2.43
| D/F,W | -1 | 1 | 2 | 1.5 |  | 1.35 | -4.05
| D/F,W5 | -1 | 1 | 2 | 0.6 |  | 1.35 | -1.62
| D/F,W4 | -1 | 1 | 2 | 1.85 |  | 1.35 | -4.995
| D/F,KW | -1 | 1 | 2 | 1.2 |  | 1.05 | -2.52
| D/F,W1 | -1 | 1 | 2 | 1.2 |  | 1.35 | -3.24
| D/f,J | -1 | 2 | 2 | 0.75 |  | 0.6 | -1.8
| D/F,W2 | -1 | 1 | 2 | 1.06 |  | 1.35 | -2.862
| D/f, Open Bed sitout | -1 | 1 | 2 | 12.43 |  | 1.2 | -29.832
| D/f, Open Kitchen sitout | -1 | 1 | 2 | 11.52 |  | 1.2 | -27.648
| D/f MD | -1 | 1 | 2 | 1 |  | 2.1 | -4.2
| D/fD | -1 | 2 | 2 | 0.9 |  | 2.1 | -7.56
| D/f D1 | -1 | 2 | 1 | 0.75 |  | 2.1 | -3.15
| D/fO | -1 | 1 | 2 | 0.9 |  | 2.1 | -3.78
Jams
| D/F,G | 1 | 1 | 1 | 6.3 | 0.23 |  | 1.449 |  |  | 1.8 |  | 1.35 |  | 3.15 | [7 empty] | 6.3
| D/F,W | 1 | 2 | 1 | 5.7 | 0.23 |  | 2.622 |  |  | 1.5 |  | 1.35 |  | 2.85 | [7 empty] | 5.7
| D/F,W5 | 1 | 2 | 1 | 3.9 | 0.23 |  | 1.794 |  |  | 0.6 |  | 1.35 |  | 1.95 | [7 empty] | 3.9
| D/F,W4 | 1 | 1 | 2 | 6.4 | 0.23 |  | 2.944 |  |  | 1.85 |  | 1.35 |  | 3.2 | [7 empty] | 6.4
| D/F,KW | 1 | 1 | 2 | 4.5 | 0.23 |  | 2.07 |  |  | 1.2 |  | 1.05 |  | 2.25 | [7 empty] | 4.5
| D/F,W1 | 1 | 1 | 2 | 5.1 | 0.23 |  | 2.346 |  |  | 1.2 |  | 1.35 |  | 2.55 | [7 empty] | 5.1
| D/f,J | 1 | 2 | 2 | 2.7 | 0.23 |  | 2.484 |  |  | 0.75 |  | 0.6 |  | 1.35 | [7 empty] | 2.7
| D/F,W2 | 1 | 1 | 2 | 4.82 | 0.23 |  | 2.2172 |  |  | 1.06 |  | 1.35 |  | 2.41 | [7 empty] | 4.82
| D/f, Open Bed sitout | 1 | 1 | 2 | 27.26 | 0.12 |  | 6.5424 |  |  | 12.43 |  | 1.2 |  | 13.63 | [7 empty] | 27.26
| D/f, Open Kitchen sitout | 1 | 1 | 2 | 25.44 | 0.12 |  | 6.1056 |  |  | 11.52 |  | 1.2 |  | 12.72 | [7 empty] | 25.44
| D/f MD | 1 | 1 | 2 | 5.2 | 0.12 |  | 1.248 |  |  | 1 |  | 2.1 |  | 3.1 | [6 empty] | 5.2 | 6.2
| D/fD | 1 | 2 | 4 | 5.1 | 0.12 |  | 4.896 |  |  | 0.9 |  | 2.1 |  | 3 | [6 empty] | 5.1 | 6
| D/f D1 | 1 | 2 | 2 | 4.95 | 0.12 |  | 2.376 |  |  | 0.75 |  | 2.1 |  | 2.85 | [6 empty] | 4.95 | 5.7
| D/fO | 1 | 1 | 2 | 5.1 | 0.12 |  | 1.224 |  |  | 0.9 |  | 2.1 |  | 3 | [6 empty] | 5.1 | 6
| Kitchen platform wall | 1 | 2 | 2 | 0.6 |  | 1.52 | 3.648
| Kichen cubboard wall | 1 | 2 | 2 | 1.02 |  | 2.1 | 8.568
| Kitchen loft | 1 | 1 | 2 | 2.14 | 1.28 |  | 5.4784
| Bed room 1 & 2 | 1 | 2 | 2 | 3.05 | 1.28 |  | 15.616
In Second floor
| Same as FF qty | [6 empty] | 530.31
In Third floor
| Same as FF qty | [6 empty] | 530.31
in forth floor
| Same as FF qty | [6 empty] | 530.31
In fifth floor
| Same as FF qty | [6 empty] | 530.31
In sixth floor
| Head room | 1 | 1 | 1 | 13.78 |  | 2.925 | 40.3065
| Lift room | 1 | 1 | 1 | 9.16 |  | 2.925 | 26.793
| D/F,GD | 1 | 1 | 2 | 0.9 |  | 2.1 | 3.78
| Jams | 1 | 1 | 2 | 5 | 0.23 |  | 2.3
Over head tank (both sides)
| Beam alround | 1 | 1 | 2 | 11.72 |  | 0.52 | 12.1888
| Beam at center | 1 | 1 | 2 | 1.53 |  | 0.52 | 1.5912
| Slab | 1 | 1 | 2 | 4.33 | 1.53 |  | 13.2498
| Wall alround | 1 | 1 | 2 | 11.72 |  | 0.2 | 4.688
| Center wall | 1 | 1 | 2 | 1.53 |  | 0.2 | 0.612
| Top slab | 1 | 2 | 2 | 4.33 |  | 1.53 | 26.4996
| D/f Cover | -1 | 2 | 2 | 0.6 | 0.6 |  | -1.44
[8 empty] | 4829.3243 | Sqm
17 | Special ceiling plastering in cement mortar 1:3 (One of cement and three of sand) 10mm thick for bottom of roof, stair, waist, landing and sunshades in all floors finished with neat cement including hacking the areas, providing band cornice, scaffolding, curing etc., complete
In Ground floor (parking bay)
| In At. Toilet bay | 1 | 1 | 2 | 1.35 | 4.17 |  | 11.259
| In bed room | 1 | 1 | 4 | 3.05 | 4.37 |  | 53.314
| In M.Bed room | 1 | 1 | 4 | 3.05 | 3.41 |  | 41.602
| Kitchen | 1 | 1 | 4 | 2.03 | 2.14 |  | 17.3768
| Living room | 1 | 1 | 4 | 3.09 | 4.27 |  | 52.7772
| Ots | 1 | 1 | 2 | 3.09 | 2.51 |  | 15.5118
| Staircase | 1 | 1 | 1 | 2.29 | 3.65 |  | 8.3585
| Passage | 1 | 1 | 1 | 2.29 | 5.72 |  | 13.0988
Roof Beam sides
Vertical
| Beam 108 Grid A, (4-8) | 1 | 1 | 1 | 4.03 |  | 0.91 | 3.6673 |  |  | 0.4 | 0.23 | 0.275 | 0.905
| Beam 105 Grid B, (1-3), (10-12) | 1 | 1 | 2 | 5.88 |  | 1.41 | 16.5816 |  |  | 0.65 | 0.23 | 0.525 | 1.405
| Beam 110 Grid B,1 (3'-9) | 1 | 1 | 1 | 6.95 |  | 0.91 | 6.3245 |  |  | 0.4 | 0.23 | 0.275 | 0.905
| Beam 106 Grid C, (1-2), (11-12) | 1 | 1 | 2 | 3.37 |  | 0.79 | 5.3246 |  |  | 0.4 | 0.23 | 0.275 | 0.905
| Beam 106 Grid c, (2-5), (7-11) | 1 | 1 | 2 | 4.95 |  | 1.29 | 12.771 |  |  | 0.65 | 0.23 | 0.525 | 1.405
| Beam 102 Grid C,F,G, (5-7) | 1 | 1 | 3 | 2.1 |  | 0.79 | 4.977 |  |  | 0.4 | 0.23 | 0.275 | 0.905
| Beam 107 Grid E,(1-2)(11-12) | 1 | 1 | 2 | 3.37 |  | 0.79 | 5.3246 |  |  | 0.4 | 0.23 | 0.275 | 0.905
| Beam 114 Grid F,G (1'-5) | 1 | 1 | 2 | 5.1 |  | 0.79 | 8.058 |  |  | 0.4 | 0.23 | 0.275 | 0.905
| Beam 102 Grid F,G (7-11) | 1 | 1 | 2 | 8.06 |  | 0.79 | 12.7348 |  |  | 0.4 | 0.23 | 0.275 | 0.905
| Duct beam | 1 | 2 | 2 | 1.26 |  | 0.4 | 2.016 |  |  | 0.4 | 0.23 | 0.275 | 0.905
| Horizontal | [6 empty] | 0 |  |  |  | 0.23 | -0.125 | 0.105
| Beam 109 Grid 4,8 (A-B), | 1 | 1 | 2 | 1.3 |  | 0.71 | 1.846 |  |  | 0.3 | 0.23 | 0.175 | 0.705
| Beam 101 Grid 1 ,12 (B-E) | 1 | 1 | 2 | 5.25 |  | 0.71 | 7.455 |  |  | 0.3 | 0.23 | 0.175 | 0.705
| Beam 102 Grid 2,5,7,11 (C-F) | 1 | 1 | 4 | 3.55 |  | 0.91 | 12.922 |  |  | 0.4 | 0.23 | 0.275 | 0.905
| Beam 103 Grid 2', 10'(B-C) | 1 | 1 | 2 | 3.5 |  | 1.29 | 9.03 |  |  | 0.65 | 0.23 | 0.525 | 1.405
| Beam 104 Grid 3,9 (B-C) (J-K) | 1 | 2 | 2 | 3.5 |  | 1.29 | 18.06 |  |  | 0.65 | 0.23 | 0.525 | 1.405
| Beam 111 Grid 3' (F-G) | 1 | 1 | 1 | 2.29 |  | 0.79 | 1.8091 |  |  | 0.4 | 0.23 | 0.275 | 0.905
| Beam 112 Grid 5'(B-C) | 1 | 1 | 1 | 3.05 |  | 0.79 | 2.4095 |  |  | 0.4 | 0.23 | 0.275 | 0.905
| Beam 115 grid 9,11 (f-G) | 1 | 1 | 2 | 2.29 |  | 0.71 | 3.2518 |  |  | 0.3 | 0.23 | 0.175 | 0.705
In First floor
Vertical
| Beam 108 Grid A, L (4-8) | 1 | 1 | 1 | 4.03 |  | 0.91 | 3.6673
| Beam 105 Grid B, k (1-3), (10-12) | 1 | 1 | 2 | 5.88 |  | 1.41 | 16.5816
| Beam 110 Grid B,K (3'-9) | 1 | 1 | 1 | 6.95 |  | 0.91 | 6.3245
| Beam 106 Grid C, J (1-2), (11-12) | 1 | 1 | 2 | 3.37 |  | 0.79 | 5.3246
| Beam 106 Grid c, J (2-5), (7-11) | 1 | 1 | 2 | 4.95 |  | 1.29 | 12.771
| Beam 102 Grid C,F,G, J (5-7) | 1 | 1 | 3 | 2.1 |  | 0.79 | 4.977
| Beam 107 Grid E,H (1-2)(11-12) | 1 | 1 | 2 | 3.37 |  | 0.79 | 5.3246
| Beam 114 Grid F,G (1'-5) | 1 | 1 | 2 | 5.1 |  | 0.79 | 8.058
| Beam 102 Grid F,G (7-11) | 1 | 1 | 2 | 8.06 |  | 0.79 | 12.7348
| Duct beam | 1 | 2 | 2 | 1.26 |  | 0.4 | 2.016
| Horizontal | [6 empty] | 0
| Beam 109 Grid 4,8 (A-B), (k-L) | 1 | 1 | 2 | 1.3 |  | 0.71 | 1.846
| Beam 101 Grid 1 ,12 (B-E) (H-K) | 1 | 1 | 2 | 5.25 |  | 0.71 | 7.455
| Beam 102 Grid 2,5,7,11 (C-F) (G-J) | 1 | 1 | 4 | 3.55 |  | 0.91 | 12.922
| Beam 103 Grid 2', 10'(B-C) (J-K) | 1 | 1 | 2 | 3.5 |  | 1.29 | 9.03
| Beam 104 Grid 3,9 (B-C) (J-K) | 1 | 2 | 2 | 3.5 |  | 1.29 | 18.06
| Beam 111 Grid 3' (F-G) | 1 | 1 | 1 | 2.29 |  | 0.79 | 1.8091
| Beam 112 Grid 5'(B-C) (J-K) | 1 | 1 | 1 | 3.05 |  | 0.79 | 2.4095
| Beam 115 grid 9,11 (f-G) | 1 | 1 | 2 | 2.29 |  | 0.71 | 3.2518
| Roof Slab | [6 empty] | 0
| Living room | 1 | 1 | 2 | 3.2 | 4.27 |  | 27.328
| M.Bed room | 1 | 1 | 2 | 3.35 | 3.05 |  | 20.435
| Bed room | 1 | 1 | 2 | 3.05 | 3.05 |  | 18.605
| Sitout area | 1 | 1 | 2 | 3.05 | 1 |  | 6.1
| At. Toilet | 1 | 1 | 2 | 1.41 | 1.97 |  | 5.5554
| c.Toilet | 1 | 1 | 2 | 2.04 | 1.37 |  | 5.5896
| Kitchen | 1 | 1 | 2 | 2.14 | 2.25 |  | 9.63
| Wash area | 1 | 1 | 2 | 2.35 | 1 |  | 4.7
| cooridor | 1 | 1 | 1 | 2.29 | 5.95 |  | 13.6255
| Waist slab | 1 | 1 | 2 | 3.09 | 1.175 |  | 7.2615
| Mid landing | 1 | 1 | 1 | 2.29 | 1.125 |  | 2.5762
In Second floor
| Same as FF qty | [6 empty] | 255.97
In Third floor
| Same as FF qty | [6 empty] | 255.97
in forth floor
| Same as FF qty | [6 empty] | 255.97
In fifth floor
| Same as FF qty | [6 empty] | 255.97
In
Beam
| Head room | 1 | 1 | 1 | 12.78 |  | 0.91 | 11.6298
| Lift room base and top | 1 | 1 | 2 | 12.48 |  | 0.91 | 22.7136
Slab
| Head room slab | 1 | 1 | 1 | 2.75 | 4.56 |  | 12.54
| Lift room base slab | 1 | 1 | 1 | 2.75 | 2.75 |  | 7.5625
| Lift room | 1 | 1 | 1 | 2.75 | 2.75 |  | 7.5625
| Head door | 1 | 1 | 2 | 1.36 | 0.23 |  | 0.6256
| lift room | 1 | 1 | 1 | 1.36 | 0.23 |  | 0.3128
| Door sunshade | 1 | 1 | 2 | 1.36 | 0.13 |  | 0.3536
1691.0103
[7 empty] | Say | 1691.1 | Sqm
18 | Plastering in CM 1:5 (One of cement and five of sand) 12mm thick for border finish in all floors for elevation purposes, including scaffolding, curing, finishing etc., all complete.
a) 150mm border
| Outer alround | 1 | 1 | 1 | 68.72 |  |  | 68.72
[7 empty] | Total | 68.72
[7 empty] | Say | 68.8 | RMT
b) 75mm border
| Outer alround Parpet | 1 | 1 | 1 | 68.72 |  |  | 68.72
| Head room outer alround | 1 | 1 | 1 | 15.57 |  |  | 15.57
| Lift room alround | 1 | 1 | 1 | 11 |  |  | 11
| Ventilator | 1 | 2 | 4 | 2.7 |  |  | 21.6
| OTS Grill | 1 | 1 | 2 | 6.3 |  |  | 12.6
| OTS W | 1 | 1 | 2 | 5.7 |  |  | 11.4
[7 empty] | Total | 140.89
[7 empty] | Say | 140.9 | RMT
c) 50mm border
| Building alround | 1 | 2 | 5 | 68.72 |  |  | 687.2
| Head room outer alround | 1 | 1 | 1 | 15.57 |  |  | 15.57
| Lift room alround | 1 | 1 | 1 | 11 |  |  | 11
[7 empty] | Total | 713.77
[7 empty] | Say | 713.8 | RMT
19 | Providing Form work and centering for reinforced cement concrete works including supports and strutting up to 3.30m height for plane surfaces as detailed below with all cross bracings using mild steel sheets of size 90cm x 60cm and MS 10 gauge stiffened with welded mild steel angles of size 25mmx25mmx3mm for boarding laid over silver oak or country wood joists of size 10cmx6.5cm spaced at about 90cm centre to centre and supported by casurina props 10cm to 13cm dia spaced at 75cm intervals and removing the same after a specified period without damaging the R.C.C works etc., complete complying with standard specifaction and as directed by the departmental officers.
a. For Column footings, plinth beam, Grade beam, Raft beam, Raft slab etc.,
| Column Footing F1 | 1 | 1 | 3 | 8 |  | 0.45 | 10.8 |  | 2 | 2 | 8
| Column Footing F2 | 1 | 1 | 4 | 9.6 |  | 0.6 | 23.04 |  | 2.4 | 2.4 | 9.6
| Column Footing F3 | 1 | 1 | 2 | 10.4 |  | 0.65 | 13.52 |  | 2.6 | 2.6 | 10.4
| Column Footing F4 | 1 | 1 | 2 | 10.8 |  | 0.65 | 14.04 |  | 2.7 | 2.7 | 10.8
| Column Footing F5 | 1 | 1 | 4 | 11.4 |  | 0.65 | 29.64 |  | 2.85 | 2.85 | 11.4
| Column Footing CF1 | 1 | 1 | 2 | 12.52 |  | 0.28 | 7.0112 |  | 2.6 | 3.66 | 12.52
| Column Footing CF2 | 1 | 1 | 1 | 17.96 |  | 0.35 | 6.286 |  | 5.23 | 3.75 | 17.96
| Lift pit base slab | 2 | 1 | 1 | 14.6 |  | 0.2 | 5.84
| For grade beam | [6 empty] | 0 |  |  | 58.4
| Vertical | [6 empty] | 0
| Grid A (4-8) | 1 | 1 | 1 | 4.63 |  | 0.4 | 1.852
| Grid B,C,( 1-12) | 1 | 1 | 2 | 16.69 |  | 0.4 | 13.352
| Grid E (1-3) ,(11-12) | 1 | 1 | 2 | 2.37 |  | 0.4 | 1.896
| Grid F, G (2-11) | 1 | 1 | 2 | 12.56 |  | 0.4 | 10.048
| Horizontal | [6 empty] | 0
| Grid 1 (B-E) & 12 (B-E), | 1 | 1 | 2 | 5.76 |  | 0.4 | 4.608
| Grid 2 , 11 (C-F) | 1 | 1 | 2 | 9.38 |  | 0.4 | 7.504
| Grid 3, 10, 6 (B-D), | 1 | 1 | 3 | 3.05 |  | 0.4 | 3.66
| Grid 4,9 ( F-G) | 1 | 1 | 2 | 2.29 |  | 0.4 | 1.832
| Grid 4(A-B) & 8 (A-B) | 1 | 1 | 2 | 1.55 |  | 0.4 | 1.24
| Grid 5,7 ( D-F),( g-J) | 1 | 1 | 2 | 3.09 |  | 0.4 | 2.472
| For tie beam | [6 empty] | 0
| Vertical | [6 empty] | 0
| Grid A (4-8) | 1 | 1 | 1 | 4.63 |  | 0.15 | 0.6945
| Grid B,C,( 1-12) | 1 | 1 | 2 | 16.69 |  | 0.15 | 5.007
| Grid E (1-3) ,(11-12) | 1 | 1 | 2 | 2.37 |  | 0.15 | 0.711
| Grid F, G (2-11) | 1 | 1 | 2 | 12.56 |  | 0.15 | 3.768
| Horizontal | [6 empty] | 0
| Grid 1 (B-E) & 12 (B-E), | 1 | 1 | 2 | 5.76 |  | 0.15 | 1.728
| Grid 2 , 11 (C-F) | 1 | 1 | 2 | 9.38 |  | 0.15 | 2.814
| Grid 3, 10, 6 (B-D), | 1 | 1 | 3 | 3.05 |  | 0.15 | 1.3725
| Grid 4,9 ( F-G) | 1 | 1 | 2 | 2.29 |  | 0.15 | 0.687
| Grid 4(A-B) & 8 (A-B) | 1 | 1 | 2 | 1.55 |  | 0.15 | 0.465
| Grid 5,7 ( D-F),( g-J) | 1 | 1 | 2 | 3.09 |  | 0.15 | 0.927
176.8152
[7 empty] | Say | 176.9 | Sqm
B. Plain surface such as Roof slab, Waist slab, Portico beam etc., complete
In Ground floor
Roof Beam
Vertical
| Beam 108 Grid A, (4-8) | 1 | 1 | 1 | 4.03 |  | 0.4 | 1.612
| Beam 105 Grid B, (1-3), (10-12) | 1 | 1 | 2 | 5.88 |  | 0.65 | 7.644
| Beam 110 Grid B, (3'-9) | 1 | 1 | 1 | 6.95 |  | 0.4 | 2.78
| Beam 106 Grid C, (1-2), (11-12) | 1 | 1 | 2 | 3.37 |  | 0.4 | 2.696
| Beam 106 Grid c, (2-5), (7-11) | 1 | 1 | 2 | 4.95 |  | 0.65 | 6.435
| Beam 102 Grid C,F,(5-7) | 1 | 1 | 2 | 2.1 |  | 0.4 | 1.68
| Beam 107 Grid E (1-2)(11-12) | 1 | 1 | 2 | 3.37 |  | 0.4 | 2.696
| Beam 114 Grid F,G (1'-5) | 1 | 1 | 2 | 5.1 |  | 0.4 | 4.08
| Beam 102 Grid F,G (7-11) | 1 | 1 | 2 | 8.06 |  | 0.4 | 6.448
| CB for cubboard | 1 | 1 | 2 | 2.6 |  | 0.13 | 0.676
| Duct beam | 1 | 1 | 2 | 1.26 |  | 0.4 | 1.008
| Horizontal | [6 empty] | 0
| Beam 109 Grid 4,8 (A-B) | 1 | 1 | 2 | 1.3 |  | 0.3 | 0.78
| Beam 101 Grid 1 ,12 (B-E) | 1 | 1 | 2 | 5.25 |  | 0.3 | 3.15
| Midland beam 113 | 1 | 1 | 1 | 2.29 |  | 0.3 | 0.687
| Beam 102 Grid 2,5,7,11 (C-F) | 1 | 1 | 4 | 3.55 |  | 0.4 | 5.68
| Beam 103 Grid 2', 10'(B-C) | 1 | 1 | 2 | 3.5 |  | 0.65 | 4.55
| Beam 104 Grid 3,9 (B-C) | 1 | 1 | 2 | 3.5 |  | 0.65 | 4.55
| Beam 111 Grid 3' (F-G) | 1 | 1 | 1 | 2.29 |  | 0.4 | 0.916
| Beam 112 Grid 5'(B-C) | 1 | 1 | 1 | 3.05 |  | 0.4 | 1.22
| Beam 115 grid 9,11 (f-G) | 1 | 1 | 2 | 2.29 |  | 0.3 | 1.374
| CB Grid (B-c) | 1 | 1 | 1 | 3.05 |  | 0.15 | 0.4575
| CB Grid (B-E) | 1 | 1 | 2 | 5.76 |  | 0.15 | 1.728
| Roof Slab | [6 empty] | 0
| Living room | 1 | 1 | 2 | 3.2 | 4.27 |  | 27.328
| M.Bed room | 1 | 1 | 2 | 3.35 | 3.05 |  | 20.435
| Bed room | 1 | 1 | 2 | 3.05 | 3.05 |  | 18.605
| CB slab | 1 | 1 | 2 | 0.85 | 1.82 |  | 3.094
| Sitout area | 1 | 1 | 2 | 3.05 | 1 |  | 6.1
| At. Toilet | 1 | 1 | 2 | 1.41 | 1.97 |  | 5.5554
| c.Toilet | 1 | 1 | 2 | 2.04 | 1.37 |  | 5.5896
| Kitchen | 1 | 1 | 2 | 2.14 | 2.25 |  | 9.63
| Wash area | 1 | 1 | 2 | 2.35 | 1 |  | 4.7
| cooridor | 1 | 1 | 1 | 2.29 | 5.95 |  | 13.6255
| Waist slab | 1 | 1 | 2 | 3.09 | 1.05 |  | 6.489
| Mid landing | 1 | 1 | 1 | 2.29 | 1 |  | 2.29
| Steps | 1 | 0.5 | 17 | 1.05 | 0.3 |  | 2.6775
| sill slab/ lintel | [6 empty] | 0
| Jally J sill slab | 1 | 1 | 1 | 1.96 |  | 0.05 | 0.098
| L. Door D1 lintel /Meter room door | 1 | 1 | 2 | 1.36 |  | 0.15 | 0.408
| toilet D | 1 | 1 | 2 | 1.21 |  | 0.15 | 0.363
In First Floor
Roof Beam
Vertical
| Beam 108 Grid A, L (4-8) | 1 | 1 | 1 | 4.03 |  | 0.4 | 1.612
| Beam 105 Grid B, k (1-3), (10-12) | 1 | 1 | 2 | 5.88 |  | 0.65 | 7.644
| Beam 110 Grid B,K (3'-9) | 1 | 1 | 1 | 6.95 |  | 0.4 | 2.78
| Beam 106 Grid C, J (1-2), (11-12) | 1 | 1 | 2 | 3.37 |  | 0.4 | 2.696
| Beam 106 Grid c, J (2-5), (7-11) | 1 | 1 | 2 | 4.95 |  | 0.65 | 6.435
| Beam 102 Grid C,F,G, J (5-7) | 1 | 1 | 2 | 2.1 |  | 0.4 | 1.68
| Beam 107 Grid E,H (1-2)(11-12) | 1 | 1 | 2 | 3.37 |  | 0.4 | 2.696
| Beam 114 Grid F,G (1'-5) | 1 | 1 | 2 | 5.1 |  | 0.4 | 4.08
| Beam 102 Grid F,G (7-11) | 1 | 1 | 2 | 8.06 |  | 0.4 | 6.448
| CB for cubboard | 1 | 1 | 2 | 2.6 |  | 0.13 | 0.676
| Duct beam | 1 | 1 | 2 | 1.26 |  | 0.4 | 1.008
| Horizontal | [6 empty] | 0
| Beam 109 Grid 4,8 (A-B), (k-L) | 1 | 1 | 2 | 1.3 |  | 0.3 | 0.78
| Beam 101 Grid 1 ,12 (B-E) (H-K) | 1 | 1 | 2 | 5.25 |  | 0.3 | 3.15
| Midland beam 113 | 1 | 1 | 1 | 2.29 |  | 0.3 | 0.687
| Beam 102 Grid 2,5,7,11 (C-F) (G-J) | 1 | 1 | 4 | 3.55 |  | 0.4 | 5.68
| Beam 103 Grid 2', 10'(B-C) (J-K) | 1 | 1 | 2 | 3.5 |  | 0.65 | 4.55
| Beam 104 Grid 3,9 (B-C) (J-K) | 1 | 1 | 2 | 3.5 |  | 0.65 | 4.55
| Beam 111 Grid 3' (F-G) | 1 | 1 | 1 | 2.29 |  | 0.4 | 0.916
| Beam 112 Grid 5'(B-C) (J-K) | 1 | 1 | 1 | 3.05 |  | 0.4 | 1.22
| Beam 115 grid 9,11 (f-G) | 1 | 1 | 2 | 2.29 |  | 0.3 | 1.374
| CB Grid (B-c)(J-K) | 1 | 1 | 1 | 3.05 |  | 0.15 | 0.4575
| CB Grid (B-E)(H-K) | 1 | 1 | 2 | 5.76 |  | 0.15 | 1.728
| Roof Slab | [6 empty] | 0
| Living room | 1 | 1 | 2 | 3.2 | 4.27 |  | 27.328
| M.Bed room | 1 | 1 | 2 | 3.35 | 3.05 |  | 20.435
| Bed room | 1 | 1 | 2 | 3.05 | 3.05 |  | 18.605
| CB slab | 1 | 1 | 2 | 0.85 | 1.82 |  | 3.094
| Sitout area | 1 | 1 | 2 | 3.05 | 1 |  | 6.1
| At. Toilet | 1 | 1 | 2 | 1.41 | 1.97 |  | 5.5554
| c.Toilet | 1 | 1 | 2 | 2.04 | 1.37 |  | 5.5896
| Kitchen | 1 | 1 | 2 | 2.14 | 2.25 |  | 9.63
| Wash area | 1 | 1 | 2 | 2.35 | 1 |  | 4.7
| cooridor | 1 | 1 | 1 | 2.29 | 5.95 |  | 13.6255
| Waist slab | 1 | 1 | 2 | 3.09 | 1.05 |  | 6.489
| Mid landing | 1 | 1 | 1 | 2.29 | 1 |  | 2.29
| Steps | 1 | 0.5 | 17 | 1.05 | 0.3 |  | 2.6775
sill slab- 0.05 /Lintel - .15
| W | 1 | 2 | 2 | 1.96 |  | 0.2 | 1.568
| W1 | 1 | 2 | 2 | 1.66 |  | 0.2 | 1.328
| W2 | 1 | 2 | 2 | 1.51 |  | 0.2 | 1.208
| W3 | 1 | 2 | 2 | 1.36 |  | 0.2 | 1.088
| W4 | 1 | 2 | 2 | 1.31 |  | 0.2 | 1.048
| W5 | 1 | 2 | 2 | 1.06 |  | 0.2 | 0.848
| Kw | 1 | 2 | 2 | 1.66 |  | 0.2 | 1.328
| G | 1 | 2 | 1 | 1.21 |  | 0.05 | 0.121
| Jally J sill slab | 2 | 2 | 1 | 1.96 |  | 0.05 | 0.392
| L. Door D1 lintel | 2 | 2 | 1 | 1.36 |  | 0.15 | 0.816
| Kitchen loft | 1 | 1 | 2 | 2.14 |  | 0.08 | 0.3424
| Bed room 1 & 2 | 1 | 1 | 2 | 3.05 |  | 0.08 | 0.488
| Kitchen sink platform | 1 | 1 | 2 | 2.77 |  | 0.08 | 0.4432
In Second floor
| Same as FF qty | [6 empty] | 199.99
In Third floor
| Same as FF qty | [6 empty] | 199.99
in forth floor
| Same as FF qty | [6 empty] | 199.99
In fifth floor
| Same as FF qty | [6 empty] | 199.99
In sixth floor
Beam
| Head room | 1 | 2 | 1 | 12.78 |  | 0.4 | 10.224
| Lift room base and top | 1 | 2 | 2 | 12.48 |  | 0.4 | 19.968
Slab
| Head room slab | 1 | 1 | 1 | 2.75 | 4.56 |  | 12.54
| Lift room base slab | 1 | 1 | 1 | 2.75 | 2.75 |  | 7.5625
| Lift room head room | 1 | 1 | 1 | 2.75 | 2.75 |  | 7.5625
| Head door lin tel | 1 | 2 | 2 | 1.36 |  | 0.15 | 0.816
| lift room door lintel | 1 | 2 | 1 | 1.36 |  | 0.15 | 0.408
Over head tank
| Beam alround | 1 | 2 | 2 | 11.72 |  | 0.4 | 18.752
| Beam at center | 1 | 2 | 2 | 1.53 |  | 0.4 | 2.448
| bottom Slab | 1 | 1 | 2 | 4.33 | 1.53 |  | 13.2498
| Top slab | 1 | 1 | 2 | 4.33 | 1.53 |  | 13.2498
| D/f Cover | -1 | 1 | 2 | 0.6 | 0.6 |  | -0.72
1295.8412
[7 empty] | Say | 1295.9 | Sqm
c.For Square and rectangular columns and small quantities such as sunshade, parapet cum drops window boxiing, fin projection and other similar works.
Column upto pedestral
| F2C4 | 1 | 1 | 2 | 1.5 |  | 1.35 | 4.05 |  |  | 0.3 | 0.45 | 0.75 | 1.5
| F3C4 | 1 | 1 | 2 | 1.5 |  | 1.5 | 4.5 |  |  | 0.3 | 0.45 | 0.75 | 1.5
| F1C1 | 1 | 1 | 2 | 1.06 |  | 1.5 | 3.18 |  |  | 0.23 | 0.3 | 0.53 | 1.06
| F1C4 | 1 | 1 | 1 | 1.5 |  | 1.5 | 2.25 |  |  | 0.3 | 0.45 | 0.75 | 1.5
| F5C6 | 1 | 1 | 2 | 1.66 |  | 1.3 | 4.316 |  |  | 0.23 | 0.6 | 0.83 | 1.66
| F4C5 | 1 | 1 | 2 | 1.5 |  | 1.3 | 3.9 |  |  | 0.3 | 0.45 | 0.75 | 1.5
| F2C4 | 1 | 1 | 2 | 1.5 |  | 1.35 | 4.05 |  |  | 0.3 | 0.45 | 0.75 | 1.5
| F5C5 | 1 | 1 | 2 | 1.5 |  | 1.3 | 3.9 |  |  | 0.3 | 0.45 | 0.75 | 1.5
| CF1 C2 | 1 | 1 | 2 | 1.2 |  | 1.45 | 3.48 |  |  | 0.3 | 0.3 | 0.6 | 1.2
| CF1C4 | 1 | 1 | 2 | 1.5 |  | 1.45 | 4.35 |  |  | 0.3 | 0.45 | 0.75 | 1.5
| CF2 C6 | 1 | 1 | 2 | 1.66 |  | 1.35 | 4.482 |  |  | 0.23 | 0.6 | 0.83 | 1.66
| (a) In Ground Floor |  |  |  | 0 | [7 empty] | 0 | 0
| C1 | 1 | 1 | 2 | 1.06 |  | 2.6 | 5.512 |  |  | 0.3 | 0.23 | 0.53 | 1.06
| C2 | 1 | 1 | 2 | 1.2 |  | 2.6 | 6.24 |  |  | 0.3 | 0.3 | 0.6 | 1.2
| C3 | 1 | 1 | 4 | 1.36 |  | 2.6 | 14.144 |  |  | 0.45 | 0.23 | 0.68 | 1.36
| C4 | 1 | 1 | 9 | 1.5 |  | 2.6 | 35.1 |  |  | 0.45 | 0.3 | 0.75 | 1.5
| C5 | 1 | 1 | 4 | 1.5 |  | 2.6 | 15.6 |  |  | 0.45 | 0.3 | 0.75 | 1.5
| C6 | 1 | 1 | 4 | 1.66 |  | 2.6 | 17.264 |  |  | 0.6 | 0.23 | 0.83 | 1.66
| In First Floor |  |  |  | 0 | [7 empty] | 0 | 0
| C1 | 1 | 1 | 2 | 1.06 |  | 2.6 | 5.512 |  |  | 0.3 | 0.23 | 0.53 | 1.06
| C2 | 1 | 1 | 2 | 1.2 |  | 2.6 | 6.24 |  |  | 0.3 | 0.3 | 0.6 | 1.2
| C3 | 1 | 1 | 4 | 1.36 |  | 2.6 | 14.144 |  |  | 0.45 | 0.23 | 0.68 | 1.36
| C4 | 1 | 1 | 9 | 1.5 |  | 2.6 | 35.1 |  |  | 0.45 | 0.3 | 0.75 | 1.5
| C5 | 1 | 1 | 4 | 1.5 |  | 2.6 | 15.6 |  |  | 0.45 | 0.3 | 0.75 | 1.5
| C6 | 1 | 1 | 4 | 1.66 |  | 2.6 | 17.264 |  |  | 0.6 | 0.23 | 0.83 | 1.66
| Sunshade | [11 empty] | 0 | 0
| W | 1 | 1 | 2 | 1.96 | 0.7 |  | 2.744 |  |  |  |  | 2.66 | 5.32
| W1 | 1 | 1 | 2 | 1.66 | 0.7 |  | 2.324 |  |  |  |  | 2.36 | 4.72
| W2 | 1 | 1 | 2 | 1.51 | 0.7 |  | 2.114 |  |  |  |  | 2.21 | 4.42
| W3 | 1 | 1 | 2 | 1.36 | 0.7 |  | 1.904 |  |  |  |  | 2.06 | 4.12
| W4 | 1 | 1 | 2 | 1.31 | 0.7 |  | 1.834 |  |  |  |  | 2.01 | 4.02
| W5 | 1 | 1 | 2 | 1.06 | 0.7 |  | 1.484 |  |  |  |  | 1.76 | 3.52
| Kw | 1 | 1 | 2 | 1.66 | 0.7 |  | 2.324 |  |  |  |  | 2.36 | 4.72
| G | 1 | 1 | 1 | 2.5 | 0.7 |  | 1.75 |  |  |  |  | 3.2 | 6.4
In Second floor
| Same as FF qty | [6 empty] | 110.34
In Third floor
| Same as FF qty | [6 empty] | 110.34
in forth floor
| Same as FF qty | [6 empty] | 110.34
In fifth floor
| Same as FF qty | [6 empty] | 110.34
In sixth floor
| C1 | 1 | 1 | 2 | 1.06 |  | 1.2 | 2.544
| C2 | 1 | 1 | 2 | 1.2 |  | 1.2 | 2.88 |  |  | 0.3
| C3 | 1 | 1 | 4 | 1.36 |  | 1.2 | 6.528 |  |  | 0.3
| C4 | 1 | 1 | 9 | 1.5 |  | 1.2 | 16.2 |  |  | 0.45
| C5 | 1 | 1 | 4 | 1.5 |  | 1.2 | 7.2 |  |  | 0.45
| C6 | 1 | 1 | 4 | 1.66 |  | 1.2 | 7.968 |  |  | 0.45 | 0.3 | 0.75 | 1.5
| For staircase | [9 empty] | 0.6 | 0.23 | 0.83 | 1.66
| C5 | 1 | 1 | 2 | 1.5 |  | 3.2 | 9.6
| C6 | 1 | 1 | 2 | 1.66 |  | 3.2 | 10.624
For lift room
| C3 | 1 | 1 | 4 | 1.36 |  | 3.2 | 17.408
Head room
| Door sunshade | 1 | 1 | 1 | 1.36 | 0.7 |  | 0.952
769.92
[7 empty] | Say | 770 | Sqm
d.For vertical walls (sump)
| Lift pit wall alround | 1 | 1 | 2 | 8.28 |  | 1.65 | 27.324
Over head tank
| Wall alround | 1 | 1 | 2 | 11.72 |  | 1.5 | 35.16
| Center wall | 1 | 1 | 2 | 1.53 |  | 1.5 | 4.59
67.074
[7 empty] | Say | 67.1 | Sqm
20 | White washing three coats using clean shell lime slaked including cost of lime, gum, blue, brushes, including scaffolding etc., complete in all respects.
| For qty 17 | [6 empty] | 1691.1
21 | Painting the walls with two coats using approved quality of best Oil Bound Distemper over the one coat of putty work including cost of distemper, primer, cleaning and scrapping the walls, rendering the walls smooth with necessary putty, brushes, scaffolding arrangements & labour charges etc., all complete and as directed by the departmental officers (paints and its shade shall be got approved from the Executive Engineer before using)
Inner plastering
In Ground floor
| Staircase | 1 | 1 | 1 | 10.29 |  | 3.05 | 31.3845
| Hand rail | 1 | 1 | 2 | 6.5 |  | 1.8 | 23.4
| Lift room | 1 | 1 | 1 | 9.16 |  | 2.925 | 26.793
| D/fD | -1 | 1 | 1 | 0.9 |  | 2.1 | -1.89
| Meter room | 1 | 1 | 1 | 10.76 |  | 2.925 | 31.473
| D/fD | -1 | 1 | 1 | 0.9 |  | 2.1 | -1.89
| Toilet | 1 | 1 | 1 | 6.86 |  | 2.925 | 20.0655
| D/f D1 | -1 | 1 | 1 | 0.75 |  | 2.1 | -1.575
Jams
| D/fD | 1 | 1 | 1 | 5.1 | 0.12 |  | 0.612
| D/f D1 | 1 | 1 | 1 | 4.95 | 0.12 |  | 0.594
In First floor
| Staircase | 1 | 1 | 1 | 10.29 |  | 3.05 | 31.3845
| Hand rail | 1 | 1 | 2 | 6.5 |  | 1.8 | 23.4
| Lift room | 1 | 1 | 1 | 9.16 |  | 2.925 | 26.793
| Living room | 1 | 1 | 2 | 14.94 |  | 2.925 | 87.399
| M.Bed | 1 | 1 | 2 | 12.2 |  | 2.925 | 71.37
| A.Toilet | 1 | 1 | 2 | 6.76 |  | 2.925 | 39.546
| C.Toilet | 1 | 1 | 2 | 7.44 |  | 2.925 | 43.524
| Bed room | 1 | 1 | 2 | 12.2 |  | 2.925 | 71.37
| Kitchen | 1 | 1 | 2 | 8.78 |  | 2.925 | 51.363
| Sitout | 1 | 1 | 2 | 7.8 |  | 2.925 | 45.63
| Wash area | 1 | 1 | 2 | 6.5 |  | 2.925 | 38.025
| C.toi.et entrance area | 1 | 1 | 2 | 4.54 |  | 2.925 | 26.559
| D/F,G | -1 | 1 | 1 | 1.8 |  | 1.35 | -2.43
| D/F,W | -1 | 1 | 2 | 1.5 |  | 1.35 | -4.05
| D/F,W5 | -1 | 1 | 2 | 0.6 |  | 1.35 | -1.62
| D/F,W4 | -1 | 1 | 2 | 1.85 |  | 1.35 | -4.995
| D/F,KW | -1 | 1 | 2 | 1.2 |  | 1.05 | -2.52
| D/F,W1 | -1 | 1 | 2 | 1.2 |  | 1.35 | -3.24
| D/f,J | -1 | 2 | 2 | 0.75 |  | 0.6 | -1.8
| D/F,W2 | -1 | 1 | 2 | 1.06 |  | 1.35 | -2.862
| D/f, Open Bed sitout | -1 | 1 | 2 | 12.43 |  | 1.2 | -29.832
| D/f, Open Kitchen sitout | -1 | 1 | 2 | 11.52 |  | 1.2 | -27.648
| D/f MD | -1 | 1 | 2 | 1 |  | 2.1 | -4.2
| D/fD | -1 | 2 | 2 | 0.9 |  | 2.1 | -7.56
| D/f D1 | -1 | 2 | 1 | 0.75 |  | 2.1 | -3.15
| D/fO | -1 | 1 | 2 | 0.9 |  | 2.1 | -3.78
Jams
| D/F,G | 1 | 1 | 1 | 6.3 | 0.23 |  | 1.449
| D/F,W | 1 | 2 | 1 | 5.7 | 0.23 |  | 2.622
| D/F,W5 | 1 | 2 | 1 | 3.9 | 0.23 |  | 1.794
| D/F,W4 | 1 | 1 | 2 | 6.4 | 0.23 |  | 2.944
| D/F,KW | 1 | 1 | 2 | 4.5 | 0.23 |  | 2.07
| D/F,W1 | 1 | 1 | 2 | 5.1 | 0.23 |  | 2.346
| D/f,J | 1 | 2 | 2 | 2.7 | 0.23 |  | 2.484
| D/F,W2 | 1 | 1 | 2 | 4.82 | 0.23 |  | 2.2172
| D/f, Open Bed sitout | 1 | 1 | 2 | 27.26 | 0.12 |  | 6.5424
| D/f, Open Kitchen sitout | 1 | 1 | 2 | 25.44 | 0.12 |  | 6.1056
| D/f MD | 1 | 1 | 2 | 5.2 | 0.12 |  | 1.248
| D/fD | 1 | 2 | 4 | 5.1 | 0.12 |  | 4.896
| D/f D1 | 1 | 2 | 2 | 4.95 | 0.12 |  | 2.376
| D/fO | 1 | 1 | 2 | 5.1 | 0.12 |  | 1.224
| Kitchen platform wall | 1 | 2 | 2 | 0.6 |  | 1.52 | 3.648
| Kichen cubboard wall | 1 | 2 | 2 | 1.02 |  | 2.1 | 8.568
| Kitchen loft | 1 | 1 | 2 | 2.14 | 1.28 |  | 5.4784
| Bed room 1 & 2 | 1 | 2 | 2 | 3.05 | 1.28 |  | 15.616
In Second floor
| Same as FF qty | [6 empty] | 530.31
In Third floor
| Same as FF qty | [6 empty] | 530.31
in forth floor
| Same as FF qty | [6 empty] | 530.31
In fifth floor
| Same as FF qty | [6 empty] | 530.31
In sixth floor
| Head room | 1 | 1 | 1 | 13.78 |  | 2.925 | 40.3065
| Lift room | 1 | 1 | 1 | 9.16 |  | 2.925 | 26.793
| D/F,GD | 1 | 1 | 2 | 0.9 |  | 2.1 | 3.78
| Jams | 1 | 1 | 2 | 5 | 0.23 |  | 2.3
2853.6916
22 | Painting the false ceilling / walls two coats with 1st class ready mixed plastic emulsion paint of best approved quality colour and shade over a priming coat, including clean removal of dirt and dust etc., complete including cost of necessary brushes, labour charges, putty etc., complying with relevant standard specification. (The paint should be supplied by the contractors at his own cost.The quality and shade of the paint should be got approved by the Executive engineer before use.)
Ground floor
| C1 | 1 | 1 | 2 | 1.06 |  | 2.6 | 5.512
| C2 | 1 | 1 | 2 | 1.2 |  | 2.6 | 6.24
| C3 | 1 | 1 | 4 | 1.36 |  | 2.6 | 14.144
| C4 | 1 | 1 | 9 | 1.5 |  | 2.6 | 35.1
| C5 | 1 | 1 | 4 | 1.5 |  | 2.6 | 15.6
| C6 | 1 | 1 | 4 | 1.66 |  | 2.6 | 17.264
| Meter roomm toilet, staircase alround outer | 1 | 1 | 1 | 22.55 |  | 3.05 | 68.7775
| Lift room | 1 | 1 | 1 | 11 |  | 3.05 | 33.55
| First floor | [6 empty] | 0
| Alround | 1 | 1 | 1 | 68.72 |  | 3.05 | 209.596
| OTS alround | 1 | 1 | 1 | 11.17 |  | 3.05 | 34.0685
| D/F,G | -1 | 1 | 1 | 1.8 |  | 1.35 | -2.43
| D/F,W | -1 | 1 | 2 | 1.5 |  | 1.35 | -4.05
| D/F,W5 | -1 | 1 | 2 | 0.6 |  | 1.35 | -1.62
| D/F,W4 | -1 | 1 | 1 | 1.85 |  | 1.35 | -2.4975
| D/F,KW | -1 | 1 | 1 | 1.2 |  | 1.05 | -1.26
| D/F,W1 | -1 | 1 | 1 | 1.2 |  | 1.35 | -1.62
| D/f,J | -1 | 1 | 1 | 0.75 |  | 0.6 | -0.45
| D/F,W2 | -1 | 1 | 1 | 1.06 |  | 1.35 | -1.431
| D/f, Open Bed sitout | -1 | 1 | 1 | 12.43 |  | 1.2 | -14.916
| D/f, Open Kitchen sitout | -1 | 1 | 1 | 11.52 |  | 1.2 | -13.824
Sunshade
| W | 1 | 1 | 2 | 1.96 | 1.3 |  | 5.096
| D/F,W5 | 1 | 1 | 2 | 1.06 | 1.3 |  | 2.756
| D/F,W4 | 1 | 1 | 2 | 2.31 | 1.3 |  | 6.006
| D/F,KW | 1 | 1 | 2 | 1.66 | 1.3 |  | 4.316
| D/F,W1 | 1 | 1 | 2 | 1.66 | 1.3 |  | 4.316
| D/F,W2 | 1 | 1 | 2 | 1.52 | 1.3 |  | 3.952
| G | 1 | 1 | 1 | 2.5 | 1.3 |  | 3.25
| Corridor | 1 | 1 | 1 | 16 |  | 2.925 | 46.8
| D/f MD | -1 | 1 | 2 | 1 |  | 2.1 | -4.2
| D/G G | -1 | 1 | 1 | 1.8 |  | 1.35 | -2.43
| D/F,LD | -1 | 1 | 1 | 0.9 |  | 2.1 | -1.89
| D/f, Staircase opening | -1 | 1 | 1 | 2.29 |  | 2.65 | -6.0685
| Jams G | 1 | 1 | 1 | 2.63 | 0.23 |  | 0.6049
| Shoe rack | 1 | 2 | 2 | 1.3
Second Floor
| Same as FF qty | [6 empty] | 262.07
Third Floor
| Same as FF qty | [6 empty] | 262.07
forth Floor
| Same as FF qty | [6 empty] | 262.07
Fifth Floor
| Same as FF qty | [6 empty] | 262.07
Sixth floor
| Head room + parapet | 1 | 1 | 1 | 15.7 |  | 4.23 | 66.411
| D/f, D1 | -1 | 1 | 2 | 0.9 |  | 2.1 | -3.78
| Lift room | 1 | 1 | 1 | 11 |  | 4.23 | 46.53
| D/f, D1 | -1 | 1 | 1 | 0.9 |  | 2.1 | -1.89
| Sunshade D1 | 1 | 1 | 3 | 1.36 |  | 2.1 | 8.568
Parapet alround
| Alround | 1 | 1 | 1 | 68.72 |  | 2.52 | 173.1744
| C1 | 2 | 1 | 4 | 1.06 |  | 1.2 | 10.176
| C2 | 2 | 1 | 4 | 1.2 |  | 1.2 | 11.52
| C3 | 2 | 1 | 4 | 1.36 |  | 1.2 | 13.056
| C4 | 2 | 1 | 16 | 1.5 |  | 1.2 | 57.6
| C5 | 2 | 1 | 4 | 1.5 |  | 1.2 | 14.4
| C6 | 2 | 1 | 4 | 1.66 |  | 1.2 | 15.936
Over head tank (both sides)
| Beam alround | 1 | 1 | 2 | 11.72 |  | 0.52 | 12.1888
| Beam at center | 1 | 1 | 2 | 1.53 |  | 0.52 | 1.5912
| Slab | 1 | 1 | 2 | 4.33 | 1.53 |  | 13.2498
| Wall alround | 1 | 1 | 2 | 11.72 |  | 1.5 | 35.16
| Center wall | 1 | 1 | 2 | 1.53 |  | 1.5 | 4.59
| Top slab | 1 | 2 | 2 | 4.33 |  | 1.53 | 26.4996
| D/f Cover | -1 | 2 | 2 | 0.6 | 0.6 |  | -1.44
2010.0827
[7 empty] | Say | 2010.1 | Sqm
23 | Supplying and applying of Full putty one coat with aproved make wall putty for smooth finishing the new cement plastered walls including cost of putty, brushes, watering, curing, labour charges for applying putty, blade etc., complete as directed by the departmental officers. (The quality and brand should be got approved from the EE before use.)
| For qty 21 | [6 empty] | 2853.6916 | Sqm
24 | Supplying and fixing of Teak Wood wrought and put up for frames of doors, windows, ventilators, cupboard and any other similar joinery works with necessary plugs, rebates for shutters, plaster grooves on all faces etc. , including labour charges for fixing hold fasts, complying with relevant standard specifications etc., in all respects.
a) Teak wood over 2.00 metre and below 3 metre length
| Main Door vertical | 10 | 1 | 2 | 0.1 | 0.08 | 2.1 | 0.336
[7 empty] | Total | 0.34 | Cum
b) Teak wood below 2.00 metre length
| Main Door top | 10 | 1 | 1 | 1 | 0.08 | 0.1 | 0.08
| Main Door Thresh hold Plate | 10 | 1 | 1 | 1 | 0.08 | 0.1 | 0.08
0.16
[7 empty] | Total | 0.16 | Cum
25 | Providing precast concrete slab for cupboard ward robes shelves, cover slab for chambers, Baffle walls side slabs of boxing around windows and other similar works in cement concrete 1:2:4 (One of cement, two of sand and four of stone jelly) using hard broken stone jelly of size 10mm and less for the following thickness excluding the cost and fabrication of reinforcement grills but including precasting, moulding, curing, finishing and fixing in position complying with relevant standard specifications etc., complete in the following floors (Measurement will be taken including bearing in wall also). II. 40mm thick
(b) First Floor
| In M.Bed room WR | 1 | 2 | 4 | 1.55 | 0.6 |  | 7.44
| Bed WR | 1 | 2 | 4 | 1.6 | 0.6 |  | 7.68
| Kitchen rack | 1 | 2 | 5 | 1.2 | 0.3 |  | 3.6
| Shoe rack | 1 | 2 | 3 | 1 | 0.3 |  | 1.8
[7 empty] | Total | 20.52
[7 empty] | Say | 20.52 | SQM
Second Floor
| Same as FF qty | [6 empty] | 20.52 | SQM
Third Floor
| Same as FF qty | [6 empty] | 20.52 | SQM
forth Floor
| Same as FF qty | [6 empty] | 20.52 | SQM
Fifth Floor
| Same as FF qty | [6 empty] | 20.52 | SQM
26 | Precast cement concrete Jally ventilator in cement concrete 1:2:4 (One of cement, two of sand, and four of hard broken stone jelly) using 20mm gauge hard broken stone jelly for the following thickness excluding the cost and fabrication of reinforcement grills but including precasting, moulding, curing, finishing and fixing in position complying with relevant standard specifications etc., complete in the following floors. I. 50mm thick
(a) Ground floor
| in Toilet | 1 | 1 | 1 | 0.75 |  | 0.6 | 0.45 | Sqm
(b) First Floor
| Attach toilet and Common toilet J | 1 | 2 | 2 | 0.75 |  | 0.6 | 1.8 | Sqm
(c) Second floor
| Attach toilet and Common toilet J | 1 | 2 | 2 | 0.75 |  | 0.6 | 1.8 | Sqm
(d) Third Floor
| Attach toilet and Common toilet J | 1 | 2 | 2 | 0.75 |  | 0.6 | 1.8 | Sqm
(e)Fourth floor
| Attach toilet and Common toilet J | 1 | 2 | 2 | 0.75 |  | 0.6 | 1.8 | Sqm
(F)Fifth floor
| Attach toilet and Common toilet J | 1 | 2 | 2 | 0.75 |  | 0.6 | 1.8 | Sqm
27 | Supplying and fixing of Best Indian Teakwood Panelled door shutters Single leaf in position using 125mm x 37.5mm styles and 4 Nos. of 150x37.5mm rails (top, middle, bottom and lock rail) 2 nos. of 125mm x 37.5mm vertical shoter styles and 18.75mm thick planks for panels including cost and labour for fixing the furniture fittings such as 1nos of door handle , 3nos of 5" Butt hinges, 2nos of 6"x1/2" Tower bolt, 1no 10"x5/8" aldrop, 1nos nylon bush and 1nos door stopper with Brass screws etc., all complete and as directed by the departmental officers a) Single leaf suitable for door size 1000mm x 2100mm
a. 1000 x 2100 mm
| Main Door MD | 10 | 1 | 1 | 0.9 |  | 2.05 | 18.45
[7 empty] | Say | 18.5 | SQM
28 | Providing 9mm thick BWR Ply wood ( single ) with TW style including putting etc.,
b. 900 x 2100 mm
| M.B | 10 | 1 | 1 | 0.8 |  | 2.05 | 16.4
| Bedroom | 10 | 1 | 2 | 0.8 |  | 2.05 | 32.8
| Kitchen | 10 | 1 | 1 | 0.8 |  | 2.05 | 16.4
[7 empty] | Total | 65.6
[7 empty] | Say | 65.6 | SQM
29 | Supplying and fixing of Magnetic door catches
First Floor
| Main Door MD | 10 | 1 | 1 |  |  |  | 10
| D | 10 | 1 | 4 |  |  |  | 40
[7 empty] | Total | 50
[7 empty] | Say | 50 | NOS
30 | Supplying and fixing Mild Steel grills as per the design approved to verandah enclosure or gate including one coat of primer and labour for fixing in position etc. all complete |  |  |  |  | Kg
| W | 1 | 2 | 5 | 1.5 | 30 | 1.35 | 607.5
| W1 | 1 | 2 | 5 | 1.2 | 30 | 1.35 | 486
| W2 | 1 | 2 | 5 | 1.05 | 30 | 1.35 | 425.25
| W3 | 1 | 2 | 5 | 0.9 | 30 | 1.35 | 364.5
| W4 | 1 | 2 | 5 | 0.85 | 30 | 1.35 | 344.25
| W5 | 1 | 2 | 5 | 0.6 | 30 | 1.35 | 243
| ,KW | 1 | 2 | 5 | 1.2 | 30 | 1.05 | 378
| Head room Grill Door | 1 | 1 | 2 | 1 | 30 | 2.1 | 126
| ,G | 1 | 1 | 5 | 1.8 | 30 | 1.35 | 364.5
| G in kitchen sitout | 10 | 1 | 1 | 3.37 | 30 | 1.2 | 1213.2
| G in Bedroom sitout | 10 | 1 | 1 | 4.05 | 30 | 1.2 | 1458
| For lift room | 1 | 1 | 1 | 1.2 | 100 | 1.5 | 180
6190.2
[7 empty] | Say | 6190.2 | KG
31 | Supplying of mild steel hold fasts horizontally twisted of size 230x40x4mm with pair of suitable iron screws.
| MD | 10 | 1 | 6 |  |  |  | 60
| D | 10 | 4 | 6 |  |  |  | 240
[7 empty] | Total | 300
[7 empty] | Say | 300 | NOS
32 | Finishing the top of flooring with cement concrete 1:3 (One of cement and three of blue granite chips of size 10mm and below) 20 mm thick Ellispattern Flooring (No Sand) and surface rendered smooth including 150mm wide skirting, providing proper slopes, thread lining, curing etc.. complete in all floors complying with relevant standard specifications.
| S/C Area | 1 | 1 | 1 | 4 | 2.29 |  | 9.16
| Steps Riser | 1 | 12 | 19 | 1 |  | 0.17 | 38.76
| Steps Tread | 1 | 12 | 18 | 1 | 0.25 |  | 54
| M.Bedroom Wr bottom | 10 | 1 | 1 | 1.55 | 0.6 |  | 9.3
| Bed room | 10 | 1 | 1 | 1.6 | 0.6 |  | 9.6
| Kitchen Cubboard | 10 | 1 | 1 | 1.2 | 0.45 |  | 5.4
| kitchen plat form | 10 | 1 | 1 | 2.77 | 0.6 |  | 16.62
| Shoe rack | 10 | 1 | 1 | 1 | 0.45 |  | 4.5
| Midlanding | 1 | 1 | 7 | 2.29 | 1.05 |  | 16.8315
| Cooridor | 1 | 1 | 5 | 5.71 | 2.29 |  | 65.3795
[7 empty] | Total | 229.551
[7 empty] | Say | 229.6 | SQM
33 | Weathering Course with concrete broken brick jelly 20mm gauge in pure burnt lime stone slaked and screened (No Sand) over RCC Roof Slab with proportion of brick jelly to lime (fat lime) being 32: 12 1/2 by volume well beaten with wooden beaters for giving the required slope and thickness complying with relevant standard specification and as directed by the departmental officers.
| Common Toilet sunken | 10 | 1 | 1 | 2.05 | 1.37 | 0.4 | 11.234
| Attach Toilet sunken | 10 | 1 | 1 | 1.41 | 1.97 | 0.28 | 7.7776
[7 empty] | Total | 19.0116
[7 empty] | Say | 19.1 | SQM
34 | Painting the new wood work with two coats of approved first class synthetic enamel ready mixed paint in addition to one coat of primer of approved quality and shade, the paint should be supplied by the contractor at his own cost (The quality and the shade of paint should be got approved by the Executive Engineer before use) complying with relevant standard specifications.
| Door D | 10 | 1 | 4 | 0.9 | 2.6 | 2.1 | 196.56
[7 empty] | Total | 196.56
[7 empty] | Say | 196.6 | SQM
35 | Painting the new Iron work and other similar works such as PVC /ASTM Pipes, Kerb Stone and grills with two coats of approved first class synthetic enamel ready mixed paint of approved quality and brand, the paint should be supplied by the contractor at his own cost. (The quality and the brand of paint should be got approved by the Executive Engineer before use) complying with relevant Standard specifications.
| W | 1 | 2 | 5 | 1.5 | 1 | 1.35 | 20.25
| W1 | 1 | 2 | 5 | 1.2 | 1 | 1.35 | 16.2
| W2 | 1 | 2 | 5 | 1.05 | 1 | 1.35 | 14.175
| W3 | 1 | 2 | 5 | 0.9 | 1 | 1.35 | 12.15
| W4 | 1 | 2 | 5 | 0.85 | 1 | 1.35 | 11.475
| W5 | 1 | 2 | 5 | 0.6 | 1 | 1.35 | 8.1
| ,KW | 1 | 2 | 5 | 1.2 | 1 | 1.05 | 12.6
| Head room Grill Door | 1 | 1 | 2 | 1 | 1 | 2.1 | 4.2
| ,G | 1 | 1 | 5 | 1.8 | 1 | 1.35 | 12.15
| G in kitchen sitout | 10 | 1 | 1 | 3.37 | 1 | 1.2 | 40.44
| G in Bedroom sitout | 10 | 1 | 1 | 4.05 | 1 | 1.2 | 48.6
| Lift room step | 1 | 1 | 1 | 1.2 | 1 | 1.5 | 1.8
202.14
[7 empty] | Say | 202.2 | Sqm
36 | Supplying and fixing of Colour glazed tiles (Best approved quality and the same shall be got approved from the Executive Engineer before using) over cement plastering in CM 1:2 (One of cement and two of sand) 10mm thick including fixing in position, cutting the tiles to the required size wherever necessary, pointing the joints with coloured cement, curing, finishing etc., all complete and as directed by the departmental officers.
| C.Toilet | 10 | 1 | 1 | 6.84 |  | 1.5 | 102.6
| A.T | 10 | 1 | 1 | 6.76 |  | 1.5 | 101.4
| D/f, D1 | -10 | 1 | 1 | 0.75 |  | 1.5 | -11.25
| Jams | 10 | 1 | 2 | 1.5 | 0.12 |  | 3.6
| Kitchen sink | 10 | 1 | 1 | 3.37 |  | 0.9 | 30.33
226.68
[7 empty] | Say | 226.7 | Sqm
37 | Supplying and fixing of colour Ceramic Tiles Anti skid without corrugated design for flooring and other similar works (Best approved quality, colour and shade shall be got approved from the Executive Engineer before using) over cement mortor 1:3 (One of cement and three of sand) 20mm thick including fixing in position, cutting the tiles to the required size wherever necessary, pointing the joints with white cement, curing, finishing etc., all complete and as directed by the departmental officers
| C.Toilet | 10 | 1 | 1 | 2.05 |  | 1.37 | 28.085
| A.T | 10 | 1 | 1 | 1.41 |  | 1.97 | 27.777
55.862
[7 empty] | Say | 55.9 | Sqm
38 | Supplying and fixing of stainfree nano polishing vertified tiles 60 cm x 60 cm x 2 cm for flooring and other similar works (Best approved quality) colour and shade shall be got approved from the Executive Engineer before using) over cement mortar 1:3 (one of cement and three of sand) 20 mm thick including fixing in position cutting the tiles to the required size wherever necessary pointing the joints with white cement, curing finishing etc. all complete and as directed by the departmental officers.
| Living room | 10 | 1 | 1 | 3.2 | 4.27 |  | 136.64
| M.Bed room | 10 | 1 | 1 | 3.35 | 3.05 |  | 102.175
| Bed room | 10 | 1 | 1 | 3.05 | 3.05 |  | 93.025
| Sitout | 10 | 1 | 1 | 3.05 | 1 |  | 30.5
| Kitchen | 10 | 1 | 1 | 2.14 | 2.25 |  | 48.15
| Skiding | [6 empty] | 0
| Living room | 10 | 1 | 1 | 14.94 |  | 0.1 | 14.94 |  |  | 3.2 | 4.27 | 7.47 |  | 14.94 | 0 | 29.88 | 0 | 59.76 | 0 | 119.52
| M.Bed room | 10 | 1 | 1 | 12.8 |  | 0.1 | 12.8 |  |  | 3.35 | 3.05 | 6.4 |  | 12.8 | 0 | 25.6 | 0 | 51.2 | 0 | 102.4
| Bed room | 10 | 1 | 1 | 12.2 |  | 0.1 | 12.2 |  |  | 3.05 | 3.05 | 6.1 |  | 12.2 | 0 | 24.4 | 0 | 48.8 | 0 | 97.6
| Sitout | 10 | 1 | 1 | 8.1 |  | 0.1 | 8.1 |  |  | 3.05 | 1 | 4.05 |  | 8.1 | 0 | 16.2 | 0 | 32.4 | 0 | 64.8
| Kitchen | 10 | 1 | 1 | 8.78 |  | 0.1 | 8.78 |  |  | 2.14 | 2.25 | 4.39 |  | 8.78 | 0 | 17.56 | 0 | 35.12 | 0 | 70.24
| For MD | 10 | 1 | 1 | 1 |  | 0.23 | 2.3
| For D | 10 | 1 | 4 | 0.9 |  | 0.23 | 8.28
477.89
[7 empty] | Say | 477.9 | Sqm
39 | Supplying and fixing of Grey colour Granite (10 to 12 mm thick) for wall cladding (Best approved quality and the same shall be got approved from the Executive Engineer before using) over cement plastering in CM 1:2 (One of cement and two of sand) 10 mm thick including fixing in position, cutting the tiles to the required size wherever necessary, pointing the joints with coloured cement, curing, finishing etc., all complete and as directed by the departmental officers.
| For lift entrance wall | 1 | 1 | 6 | 2.29 |  | 2.925 | 40.1895
| D/f D | -1 | 1 | 6 | 0.9 |  | 2.1 | -11.34
| Jams | 1 | 1 | 6 | 5.1 | 0.23 |  | 7.038
35.8875
[7 empty] | Say | 35.9 | Sqm
40 | Providing Jet Black Granite, Tiles 20 mm thick for kitchen platform slabs including super fine polish, finishing and fixing in position and pointing with CM 1:3 (One of cement and three of sand) complying with relevant Standard specifications etc., (Measurement will be taken including bearing also) as directed by the departmental officers (Quality of Granite slab shall be got approved by the Executive Engineer before fixing.
b. In First floor
| For kitchen | 1 | 4 | 5 | 2.85 | 0.6 |  | 34.2
[7 empty] | Say | 34.2 | Sqm
c) Second Floor
| Same as FF qty | [6 empty] | 34.2
d) Third Floor
| Same as FF qty | [6 empty] | 34.2
e) forth Floor
| Same as FF qty | [6 empty] | 34.2
f) Fifth Floor
| Same as FF qty | [6 empty] | 34.2
41 | Providing nosing to the edges of Granite slab
Ground Floor to Fifth floor
| Kitchen hearth slab | 1 | 2 | 5 | 3.45 |  |  | 34.5
[7 empty] | Say | 34.5 | RMT
42 | Finishing the top of Terrace floor with one course of solar reflective water proof, heat proof and cool roof ceramic tiles of size 300mmx300mmx8mm thick of approved quality laid in cement mortor 1:3 (one part of cement and three parts of sand) 20mm thick over base concrete mixed with calcium based mineral powder (60 kg for 1000 sqft) (before laying tiles, the tiles should be dipped with salin based nano liquid) and top Grouting with cement mortar 1:3 (one part of cement and three parts of sand) mixed with white cement, silicon powder and polimer additives (20kg for 1000 sqft.) and joint pointed with zycosil oil (200gm for 1000 sqft.) after grouting acrylic salin based liquid including cost of base concrete 1:2:4 mix using 6-10mm chips - 40mm thick etc., complete complying with standard specifications including cost of all materials, labour charges for lifting to open terrace, laying and finishing and other incidental charges etc., complete and as directed by the departmental officers. (The Brand and quality of tiles should be got approved from the Executive Engineer before using)
| Bay-1 | 1 | 1 | 1 | 7.08 | 19.06 |  | 134.9448
| Bay-2 | 1 | 1 | 1 | 6.05 | 1.85 |  | 11.1925
| Bay-3 | 1 | 2 | 1 | 0.9 | 2.19 |  | 3.942
| Bay-4 | 1 | 1 | 1 | 2.27 | 8.83 |  | 20.0441
| Lift room top | 1 | 1 | 1 | 2.89 | 2.89 |  | 8.3521
| Head room | 1 | 1 | 1 | 2.89 | 4.6 |  | 13.294
| D/f OTS | -1 | 1 | 2 | 2.5 | 3.09 |  | -15.45
| D/F, bay 1 | -1 | 1 | 2 | 0.85 | 3.35 |  | -5.695
170.6245
[7 empty] | Say | 170.7 | Sqm
43 | Providing wooden ( Melamine Door ) Polish for old wood by removing by blade scrapping the exisiting dirt from the wooden surface using sand paper with M50 and repeat M80 paper to get a smooth surface leaves atleast 4hrs drying sand paper and prepare surface by M100 and clear the surface apply one coat of touch wood stainer by brush and leaves for two hrs. for drying prepare the surface by M100 sand paper and apply one coat of ash sanding sealer mixed with approved quality thinner after drying apply one coat of sanding sealer and attend the surface to get thoroughly dired smoother surface with no.250 water emery wood cleaner fill the holes and dots by putty and packing to get the surface clean apply surface by wax emery no.250 apply first coat of melamen sealer with the thinner for preparing the surface and apply second coat of the same by dry after drying preparing the surface with water emery no.320 and apply two coats of melamen matt mixed with glazing and thinner 106 prepare the surface water no.400 and apply two coats of same and finally smoother etc., all complete including cost of all materials and labour etc., and as directed by the departmental officers (The quality and shade of the polish should be got approved from the EE before use).
| For M.D | 10 | 1 | 1 | 1 | 2.6 | 2.1 | 54.6 | Sqm
44 | Applying one coat of Anticorrosive treatment for steel window/ M.S. Grills (using 5 liters of anticorosive chemical per one MT of steel) at site including cost of paint (NITOZINC rich primer), brushes, gloves, labour charges for applying anticorrosive paint etc before the application of synthetic enamel paint. (The quality and the brand of the anticorrsive paint, should be got approved from the EE before use) and as directed by the departmental officers.
| For qty 30 |  |  |  |  | 6190.2 |  | 6.1902 | MT
45 | Supplying and fixing of 20mm dia Aluminium Hanger rod etc.
Ground Floor to Fifth floor
| M.Bedroom Wr | 10 | 1 | 1 | 1.3 |  |  | 13
| Bed Wr | 10 | 1 | 1 | 1.36 |  |  | 13.6
[7 empty] | Total | 26.6
[7 empty] | Say | 26.6 | RMT
46 | Supplying and fixing of towel rail 75cm long etc
Ground Floor to fifth floor
| Common Toilet | 10 | 1 | 1 |  |  |  | 10
| Attach Toilet | 10 | 1 | 1 |  |  |  | 10
[7 empty] | Total | 20
[7 empty] | Say | 20 | NOS
47 | Supplying and fixing of five pin coat stand etc.,
Ground Floor to fifth floor
| M.Bed room | 10 | 1 | 1 |  |  |  | 10
| Bed room | 10 | 1 | 1 |  |  |  | 10
[7 empty] | Total | 20
[7 empty] | Say | 20 | NOS
48 | Supplying and fixing of 8 gauge chromium pin picture hook etc.,
| W | 10 | 1 | 2 |  |  |  | 20
| W1 | 10 | 1 | 2 |  |  |  | 20
| W2 | 10 | 1 | 2 |  |  |  | 20
| W3 | 10 | 1 | 2 |  |  |  | 20
| W4 | 10 | 1 | 2 |  |  |  | 20
| W5 | 10 | 1 | 2 |  |  |  | 20
| ,KW | 10 | 1 | 2 |  |  |  | 20
[7 empty] | Total | 140
[7 empty] | Say | 140 | NOS
49 | supplying and planting avenue tree including earth work etc., | 1 | x | 2 |  |  |  | 2 | NOS
50 | Providing and fixing of Triangular shape chickhen mesh tree guard etc., | 1 | x | 2 |  |  |  | 2 | NOS
51 | Supplying, laying, fixing and jointing the following PVC pipes as per ASTM D - 1785 of schedule 40 of wall thickness not less than the specified in IS 4985 suitable for plumbing by threading of wall thickness including the cost of suitable PVC/GI specials /GM specials like Elbow, Tee reducers, Plug, union, bend, coupler, nipple/ GM gate valve, check and wheel valve etc., wherever required above the ground level including the cost of teflon tape, special clamps, nails, etc., fixing on wall to the proper gradient and alignment and redoing the chipped of masonry etc., as directed by the departmental officers.
a) 32mm dia Astm D schedule 40 threaded Pvc pipe with necessary PVC/GI specials
| For Vetical | 1 | 1 | 1 | 36 |  |  | 36
| Air Vent Pipe | 1 | 1 | 2 | 1.35 |  |  | 2.7
| water outlet pipe | 1 | 1 | 1 | 1.5 |  |  | 1.5
[7 empty] | Total | 40.2
[7 empty] | Say | 40.2 | RMT
b) 25mm ASTM D schedule 40- threaded PVC pipe
| Tank to Ground Floor toilet | 1 | 1 | 1 | 30 |  |  | 30 |  |  | 1
| Tank to FF A. toilet and common toilet | 1 | 1 | 2 | 22.1 |  |  | 44.2 |  |  | 2
| Tank to SF A. toilet and common toilet | 1 | 1 | 2 | 20.1 |  |  | 40.2 |  |  | 2
| Tank to TF A. toilet and common toilet | 1 | 1 | 2 | 17.1 |  |  | 34.2 |  |  | 2
| Tank to FF A. toilet and common toilet | 1 | 1 | 2 | 14 |  |  | 28 |  |  | 2
| Tank to Ff A. toilet and common toilet | 1 | 1 | 2 | 11 |  |  | 22 |  |  | 2
| Tank to FF kitchen | 1 | 1 | 2 | 36.2 |  |  | 72.4 |  |  | 11
| Tank to SF kitchen | 1 | 1 | 2 | 33.5 |  |  | 67
| Tank to TF kitchen | 1 | 1 | 2 | 29.5 |  |  | 59
| Tank to FF kitchen | 1 | 1 | 2 | 27.5 |  |  | 55
| Tank to Ff kitchen | 1 | 1 | 2 | 25.5 |  |  | 51
[7 empty] | Total | 503
[7 empty] | Say | 503 | RMT
b) 20 mm ASTM D schedule 40- threaded PVC pipe
| In At.toilet | 10 | 1 | 1 | 6.85 |  |  | 68.5
| In C.Toilet | 10 | 1 | 1 | 6.76 |  |  | 67.6
| kitchen | 10 | 1 | 1 | 1.45 |  |  | 14.5
[8 empty] | 150.6 | Rmt
52 | Supplying, laying and fixing of 20 mm dia GI Pipe ‘B’ Class of best approved quality for Hot water line fully concealed in walls including cost of pipes and specials, labour charges for laying,jointing, testing and redoing the dismantled portions with neat finish etc., all complete and as directed by the departmental officers.
| In At.toilet | 10 | 1 | 1 | 2.5 |  |  | 25
| In C.Toilet | 10 | 1 | 1 | 2.5 |  |  | 25
[7 empty] | Total | 50
[7 empty] | Say | 50 | RMT
53 | Supplying and fixing of half turn C.P Long body Tap of 15mm dia of best quality including cost of half turn CP tap with required specials and labour for fixing etc, all complete and as directed by the departmental officers., (The quality and brand of fittings should be got approved from Executive Engineer before use).
Ground Floor
| Toilet | 1 | 1 | 1 |  |  |  | 1
In qts
| Attach Toilet | 10 | 1 | 2 |  |  |  | 20
| Common Toilet | 10 | 1 | 2 |  |  |  | 20
| Kitchen | 10 | 1 | 2 |  |  |  | 20
[7 empty] | Total | 61
[7 empty] | Say | 61 | NOS
54 | Supplying and fixing of half turn C.P short body Tap of 15mm dia of best quality including cost of half turn CP tap with required specials and labour for fixing etc, all complete and as directed by the departmental officers., (The quality and brand of fittings should be got approved from Executive Engineer before use).
Ground Floor
| Common Toilet | 1 | 1 | 1 |  |  |  | 1
In qts
| Attach Toilet | 10 | 1 | 1 |  |  |  | 10
| Common Toilet | 10 | 1 | 1 |  |  |  | 10
| Wash area | 10 | 1 |  |  |  |  | 10
[7 empty] | Total | 31
[7 empty] | Say | 31 | NOS
55 | Supplying and fixing of Indian Water Closet white galzed (oriya type) of size 580 mm X 440 mm of approved make with ISI mark (to be got approved from EE before use) with P or S trap confirming to IS 2556 part 12, including concrete packing filling portion with earth, flooring the area with 75mm thick brick jelly concrete in CC 1:8:16 (one of cement, eight of sand and sixteen of brick jelly) using 40mm size brick jelly and top left rough to receive the floor plastering but including anti-syphonage connection, curing, etc. all complete and as directed by the departmental officers. In Ground floor.
| in Gf Toilet | 1 | 1 | 1 |  |  |  | 1
[7 empty] | Say | 1 | NOS
56 | Supplying and fixing of Indian Water Closet white glazed (oriya type) of size 580 mm X 440 mm of approved make with ISI mark (to be got approved from EE before use) with PVC SWR grade 'P' or 'S' trap, including concrete filling the sunk portion with brick jelly lime concrete proportion of brick jelly to lime being 32:12½ by volume (32 cft of 20mm gauge brick jelly and 12 ½ cft of slaked lime) (No sand) and top 75mm thick brick jelly concrete in CC 1:8:16 (one of cement, eight of sand and sixteen of broken brick jelly) using 40mm size brick jelly including plastering the sides of sunk portion in Cm 1:3 (one of cement and three of sand) 12mm thick mixed with water proofing compound at 2Kg / m2 and top left rough to receive the floor plastering but including antisyphonage connection, one coat of bitumen for the sides , bottom and curing etc., complete in all floors. (Other than ground floor)
in qts
| Common Toilet | 10 | 1 | 1 |  |  |  | 10
[7 empty] | Say | 10 | NOS
57 | Supplying and fixing EWC superior variety (white) 500mm including cost and fixing of double flapped coloured plastic sheet cover PVC flushing cistern in appropriate level as directed by the departmental officers at a maximum level of 5’6” and of approved brand of 10 litres capacity including fittings such as CI brackets. Pvc connection GM wheel valve, Hex nipple, etc., complete (EWC and plastic cover shall be got approved from the Executive Engineer before fixing)
| in qts | 10 | 1 | 1 |  |  |  | 10
[7 empty] | Say | 10 | NOS
58 | Supply and fixing of Pedestal type colour wash basin of size 550x400mm of best approved quality with ISI mark including cost and fixing of bracket, PVC waste pipe, required grating, C.P.trap, Bob cock, PVC connections, C.P.waste plug with aluminium chain including labour charges for fixing clamps screws and solution of white cement etc. all complete in all respects as directed by the departmental officers. (The brand and quality of the wash basin should be got approved from the Executive Engineer before use.)
| GF toilet | 1 | 1 | 1 |  |  |  | 1
| Attach Toilet | 10 | 1 | 1 |  |  |  | 10
| Common Toilet | 10 | 1 | 1 |  |  |  | 10
[7 empty] | Total | 21
[7 empty] | Say | 21 | NOS
59 | Supply, delivery and fixing of cuddappah slab sink of size 600mm x 600mm x 200mm thick 32mm dia ‘B’ class G.I. waste water pipe and 32 mm dia C.P. waste coupling (sample should be got approved by the Executive Engineer before use) true to spirit level including finishing neatly, and fixing in position complying with relevant standard specifications etc., complete in all floors.
in qts
| Kitchen | 10 | 1 | 1 |  |  |  | 10
[7 empty] | Say | 10 | NOS
60 | Supplying and fixing 150mm x 100mm size stone ware Gully trap with iron gratings over a bed of 150mm thick brick jelly concrete in CC 1:8:16 (one of cement, eight of sand and sixteen of broken brick jelly) using 40mm size brick jelly and brick masonry wall 114 mm thick using chamber burnt bricks of size 9”x4-1/2”x3” (23x11.4x7.5cm) in CM 1:5 (One of cement and five of sand ) plastered with CM 1:3 (One of cement and three of sand) 12mm thick etc., complete and as directed by the departmental officers.
| in GF toilet | 1 | 1 | 1 |  |  |  | 1
| Rain water | 1 | 1 | 2 |  |  |  | 2
| Waste water line | 1 | 1 | 2 |  |  |  | 2
[7 empty] | Total | 5
[7 empty] | Say | 5 | NOS
61 | Supplying and fixing of PVC Nahani Trap not less than 75mm 4 way / 2 way (Superior variety) having minimum of water seal of 50mm confirm to relevant I.S. specifications with its latest amendments including resting on the bed of brick jelly concrete 1:5:10 (One of cement, five of sand and ten of 40 mm gauge brick jelly) etc., complete as directed by the departmental officers (The PVC Nahani Trap should be got approved from the EE before use)
| GF wash basin | 1 | 1 | 1 |  |  |  | 1
| Wash basin | 10 | 1 | 2 |  |  |  | 20
| Bath | 10 | 1 | 2 |  |  |  | 20
| Kitchen | 10 | 1 | 1 |  |  |  | 10
[7 empty] | Total | 51
[7 empty] | Say | 51 | NOS
63 | Providing Rain water harvesting pit by augering 300mm dia bore pits to a depth of 5.50m overall depth and filling with stone jelly of 40mm size including earth work excavation 1m dia, 600mm depth and filling with filling sand to a depth of 300mm filling sand over the stone jelly and covered with Pre-cast RCC Perforated slab of 40mm thick excluding the cost and fabrication of reinforcement grills but including precasting, moulding, curing, finishing and fixing in position etc and all complete as directed by the departmental officer.
a) Providing pit
| Quarters | 1 | 1 | 2 |  |  |  | 2
[7 empty] | Say | 2 | NOS
b) Augering 30cm dia
| Quarters | 1 | 1 | 2 | 3 |  |  | 6
[7 empty] | Say | 6 | RMT
64 | Supplying and fixing of 110mm dia PVC SWR pipe for Rain water down fall pipe with necessary gratings, shoes, bends, off sets, clamps, teak woods plugs, and of approved quality and including fixing C.I. gratings at the junction of parapet and floor or roof slab etc., including finishing etc., complete complying with relevant standard specifications.
| For Back side Vertical | 1 | 1 | 2 | 13.5 |  |  | 27
| Head room & lift room | 1 | 1 | 2 | 3.5 |  |  | 7
[7 empty] | Total | 34
[7 empty] | Say | 34 | RMT
65 | Supplying and fixing the following dia PVC (SWR) pipe and relevant specials including packing the joints with rubber lubricant fixing them into walls with necessary wooden plug screws, holding wherever necessary and making good of the dismantled portion with necessary connections to sanitary fittings etc., complete in all respects as directed by the departmental officers.
a) 110mm dia PVC SWR pipe including all required PVC specials etc., all complete.,
| toilet outlet pipe | 1 | 1 | 2 | 27.5 |  |  | 55
[7 empty] | Say | 55 | RMT
b) 75mm dia PVC SWR pipe including all required PVC specials etc., all complete.,
| waste water outlet pipe | 1 | 1 | 2 | 28.5 |  |  | 57
| Kitchen waste water pipe | 1 | 1 | 2 | 25 |  |  | 50
[7 empty] | Total | 107 | Rmt
66 | Supplying, Laying & concealing the 50mm dia PVC SWR pipe with ISI mark Type-B with relevant specials.
In qts
| Wash basin Attach Toilet | 5 | 1 | 2 | 1.85 |  |  | 18.5
| Wash basin Common Toilet | 5 | 1 | 2 | 2 |  |  | 20
[8 empty] | 38.5 | RMT
67 | Supplying and fixing of UPVC solid core door shutter
| Attach Toilet | 10 | 1 | 1 | 0.75 |  | 2.1 | 15.75
| Common Toilet | 10 | 1 | 1 | 0.75 |  | 2.1 | 15.75
[7 empty] | Total | 31.5 | sqm
68 | Supplying and fixing of UPVC Window
| W | 1 | 2 | 5 | 1.5 |  | 1.35 | 20.25
| W1 | 1 | 2 | 5 | 1.2 |  | 1.35 | 16.2
| W2 | 1 | 2 | 5 | 1.05 |  | 1.35 | 14.175
| W3 | 1 | 2 | 5 | 0.9 |  | 1.35 | 12.15
| W4 | 1 | 2 | 5 | 0.85 |  | 1.35 | 11.475
| W5 | 1 | 2 | 5 | 0.6 |  | 1.35 | 8.1
| ,KW | 1 | 2 | 5 | 1.2 |  | 1.05 | 12.6
[8 empty] | 94.95 | Sqm
69 | Supplying and fixing of C.I. Steps
| for water tank | 1 | 2 | 2 |  |  |  | 4 | NOS
6
70 | Supplying and fixing of C.I. Manhole cover 0.60 x 0.60 m size
| for water tank | 1 | 1 | 2 |  |  |  | 2 | NOS
71 | Providing the pre- constructional anti-termite treatment for basement
| Building plinth area | 2 | 1 | 1 | 10.87 | 18.69 |  | 406.3206
[7 empty] | Say | 406.4 | SQM
72 | Supply & Fixing of Bevelled edge mirror of approved quality and brand of size 500 x 400 x 5.5mm shelf type mounted in the PVC / Fibre Glass framed with necessary hard board backing including labour for fixing in position etc., complete and as directed by the departmental officers.
| Attach Toilet Wash basin | 10 | 1 | 1 |  |  |  | 10
| Common Toilet Wash basin | 10 | 1 | 1 |  |  |  | 10
[7 empty] | Say | 20 | NOS
Electrical arrangement
73 | Wiring with 1.5sqn\mm copper PVC insolated single core
a) light point with ceiling rose
Ground floor
| In meter room | 1 | 1 | 1 |  |  |  | 1
| In parking yard | 1 | 1 | 20 |  |  |  | 20
in qts
| Hall/Dining | 10 | 1 | 2 |  |  |  | 20
| Bed 1 | 10 | 1 | 2 |  |  |  | 20
| Bed 2 | 10 | 1 | 2 |  |  |  | 20
| Kitchen | 10 | 1 | 1 |  |  |  | 10
| Kitchen exhaust fan | 10 | 1 | 1 |  |  |  | 10
| Entrance Bulk head | 10 | 1 | 1 |  |  |  | 10
| In wash area | 10 | 1 | 1 |  |  |  | 10
| in bedroom sitout | 10 | 1 | 1 |  |  |  | 10
| In toilet entrance area | 10 | 1 | 1 |  |  |  | 10
[7 empty] | Total | 141
[7 empty] | Say | 141 | NOS
b) Light point with backlite pattern holder type
Ground floor
| In meter room | 1 | 1 | 1 |  |  |  | 1
| In lift room | 1 | 1 | 6 |  |  |  | 6
| In toilet | 1 | 1 | 1 |  |  |  | 1
In qts
| Hall/Dining | 10 | 1 | 1 |  |  |  | 10
| Bed 1 | 10 | 1 | 1 |  |  |  | 10
| Bed 2 | 10 | 1 | 1 |  |  |  | 10
| Kitchen | 10 | 1 | 2 |  |  |  | 20
| Attach toilet and Wash basin | 10 | 1 | 2 |  |  |  | 20
| Common Toilet and wash basin | 10 | 1 | 2 |  |  |  | 20
| Head room | 1 | 1 | 2 |  |  |  | 2
[7 empty] | Total | 100
[7 empty] | Say | 100 | NOS
c)calling bell point
| Calling Bell | 10 | 1 | 1 |  |  |  | 10 | Nos
74 | Wirng with 1.5sqmm copper PVC insolator single core FAN Point
Ground Floor
| Meter room | 1 | 1 | 1 |  |  |  | 1
First Floor
| Hall/Dining | 10 | 1 | 2 |  |  |  | 20
| Bed 1 | 10 | 1 | 1 |  |  |  | 10
| Bed 2 | 10 | 1 | 1 |  |  |  | 10
[8 empty] | 41 | NOS
75 | Wiring with 1.5sqmm PVC insolated staircase light point
| Staircase | 1 | 1 | 6 |  |  |  | 6 | NOS
76 | Wiring with 1.5sqmm PVC insolated for 5 amps 5 pin plug socket switch board itself
Ground floor
| In meter room | 1 | 1 | 1 |  |  |  | 1
| In lift room | 1 | 1 | 6 |  |  |  | 6
In qts
| Hall/Dining | 10 | 1 | 2 |  |  |  | 20
| Bed 1 | 10 | 1 | 1 |  |  |  | 10
| Bed 2 | 10 | 1 | 1 |  |  |  | 10
| Kitchen | 10 | 1 | 2 |  |  |  | 20
| in Wash area | 10 | 1 | 1 |  |  |  | 10
[8 empty] | 77 | NOS
77 | Wiring with 1.5sqmm for 5 amps 5 pin plug socket at convenient places
In qts
| Hall/Dining | 10 | 1 | 2 |  |  |  | 20
| Bed 1 | 10 | 1 | 1 |  |  |  | 10
| Bed 2 | 10 | 1 | 1 |  |  |  | 10
| Kitchen | 10 | 1 | 2 |  |  |  | 20
[7 empty] | Total | 60
[7 empty] | Say | 60 | NOS
78 | 15 Amps Power Plug
Ground Floor
| In meter room | 1 | 1 | 2 |  |  |  | 2
in qts
| Attach Toilet | 10 | 1 | 1 |  |  |  | 10
| Common Toilet | 10 | 1 | 1 |  |  |  | 10
| Kitchen | 10 | 1 | 2 |  |  |  | 20
| Wash area | 10 | 1 | 1 |  |  |  | 10
| Living | 10 | 1 | 1 |  |  |  | 10
[8 empty] | 62 | NOS
79 | Supply,assembling and fixing of 4' (18Watts) LED Tube Light
Ground floor
| In meter room | 1 | 1 | 1 |  |  |  | 1
| In parking yard | 1 | 1 | 20 |  |  |  | 20
in qts
| Hall/Dining | 10 | 1 | 2 |  |  |  | 20
| Bed 1 | 10 | 1 | 2 |  |  |  | 20
| Bed 2 | 10 | 1 | 2 |  |  |  | 20
| Kitchen | 10 | 1 | 1 |  |  |  | 10
| Kitchen exhaust fan | 10 | 1 | 1 |  |  |  | 10
| In wash area | 10 | 1 | 1 |  |  |  | 10
| in bedroom sitout | 10 | 1 | 1 |  |  |  | 10
[7 empty] | Total | 121
[7 empty] | Say | 121 | NOS
80 | Supplying and fixing of LED Bulb for suitable for fixing it to pendent / bakelite battern holder
a. 9Watts Led Bulb
Ground floor
| In meter room | 1 | 1 | 1 |  |  |  | 1
| In lift room | 1 | 1 | 6 |  |  |  | 6
| In toilet | 1 | 1 | 1 |  |  |  | 1
In qts
| Hall/Dining | 10 | 1 | 1 |  |  |  | 10
| Bed 1 | 10 | 1 | 1 |  |  |  | 10
| Bed 2 | 10 | 1 | 1 |  |  |  | 10
| Kitchen | 10 | 1 | 2 |  |  |  | 20
| Attach toilet and Wash basin | 10 | 1 | 2 |  |  |  | 20
| Common Toilet and wash basin | 10 | 1 | 2 |  |  |  | 20
| Head room | 1 | 1 | 2 |  |  |  | 2
[8 empty] | 100 | Nos
b) 19Watts Led Bulb
| Entrance Bulk head | 10 | 1 | 1 |  |  |  | 10
| In toilet entrance area | 10 | 1 | 1 |  |  |  | 10
| in head room | 1 | 1 | 2 |  |  |  | 2
[8 empty] | 22 | Nos
81 | supplying & delivery of fan with electronic regulator(ISI mark)
Ground Floor
| Meter room | 1 | 1 | 1 |  |  |  | 1
First Floor
| Hall/Dining | 10 | 1 | 2 |  |  |  | 20
| Bed 1 | 10 | 1 | 1 |  |  |  | 10
| Bed 2 | 10 | 1 | 1 |  |  |  | 10
[8 empty] | 41 | Nos
82 | Supplyiong and fixing of best approved superior variety concealed type fibre box type Fan Hook etc.,
Ground Floor
| In meter room | 1 | x | 1 |  |  |  | 1
in qts
| Hall/Dining | 10 | x | 2 |  |  |  | 20
| Bed 1 | 10 | x | 1 |  |  |  | 10
| Bed 2 | 10 | x | 1 |  |  |  | 10
| Bed 1 Cradle hook | 10 | x | 1 |  |  |  | 10
| Bed 2 Cradle hook | 10 | x | 1 |  |  |  | 10
[7 empty] | Total | 61
[7 empty] | Say | 61 | NOS
83 | Charges for assumbling and fixing of ceiling fan of sweep with necessary connection etc.,
Ground Floor
| Meter room | 1 | 1 | 1 |  |  |  | 1
First Floor
| Hall/Dining | 10 | 1 | 2 |  |  |  | 20
| Bed 1 | 10 | 1 | 1 |  |  |  | 10
| Bed 2 | 10 | 1 | 1 |  |  |  | 10
[7 empty] | Total | 41
[7 empty] | Say | 41 | NOS
84 | Supplying and fixing of TV/Telephone socket
In qts
| Hall/Dining TV & Telephone | 10 | 1 | 2 |  |  |  | 20
| Bed 1 TV | 10 | 1 | 2 |  |  |  | 20
| Bed 2 TV | 10 | 1 | 2 |  |  |  | 20
[7 empty] | Total | 60
[7 empty] | Say | 60 | NOS
85 | Supplying and fixing of 20mm dia PVC pipe for TV/telephone socket line etc.,
In qts
| Hall/Dining TV & Telephone | 10 | 1 | 1 | 8.5 |  |  | 85
| Bed 1 TV | 10 | 1 | 1 | 7.5 |  |  | 75
| Bed 2 TV | 10 | 1 | 1 | 8 |  |  | 80
[7 empty] | Total | 240
[7 empty] | Say | 240 | NOS
86 | Supply and Run off main with 2 wires of 2.5 sq.mm. PVC insulated single core multi strand fire retardant flexible copper cablewith ISI mark conforming to IS: 694/1990,1.1 kv grade cable with continuous earth by means of 1x2.5 sq.mm PVC insulated single core multi strand fire retardant flexible copper cable with ISI mark conformuing to IS: 694/1990,1.1. k.v. grade cable in fully concealed 19mm/20mm dia rigid PVC conduit pipe heavy dutywith ISI mark cost of all materials, specials etc., all complete and as directed by the departmental officer.
For AC point
| M.Bed room | 10 | 1 | 1 | 15.36 |  |  | 153.6
| Bedroom | 10 | 1 | 1 | 16.2 |  |  | 162
| For !5 Amps | [6 empty] | 0
| Hall | 10 | 1 | 1 | 7.85 |  |  | 78.5
| Wash area | 10 | 1 | 1 | 11.5 |  |  | 115
| kitchen | 10 | 1 | 1 | 8.7 |  |  | 87
| At.Toilet | 10 | 1 | 1 | 12.5 |  |  | 125
| C.Toilet | 10 | 1 | 1 | 11.24 |  |  | 112.4
[8 empty] | 833.5 | Rmt
87 | Supply and Run off main with 4 wires of 6 sq.mm. PVC insulated single core multi strand fire retardant flexible copper cablewith ISI mark conforming to IS: 694/1990,1.1 kv grade cable with continuous earth by means of 1x4 sq.mm PVC insulated single core multi strand fire retardant flexible copper cable with ISI mark conformuing to IS: 694/1990,1.1. k.v. grade cable in fully concealed 32mm dia rigid PVC conduit pipe heavy dutywith ISI mark cost of all materials, specials etc., all complete and as directed by the departmental officer.
| From main panel to FF - 1 | 1 | 1 | 1 | 9.5 |  |  | 9.5
| From main panel to FF - 3 | 1 | 1 | 1 | 25.5 |  |  | 25.5
| From main panel to SF - 1 | 1 | 1 | 1 | 14.5 |  |  | 14.5
| From main panel to SF - 3 | 1 | 1 | 1 | 28.5 |  |  | 28.5
| From main panel to TF - 1 | 1 | 1 | 1 | 19.5 |  |  | 19.5
| From main panel to TF - 3 | 1 | 1 | 1 | 33.5 |  |  | 33.5
| From main panel to FF - 1 | 1 | 1 | 1 | 24.5 |  |  | 24.5
| From main panel to FF - 3 | 1 | 1 | 1 | 38.5 |  |  | 38.5
| From main panel to FtF - 1 | 1 | 1 | 1 | 29.5 |  |  | 29.5
| From main panel to FtF - 3 | 1 | 1 | 1 | 43.5 |  |  | 43.5
[8 empty] | 267 | Rmt
88 | Supply and fixing of 20A DP plug and socket in sheet enclosure with 32A DP MCB in flush with wall with earth connection (For AC Plug) [Legrand (MDS) / Hager (L&T) Make]
| For qts | 10 | 1 | 2 |  |  |  | 20
89 | Supply and fixing of horizontal three phase distribution board with MCBS. TPMCB DB with acrylic Door cover IP42 protection of 4ways 3 phae DB, No of was incomerMCB / Isolated-4, No of ways income ELCB / RCB - 4, No of outgoings ways
| In qts | 10 | 1 | 1 |  |  |  | 10 | Nos
90 | Supply and fixing of four pole 63 Amps foure pole ELCB
| In qts | 10 | 1 | 1 |  |  |  | 10 | Nos
91 | Supply and fixing of Four Pole 63A, 10KA MCB
| In qts | 10 | 1 | 1 |  |  |  | 10 | Nos
92 | Supply and fixing of Double Pole 40A, 10KA
| In GF, FF, Sf & TF | 10 | 1 | 3 |  |  |  | 30 | Nos
93 | Supply and fixing of Single Pole 6A to 32A, 10KA
| In qts | 10 | 1 | 7 |  |  |  | 70 | Nos
94 | Supplying and fixing of double door 4 way Rotary phase selector 4way Distribution board | 10 | 1 | 1 |  |  |  | 10 | Nos
95 | Providing Earth station using pipe electro as per specification
| Earth station | 1 | x | 1 |  |  |  | 1 | NOS
96 | Supplying and laying of 8 SWG GI wire on wall and below GL with necessary 'U' nails etc.,
| Earth station to mainboard | 1 | 1 | 1 | 10 |  |  | 10 | RMT
97 | S & F of Exsaust Fan 300 mm dia
in qts
| Kitchen | 10 | 1 | 1 |  |  |  | 10
[7 empty] | Say | 10 | NOS
98 | Supplying and fixing of 20mm thick bituminous expansion joint filler pad of approved quality and make inclusive of conveyance charges, cutting the pad to the required size, cost of materials and labour charges for fixing in position wherever necessary for all floors etc., complete and as directed by the departmental officers.
| In expansion joint | 1 | 1 | 3 | 4.63 |  | 16.25 | 225.7125
99 | Providing T.W.double leaf shutters with 9 mm thick for cupboard/ward robes with prelaminated particle board or prelaminated cement bonded particle board for shutters. The all round frame made up of T.W. scantling of 75mmX37.50mm and the styles made up of T.W. scantlings of 75mmX37.5mm and shutter middle Rail (Horizontal) made up of T.W. scantling of 150mm x 37.5mm. The shutters panels are not less than 8mm thick with relevant ISI mark OSL panel board including cost of OSL board and labour for fixing in position, cost of materials, Aluminium Furniture fittings such as 6 nos. of 3” of Aluminium butt hinges, 2 nos. of 3”x5/8” Aluminium Tower bolt, 2 nos of 4” ornamental Handle,lock and key arrangements of approved quality and also two coats of synthetic enamel ready mixed paint in addition of one coat appoved 1st class primer and shall all directed by the department officers.
| In M.Bed room | 40 | 1 | 1 | 1.65 |  | 2.1 | 138.6
| in. Bed room | 40 | 1 | 1 | 1.7 |  | 2.1 | 142.8
[8 empty] | 281.4 | Sqm
100 | Supply and erection of PASSENGER LIFTS (G+3) SS 304 Grade with 1m/sec. speed with ARD 8 Persons Passenger Lift Car Size (1300 x 1100)Gearless Lift without Machine Room Sr P.143 | 1 | 1 | 1 |  |  |  | 1 | Nos
101 | Supplying and fixing Monolithic RCC door frames of size 100x75mm with one edge grooves size 30x20 mm in reinforced cement concrete 1 : 1½ : 3 (One of cement, one and half of sand and three of hard broken stone jelly) including cost of steels and fabrication of reinforcement grills with 3 nos. of 6mm M.S. rod alround and 3mm steel stirrups at 30cm centre to centre including fixing of 3 nos of iron bracket of size 100x100x5mm or 3 nos of Teak wood plug for receiving hinges and 2 nos of teak wood plug for receiving the tower bolts including fixing of 6 nos of hold fasts and cost and fixing of check nuts and aluminium sleeves and 2 nos iron oxide tower bolt, receiver all as per drawings, including moulding in steel mould and casting with smooth surfaces and fine edges, curing, transporting etc., all complete as directed by the departmental officers.
a) For door size 900x2100 mm
| D | 10 | 1 | 4 |  |  |  | 40 | Nos

## Data
TAMIL NADU POLICE HOUSING CORPORATION
======================================
PLACE:- |  | Palavoyal |  | 2021-22
- | - | - | - | - | -
QTY |  | COST OF MATERIALS | RATE | PER | AMOUNT
- | - | - | - | - | -
| * | CEMENT MORTAR(1:1.5)
-
0.96 | M.T | CEMENT | 5960 | M.T | 5721.6
1 | CUM | SAND | 735.5 | CUM | 735.5
1 | CUM | MIXING OF MORTAR | 110 | CUM | 110
| L.S | SUNDRIES |  | L.S | 0
-
|  | TOTAL FOR 1 CUM |  |  | 6567.1
-
| * | CEMENT MORTAR(1:2)
-
0.72 | M.T | CEMENT | 5960 | M.T | 4291.2
1 | CUM | SAND | 735.5 | CUM | 735.5
1 | CUM | MIXING OF MORTAR | 110 | CUM | 110
| L.S | SUNDRIES |  | L.S | 0
-
|  | TOTAL FOR 1 CUM |  |  | 5136.7
-
| * | CEMENT MORTAR(1:3)
-
0.48 | M.T | CEMENT | 5960 | M.T | 2860.8
1 | CUM | SAND | 735.5 | CUM | 735.5
1 | CUM | MIXING OF MORTAR | 110 | CUM | 110
| L.S | SUNDRIES |  | L.S | 0
-
|  | TOTAL FOR 1 CUM |  |  | 3706.3
-
| * | CEMENT MORTAR(1:4)
0.36 | M.T | CEMENT | 5960 | M.T | 2145.6
1 | CUM | SAND | 735.5 | CUM | 735.5
1 | CUM | MIXING OF MORTAR | 110 | CUM | 110
| L.S | SUNDRIES |  | L.S | 0
-
|  | TOTAL FOR 1 CUM |  |  | 2991.1
-
| * | CEMENT MORTAR(1:5)
-
0.288 | M.T | CEMENT | 5960 | M.T | 1716.48
1 | CUM | SAND | 735.5 | CUM | 735.5
1 | CUM | MIXING OF MORTAR | 110 | CUM | 110
| L.S | SUNDRIES |  | L.S | 0
-
|  | TOTAL FOR 1 CUM |  |  | 2561.98
-
| * | CEMENT MORTAR(1:6)
-
0.24 | M.T | CEMENT | 5960 | M.T | 1430.4
1 | CUM | SAND | 735.5 | CUM | 735.5
1 | CUM | MIXING OF MORTAR | 110 | CUM | 110
| L.S | SUNDRIES |  | L.S | 0
-
|  | TOTAL FOR 1 CUM |  |  | 2275.9
-
| * | CEMENT MORTAR(1:7)
-
0.206 | M.T | CEMENT | 5960 | M.T | 1227.76
1 | CUM | SAND | 735.5 | CUM | 735.5
1 | CUM | MIXING OF MORTAR | 110 | CUM | 110
| L.S | SUNDRIES |  | L.S | 0
-
|  | TOTAL FOR 1 CUM |  |  | 2073.26
-
| * | CEMENT MORTAR(1:8)
-
0.18 | M.T | CEMENT | 5960 | M.T | 1072.8
1 | CUM | SAND | 735.5 | CUM | 735.5
1 | CUM | MIXING OF MORTAR | 110 | CUM | 110
| L.S | SUNDRIES |  | L.S | 0
-
|  | TOTAL FOR 1 CUM |  |  | 1918.3
-
1.1 |  | EARTH WORK EXCAVATION
---------------------
10 | CUM | EARTH WORK EXCAVATION IN SS20B | 106.26 | CUM | 1062.6
10 | CUM | ADD 100% FOR NARROW CUTTING | 106.26 | CUM | 1062.6
10 | CUM | 1/3REFILLING CHARGES | 12.32 | CUM | 123.2
| L.S | SUNDRIES |  | L.S | 0
-
|  | TOTAL FOR 10 CUM |  |  | 2248.4
-
|  | RATE PER CUM INCLUDING REFILLING | 0 TO 2M |  | 224.84
|  |  | 2 TO 3M |  | 234.14
1.2 |  | RATE PER CUM EXCLUDING REFILLING | 0 TO 2M |  | 212.52
|  |  | 2 TO 3M |  | 221.82
13.1 | * | FILLING IN BASEMENT WITH |  |  | 471.76
EXCAVATED EARTH
-
1 | CUM | AS PER SR 85 | 36.96 | CUM | 36.96
=
2.1 | * | FILLING IN FOUNDATION AND
BASEMENT WITH STONE DUST
-
1 | CUM | COST OFSTONE DUST | 386.94 | CUM | 386.94
1 | CUM | LABOUR CHARGES FOR FILLING | 36.96 | CUM | 36.96
| L.S | SUNDRIES |  | L.S | 0
-
|  | TOTAL FOR 1 CUM |  |  | 423.9
| Supply and laying of Hard core layer of 300mm consolidated thickness (10Sqm x .3m thick=3.0 cum) |  |  |  | Correct
1.8 | CUM | Supply of 80-63mm metal 60% | 916.88 | CUM | 1650.38
1.2 | CUM | Supply of 40-10mm metal 40% | 1516.08 | CUM | 1819.3
0.6 | CUM | Supply of river sand for filling the voids at 20% | 735.5 | CUM | 441.3
3 | CUM | Labour charges for placing metal and sand | 1968.42 | CUM | 5905.26
3 | CUM | labour charges for watering and consolidation by power roller | 32.23 | CUM | 96.69
3 | CUM | Vibrator / Earth rammed | 66.22 | CUM | 198.66
|  | Sundries for watering through water set |  | L.S | 0.3
|  | For 3 m3 |  |  | 10111.89
|  | For 1m3 |  |  | 3370.63
=
3.1 | * | CEMENT CONCRETE(1:5:10) USING
40mm HBSTONE METEL
-
9 | CUM | H.B.STONEJELLY 40mm | 1414.88 | CUM | 12733.92
4.5 | CUM | CEMENT MORTAR(1:5) | 2561.98 | CUM | 11528.91
1.8 | NO. | MASON II | 884.4 | NO. | 1591.92
17.7 | NO. | MAZDOOR I | 618.2 | NO. | 10942.14
14.1 | NO. | MAZDOOR II | 507.1 | NO. | 7150.11
| L.S | SUNDRIES |  | L.S | 0
-
43947
|  | TOTAL FOR 10 CUM |  |  | -
4394.7
|  | RATE PER CUM |  |  | =
3.2 | * | CEMENT CONCRETE PCC (1:2:4) USING
20mm HBSTONE METEL
-
9 | CUM | H.B.STONEJELLY 20mm | 1817.88 | CUM | 16360.92
4.5 | CUM | CEMENT MORTAR(1:2) | 5136.7 | CUM | 23115.15
1.8 | NO. | MASON II | 884.4 | NO. | 1591.92
17.7 | NO. | MAZDOOR I | 618.2 | NO. | 10942.14
14.1 | NO. | MAZDOOR II | 507.1 | NO. | 7150.11
| L.S | SUNDRIES |  | L.S | 0
-
59160.24
|  | TOTAL FOR 10 CUM |  |  | -
5916.02
Standardised concrete Mix M20 Grade Concrete
5 | cum | 20mm HBG Machine crushed stone jelly (7730 Kg) | 1817.88 |  | 9089.4
3.3 | cum | 10-12mm HBG Machine crushed stone jelly (5156 Kg) | 1538.88 |  | 5078.3
4.79 | cum | Sand (7670 Kg) | 735.5 |  | 3523.05
3.25 | MT | Cement | 5960 |  | 19370
19.5 | Kg | Plasticiser /Super plasticiser @ .60% of cement (P57 item NO.198 | 42.8 |  | 834.6
3.5 | Nos | Mason II | 884.4 | 0 | 3095.4
21.2 | Nos | Maz I | 618.2 |  | 13105.84
35.3 | Nos | Maz II | 507.1 |  | 17900.63
|  | Total for 10 cum | 0 |  | 71997.22
|  | for 1 cum | 0 |  | 7199.72
1 | cum | Vibrating charges p-28 /103 | 89.43 |  | 89.43
|  | Sub Total | 0 |  | 7289.15
LS |  | Add for water charges & other sundries (0.5 % of sub total | LS |  | 36.45
|  | Foundation & Basement |  |  | 7325.6
-
|  | G.F |  |  | 7439.23
|  | F.F |  |  | 7663.08 | 223.85
|  | S.F |  |  | 7886.93 | 223.85
|  | T.F |  |  | 8110.78 | 223.85
|  | Fourth Floor |  |  | 8334.63 | 223.85
|  | Fifth fllor |  |  | 8558.48 | 223.85
|  | sixth floor |  |  | 8782.33
43. | a. | SUPPLYING AND FABRICATING AND
PLACING R.T.S RODS/MS RODS upto 16mm dia(without cement slurry)
-
1 | QUTL | R.T.S RODS/M.S.RODS UPTO 16MM DIA | 51750 | MT | 5175
0.01 | QUTL | BINDING WIRE | 50300 | MT | 50.3
3.5 | NO | FITTER I | 821.7 | NO | 2875.95
| L.S | SUNDRIES |  | L.S | 0
-
|  | TOTTAL FOR 1 QTL |  |  | 8101.25
-
|  | RATE PER M.T |  |  | 81012.5
238 | * | ANTI-CORROSIVE TREATMENT FOR STEEL
FABRICATION (RCC WORKS)
-
20 | LIT | ANTI-CORROSIVE(COROLOK-CP ( qtn) | 116.2 | LIT | 2324
/PROTEKLOL) CHEMICALS
50 | Kg | CEMENT | 5.96 | Kg | 298
1 | L.S | BRUSHES GLOVES ETC | 75 | L.S | 75
1 | L.S | TRANSPORTING AND HANDLING | 40 | L.S | 40
2.5 | L.S | PAINTERII | 732.6 | L.S | 1831.5
| L.S | SUNDRIES FOR BRUSHES,CLOTH ETC |  | L.S | 1.5
-
|  | TOTTAL FOR 1 MT |  |  | 4570
-
6 | * | B.W IN C.M(1:5) using chamber burnt bricks
Bricks of size 23x11.4x7.5 cm
-
4240 | NOS. | Bricks of size 23x11.4x7.5 cm | 7116.24 | 1000NO. | 30172.86
2 | CUM | CEMENT MORTAR(1:5) | 2561.98 | CUM | 5123.96
3.5 | NO. | MASON I | 947.1 | NO. | 3314.85
10.6 | NO. | MASON II | 884.4 | NO. | 9374.64
7.1 | NO. | MAZDOOR I | 618.2 | NO. | 4389.22
21.2 | NO. | MAZDOOR II | 507.1 | NO. | 10750.52
| L.S | SUNDRIES |  | L.S | 0
-
|  | TOTAL FOR 10 CUM |  |  | 63126.05
-
|  | RATE PER CUM |  |  | 6312.61
=
9 | * | B.W IN C.M(1:6) using chamber burnt
Bricks of size 23x11.4x7.5 cm
-
4240 | NOS. | Bricks of size 23x11.4x7.5 cm | 7116.24 | 1000NO. | 30172.86
2 | CUM | CEMENT MORTAR(1:6) | 2275.9 | CUM | 4551.8
3.5 | NO. | MASON I | 947.1 | NO. | 3314.85
10.6 | NO. | MASON II | 884.4 | NO. | 9374.64
7.1 | NO. | MAZDOOR I | 618.2 | NO. | 4389.22
21.2 | NO. | MAZDOOR II | 507.1 | NO. | 10750.52
| L.S | SUNDRIES |  | L.S | 0
-
|  | TOTAL FOR 10 CUM |  |  | 62553.89
-
|  | RATE PER CUM |  |  | 6255.39
=
|  | G.F |  |  | 6330.19
|  | F.F |  |  | 6481.11
|  | S.F |  |  | 6632.03
|  | T.F |  |  | 6782.95
|  | Forth floor |  |  | 6933.87
|  | 5 |  |  | 7084.79
|  | 6 |  |  | 7235.71
|  | 7 |  |  | 7386.63
PARTITION WALL
-
10 | * | B.W IN C.M(1:4) using Chamber burnt Bricks of size 23x11.4x7.5Cm
Bricks of size 23x11.4x7.5 cm
-
4240 | NOS. | Bricks of size 23x11.4x7.5 cm | 7116.24 | 1000NO. | 30172.86
1.27 | CUM | CEMENT MORTAR(1:4) | 2991.1 | CUM | 3798.7
7 | NO. | MASON I | 947.1 | NO. | 6629.7
7.1 | NO. | MASON II | 884.4 | NO. | 6279.24
7.1 | NO. | MAZDOOR I | 618.2 | NO. | 4389.22
21.2 | NO. | MAZDOOR II | 507.1 | NO. | 10750.52
| L.S | SUNDRIES |  | L.S | 0
-
|  | TOTAL FOR 10 CUM |  |  | 62020.24
-
|  | RATE PER CUM |  |  | 6202.02
=
| ** | PARTITION WALL OF 114 mm thick
-
1.14 | CUM | PARATITION B.W IN C.M(1:4) | 6202.02 | CUM | 7070.3
1 | NO | MASON I | 947.1 | NO. | 947.1
| L.S | SUNDRIES |  | L.S | 0
-
|  | TOTAL FOR 10 SQM |  |  | 8017.4
-
|  | RATE PER SQM |  |  | 801.74
=
|  | G.F |  | 8.53 | 810.27
|  | F.F |  | 17.2 | 827.47
|  | S.F |  | 17.2 | 844.67
|  | T.F |  | 17.2 | 861.87
|  | Fourth Floor |  | 17.2 | 879.07
|  | 5th |  | 17.2 | 896.27
|  | 6th |  | 17.2 | 913.47
| *** | PARTITION WALL OF 75mm thick
-
0.75 | CUM | PRATITION B.W IN C.M(1:4) | 6202.02 | NO. | 4651.52
1 | NO | MASON I | 947.1 | NO. | 947.1
| L.S | SUNDRIES |  | L.S | 0
-
|  | TOTAL FOR 10 SQM |  |  | 5598.62
-
|  | RATE PER SQM |  |  | 559.86
=
|  | G.F |  | 5.61 | 565.47
|  | F.F |  | 11.32 | 576.79
|  | S.F |  | 11.32 | 588.11
|  | T.F |  | 11.32 | 599.43
|  | Forth Floor |  | 11.32 | 610.75
|  | 5th | 622.07 | 11.32 | 622.07
33. | * | PLASTERING C.M(1:5) 12mmTHICK
-
0.14 | CUM | CEMENT MORTAR(1:5) | 2561.98 | CUM | 358.68
1.1 | NO. | MASON I | 947.1 | NO. | 1041.81
0.5 | NO. | MAZDOOR I | 618.2 | NO. | 309.1
1.1 | NO. | MAZDOOR II | 507.1 | NO. | 557.81
| L.S | SUNDRIES |  | L.S | 0
-
|  | TOTAL FOR 10 SQM |  |  | 2267.4
-
|  | RATE PER SQM |  |  | 226.74
=
34. | * | PLASTERING C.M(1:4) 12mmTHICK
-
0.14 | CUM | CEMENT MORTAR(1:4) | 2991.1 | CUM | 418.75
1.1 | NO. | MASON I | 947.1 | NO. | 1041.81
0.5 | NO. | MAZDOOR I | 618.2 | NO. | 309.1
1.1 | NO. | MAZDOOR II | 507.1 | NO. | 557.81
| L.S | SUNDRIES |  | L.S | 0
-
|  | TOTAL FOR 10 SQM |  |  | 2327.47
-
|  | RATE PER SQM |  |  | 232.75
=
35. | * | PLASTERING C.M(1:3) 10mmTHICK
-
0.1 | CUM | CEMENT MORTAR(1:3) | 3706.3 | CUM | 370.63
1.1 | NO. | MASON I | 947.1 | NO. | 1041.81
1.1 | NO. | MAZDOOR I | 618.2 | NO. | 680.02
1.1 | NO. | MAZDOOR II | 507.1 | NO. | 557.81
2 | L.S | SUNDRIES | 41.9 | L.S | 0
-
|  | TOTAL FOR 10 SQM |  |  | 2650.27
-
|  | RATE PER SQM |  |  | 265.03
=
36 | * | Providing Band with C.M 1:5, 12mm thick
and 75mmwide in all floors including
finishing with neat cement scaffolding
curing etc complete.
|  | - | -
| a. | 150mm Thick Band
| - | -
0.014 | Cum | Cement mortar1:5 | 2561.98 | Cum | 35.87
0.3 | No. | Masn Ist | 947.1 | No. | 284.13
0.3 | No. | Mazdoor Ist | 618.2 | No. | 185.46
| L.S | Sundries |  | L.S | 0
-
|  | Total for 6.77Rmt |  |  | 505.46
-
|  | Rate per Rmt. |  |  | 74.66
=
| b. | 75mm Thick Band
| - | -
0.007 | Cum | Cement mortar1:5 | 2561.98 | Cum | 17.93
0.2 | No. | Masn Ist | 947.1 | No. | 189.42
0.2 | No. | Mazdoor Ist | 618.2 | No. | 123.64
|  | Sundries |  |  | 0
-
|  | Total for 6.77Rmt |  |  | 330.99
-
|  | Rate per Rmt. |  |  | 48.89
=
| c. | 50mm Thick Band
| - | -
0.0047 | Cum | Cement mortar1:5 | 2561.98 | Cum | 12.04
0.15 | No. | Masn Ist | 947.1 | No. | 142.07
0.15 | No. | Mazdoor Ist | 618.2 | No. | 92.73
|  | Sundries |  |  | 0
-
|  | Total for 6.77Rmt |  |  | 246.84
-
|  | Rate per Rmt. |  |  | 36.46
=
| 18.1.a. | Form work for Plinth beam, Grade beam, Raft beam | 804.89
| b. | Form work for Roof and lintels using M.S sheet | 900.96
| c. | Form work for Small quantity and column using M.S. sheet | 1081.15
| d. | Form work for Vertical walls | 991.06
37.1 | * | WHITE WASHING THREE COAT
-
0.09 | CUM | SLACKED SHELL LIME | 1322 | CUM | 118.98
2.2 | NO. | MASON II | 884.4 | NO. | 1945.68
0.5 | NO. | MAZDOOR I | 618.2 | NO. | 309.1
3.8 | NO. | MAZDOOR II | 507.1 | NO. | 1926.98
| L.S | SUNDRIES FOR BRUSH,BLUE,GUM ETC |  | L.S | 1.5
-
|  | TOTAL FOR 100 SQM |  |  | 4302.24
-
|  | RATE PER SQM |  |  | 43.02
| * | PAINTING TWO COATS OVER NEW (as per PWD Standard Data)
PLASTERED SURFACE WITH
OBD
-
1.34 | Kg | OBD p-50 sl.129 | 73.1 | Kg | 97.95
0.5 | NO | PAINTER I | 756.8 | NO | 378.4
0.5 | NO | MAZDOOR I | 618.2 | NO | 309.1
0.8 | NO | MAZDOOR II | 507.1 | NO | 405.68
| L.S | SUNDRIES FOR BRUSHES,ETC |  | L.S | 2.6
-
|  | TOTAL FOR 10 SQM |  |  | 1193.73
-
|  | RATE PER SQM |  |  | 119.37
40 | * | PAINTING TWO COATS OVER NEW (as per CER-112/2007-08)
PLASTERED SURFACE WITH
Plastic Emulsion PAINT
-
1.4 | LIT | Plastic Emulsion PAINT (LMR item 113) p-50 132( First qty | 292.7 | LIT | 409.78
0.98 | LIT | Primer (LMR item 112) p44 | 146.1 | LIT | 143.18
2.2 | NO | PAINTER I | 756.8 | NO | 1664.96
| L.S | SUNDRIES FOR BRUSHES,ETC |  | L.S | 2.55
|  | TOTAL FOR 10 SQM |  |  | 2220.47
-
|  | RATE PER SQM |  |  | 222.05
|  | TEAK WOODS |  |  | =
=========
21.2 |  | TEAK WOOD WROUGHT & PUT UP
-
| A | T.W.SCANTLING 2M-3M LONG
-
1 | CUM | LABOUR CHARGE FOR WROUGHT & PUTUP | 12980 | CUM | 12980
1 | CUM | T.W.SCANTLING 2M-3M LONG | 111600 | CUM | 111600
=
|  | RATE FOR T.W.SCANDLING 2M-3M LONG |  |  | 124580
=
| B | T.W.SCANTLING UP TO 2M LONG
-
1 | CUM | LABOUR CHARGE FOR WROUGHT & PUTUP | 12980 | CUM | 12980
1 | CUM | T.W.SCANTLING 2M-3M LONG | 99400 | CUM | 99400
=
|  | RATE FOR T.W.SCANTLING 2M LONG |  |  | 112380
=
14.II | * | P.C.C,R.C.C SLAB OF40mm THICK
-
0.03 | CUM | C.C(1:2:4)USING3mm-10mm HBG | 6684.04 | CUM | 200.52
0.5 | NO | MASON I | 947.1 | NO | 473.55
0.75 | NO | MAZDOOR I | 618.2 | NO | 463.65
| L.S | SUNDRIES |  | L.S | 0
-
|  | TOTAL FOR 0.743 SQM |  |  | 1137.72
-
|  | RATE PER SQM |  |  | 1531.25
=
|  | G.F | 1531.25 | 4.59 | 1535.84
|  | F.F | 1535.84 | 9.04 | 1544.88
|  | S.F | 1544.88 | 9.04 | 1553.92
|  | T.F | 1553.92 | 9.04 | 1562.96
|  | F.F | 1562.96 | 9.04 | 1572
|  | 5 | 1572 | 9.04 | 1581.04
16.2 |  | SUPPLYING & FIXING OF TERRACOTTA
JALLY(NOT BELOW 50MM THICK) OF BEST
QUALITY AND FIXING IN POSITION WITH
CEMENT PASTE AND REDOXIDE PUTTY INCLUDING
COST OF ALL FLOOR(THE TERRA COTTA JALLY
QUALITY AND DESIGN SHALL BE GOT APPROVED
BY THE DEPARTMENTAL OFFICERS
|  | - | -
1 | SQM | COST OF TERRACOTTA JALLY OF50mm | 290 | SQM | 290
1 | SQM | LABOUR FOR FIXING JALLY | 175 | SQM | 175
1 | L.S | FOR PLASTERING & REDOXIDE PUTTY | 15 | L.S | 15
-
|  | RATE PER SQM |  |  | 480
=
|  | G.F | 480 | 3.74 | 483.74
|  | F.F | 483.74 | 7.55 | 491.29
|  | S.F | 491.29 | 7.55 | 498.84
|  | T.F | 498.84 | 7.55 | 506.39
|  | FOURTH FLOOR | 506.39 | 7.55 | 513.94
|  | Fifth floor | 513.94 | 7.55 | 521.49
22.1 (a) | * | T.W.SINGLY LEAF FULLY PANELLED
DOOR SHUTTER FOR DOOR OF SIZE
1000 X 2100MM
-
SHUTTER SIZE-.9X2.025 =1.823M2
STYLES(OVER 2M) -1X2X2.025X0.075X0.0375=0.0114
-
RAILS(BELOW 2M)- 1X4X0.9X0.15X0.0375= 0.0203
|  | - 1X2X0.70625X0.075X0.0375 =0.0040 |  |  | 0.0243
-
|  | PLANKS -1X4X0.58125X0.3375X0.01875= |  |  | 0.0147
|  | -1X1X0.725X0.3375X0.01875= |  |  | 0.0046
-
0.0193
-
0.0114 | CUM | T.W SCANTLING ABOVE 2M LONG | 111600 | CUM | 1272.24
0.0243 | CUM | T.W SCANTLING BELOW 2M LONG | 99400 | CUM | 2415.42
0.0193 | CUM | T.W PLANKS OVER 15TO 30cm | 95000 | CUM | 1833.5
WIDE&12TO15mm T.K
1.823 | SQM | LABOUR FOR WROUGHT&PUTUP | 1457.5 | SQM | 2657.02
1 | NO | DOOR HANDLE WITH CP SCREWS 6" | 53.4 | NO. | 53.4
3 | NO. | 5"BUTT HINGS | 83 | NO. | 249
2 | NO. | 6"X1/2"TOWER BOLT | 60 | NO. | 120
1 | NO. | 10"X5/8"ALDROP | 167.6 | NO. | 167.6
1 | NO. | NYLONBUSH | 7.3 | NO. | 7.3
1 | NO. | DOOR STOPPER | 45.9 | NO. | 45.9
64 | Nos. | Brass screw p-59 it-210 | 2.39 | No, | 152.96
|  | TOTAL FOR 1.8230SQM |  |  | 8974.34
-
|  | RATE PER SQM |  |  | 4922.84
=
(a) |  | DOOR OF SIZE 900 X2100 MM
-
0.01153 | CUM | T.W.SCANTLING above 2M length | 111600 | CUM | 1286.75
0.0135 | CUM | T.W.SCANTLING below 2M length | 99400 | CUM | 1341.9
1.016 | SQM | Phenol bonded BWR Plywood 9mm | 387.4 | SQM | 393.6
1.64 | SQM | LABOUR CHARGE | 1215.5 | SQM | 1993.42
2 | NO. | 6"X1/2"ALU.TOWER BOLT | 60 | NO. | 120
3 | NO. | 5" ALU BUTT HINGES | 83 | NO. | 249
1 | NO. | 10"X5/8" ALU. ALDROP | 167.6 | NO. | 167.6
1 | NO. | NYLON BUSH | 7.3 | NO. | 7.3
1 | NO. | ALU.HANDLE WITH C.P.SCREWS 6" | 53.4 | NO. | 53.4
1 | NO. | DOOR STOPPER | 45.9 | NO. | 45.9
58 | Nos. | Brass screw | 2.39 | NO. | 138.62
|  | TOTAL FOR 1.64 SQM |  |  | 5797.49
-
|  | RATE PER SQM |  |  | 3535.05
=
39 |  | Steel grill for Verandah Enclousure PWD SR p23/ Item 168/131 | 62.6 | Kg | 62.6
23.3 |  | Supplying and fixing of Magnetic Door Catches | Qtn |  | 52
25 | * | Supplying and fixing M.S.Hold Qtn |  | EACH | 9.6
30. | * | FINISHING THE TOP OF FLOORING
WITH C.M(1:3)20mm THICK
(NO SAND)USING GRANITECHIPS
OF 10mm&BELOW (ELLISPATTERN)
-
0.24 | CUM | STONE JELLY 3mm to 10mm | 1130.21 | CUM | 271.25
0.117 | M.T | CEMENT | 5960 | M.T | 697.32
0.5 | NO | MASON I | 947.1 | NO | 473.55
1.1 | NO | MAZDOOR I | 618.2 | NO | 680.02
4.3 | NO | MAZDOOR II | 507.1 | NO | 2180.53
| L.S | SUNDRIES |  | L.S | 0
-
|  | TOTAL FOR 10 SQM |  |  | 4302.67
-
|  | RATE PER SQM |  |  | 430.27
31 | * | WEATHERING COURSE WITH BRICK
JELLY LIME IN RATIO 32:121/2
BY VOLUMN WELL WATERING
CONSOLIDATED WITH WOODEN
BEATERS TO REQUIRED SLOP
-
12.8 | CUM | BROKEN BRICKJELLY2OmmGAUGE | 1004.78 | CUM | 12861.18
5 | CUM | COST OF LIME STONE | 1138.46 | CUM | 5692.3
1.8 | NO | MASON I | 947.1 | NO | 1704.78
17.7 | NO | MAZDOOR I | 618.2 | NO | 10942.14
14.1 | NO | MAZDOOR II | 507.1 | NO | 7150.11
| L.S | SUNDRIES |  | L.S | 0
-
|  | TOTAL FOR 10 CUM |  |  | 38350.51
-
|  | RATE PER CUM |  |  | 3835.05
=
40. | * | PAINTING TWO COATS OVER new
WOOD WORKS WITH IIND CLASS
SYNTHETIC ENAMEL PAINT INCL.PRIMER COAT.
-
1.44 | LIT | READY MIXED PRIMER PAINT | 146.1 | LIT | 210.38
0.7 | NO | PAINTER I | 756.8 | NO | 529.76
2.55 | LIT | READY MIXED IIND CLASS PAINT | 236.6 | LIT | 603.33
1.2 | NO | PAINTER I | 756.8 | NO | 908.16
| L.S | SUNDRIES FOR BRUSHES,ETC |  | L.S | 1.5
-
|  | TOTAL FOR 10 SQM |  |  | 2253.13
-
|  | RATE PER SQM |  |  | 225.31
=
41 | * | PAINTING TWO COATS OVER NEW
IRON WORKS WITH IIND CLASS
SYNTHETIC ENAMEL PAINT
-
2.22 | LIT | READY MIXED IIND CLASS PAINT | 225.4 | LIT | 500.39
1.1 | NO | PAINTER I | 756.8 | NO | 832.48
| L.S | SUNDRIES FOR BRUSHES,ETC |  | L.S | 1.5
-
|  | TOTAL FOR 10 SQM |  |  | 1334.37
-
|  | RATE PER SQM |  |  | 133.44
29.5 | * | Providing White/Color ceramic floor tiles (Anti-skid)of
any size 0f 6mm T.K including pointing etc.,
as directed by the Dept.Officers.
|  | - | -
10 | SQM | COST OF CERAMIC FLOOR TILES | 363.34 | SQM | 3633.4
0.21 | CUM | C.M(1:3) | 3706.3 | CUM | 778.32
LABOUR FOR LAYING & POINTING
1.1 | NO | MASON I | 947.1 | NO | 1041.81
1.1 | NO | MASON II | 884.4 | NO | 972.84
2.2 | NO | MAZDOOR I | 618.2 | NO | 1360.04
2.2 | NO | MAZDOOR II | 507.1 | NO | 1115.62
20 | Kg | CEMENT | 5960 | M.T | 119.2
2 | Kg | Grout ( qtn) | 36.1 | Kg | 72.2
1.6 | NO | MASON II | 884.4 | NO | 1415.04
0.5 | NO | MAZDOOR I | 618.2 | NO | 309.1
1.1 | NO | MAZDOOR II | 507.1 | NO | 557.81
| L.S | SUNDRIES |  | L.S | 0
-
|  | TOTAL FOR 10 SQM |  |  | 11375.38
-
|  | RATE PER SQM |  |  | 1137.54
=
29.4 | * | Suppling and laying White/Plain colour
Glazed tiles in C.M(1:2)
-
1.86 | SQM | COST OF GLAZED TILES | 400 | SQM | 744
0.4 | Kg | Grout | 36.1 | Kg | 14.44
0.02 | CUM | C.M(1:2) | 5136.7 | CUM | 102.73
1 | NO | MASON I | 947.1 | NO | 947.1
1 | NO | Mazdoor-I | 618.2 | NO | 618.2
| L.S | SUNDRIES |  | L.S
-
|  | TOTAL FOR 1.860 SQM |  |  | 2426.47
-
|  | RATE PER SQM |  |  | 1304.55
=
Vertified tile flooring ( stain free nano polish )
10 | SQM | COST OF Vertified TILES (p51, it-156) | 633 | SQM | 6330
0.21 | CUM | C.M(1:3) | 3706.3 | CUM | 778.32
1.1 | NO | MASON I | 947.1 | NO | 1041.81
1.1 | NO | MASON II | 884.4 | NO | 972.84
2.2 | NO | MAZDOOR I | 618.2 | NO | 1360.04
2.2 | NO | MAZDOOR II | 507.1 | NO | 1115.62
20 | Kg | CEMENT | 5960 | M.T | 119.2
2 | Kg | Grout joint filler | 36.1 | Kg | 72.2
1.6 | NO | MASON II | 884.4 | NO | 1415.04
0.5 | NO | MAZDOOR I | 618.2 | NO | 309.1
1.1 | NO | MAZDOOR II | 507.1 | NO | 557.81
| L.S | SUNDRIES |  | L.S
-
|  | TOTAL FOR 10 SQM |  |  | 14071.98
-
|  | RATE PER SQM |  |  | 1407.2
29.4 | * | Suppling and laying granite wall cladding
in C.M(1:2) jet black 18 to 20mm thick
-
1.86 | SQM | COST OF granite TILES | 1706 | SQM | 3173.16
0.4 | Kg | Grout | 36.1 | Kg | 14.44
0.02 | CUM | C.M(1:2) | 5136.7 | CUM | 102.73
1 | NO | MASON I | 947.1 | NO | 947.1
1 | NO | Mazdoor-I | 618.2 | NO | 618.2
| L.S | SUNDRIES |  | L.S | 0
-
|  | TOTAL FOR 1.860 SQM |  |  | 4855.63
-
|  | RATE PER SQM |  |  | 2610.55
=
15.1 | C. | S & F of Granite slab 18mm to 20mm Thick For kitchen arrangements
==================
10 | Sqm | Granite slab (Ruby red) P-42 it-27b | 1706 | Sqm | 17060
0.12 | CUM | C.M 1:3 | 3706.3 | CUM | 444.76
1 | No. | Mason Ist | 947.1 | Each | 947.1
1 | No. | Mazdoor Ist | 618.2 | Each | 618.2
| L.S | Packing with C.M., Scaffolding |  | L.S | 0.33
|  | and Polishing etc., |  |  | -
|  | Total for TEN sqm |  |  | 19070.39
-
|  | RATE for one sqm |  |  | 1907.04
|  | G.F | 1907.04 | 2.27 | 1909.31
|  | F.F | 1909.31 | 4.48 | 1913.79
|  | S.F | 1913.79 | 4.48 | 1918.27
|  | T.F | 1918.27 | 4.48 | 1922.75
|  | FOURTH FLOOR | 1922.75 | 4.48 | 1927.23
|  | 5th | 1927.23 | 4.48 | 1931.71
|  | 6ht | 1931.71 | 4.48 | 1936.19
Providing cooling tiles over terrace floor
10 | SQM | COST OF CERAMIC FLOOR TILES p-58 it-197 a | 487 | SQM | 4870
0.21 | CUM | C.M(1:3) | 3706.3 | CUM | 778.32
10 |  | Pointing with CM 1:3 | 296.08 |  | 2960.8
1.1 | NO | MASON I | 947.1 | NO | 1041.81
2.1 | NO | MASON II | 884.4 | NO | 1857.24
2.2 | NO | MAZDOOR I | 618.2 | NO | 1360.04
1.1 | NO | MAZDOOR II | 507.1 | NO | 557.81
6.5 | Kg | ABC plus powder | 17.18 | M.T | 111.67
3 | Kg | Colour cement p-36 | 27 | Kg | 81
2.15 | NO | ABC Grout | 45.8 | NO | 98.47
0.4 | NO | Base concrete 1:2:4 (6-10mm thick metal) | 5364.32 | NO | 2145.73
|  |  |  | NO | 0
| L.S | SUNDRIES |  | L.S | 0.8
-
-4.48 |  | TOTAL FOR 10 SQM |  |  | 15863.69
-4.48 |  |  |  |  | -
4.48 |  | RATE PER SQM |  |  | 1586.37
4.48 |  |  |  |  | =
Providing wooden MELAMEN DOOR POLISH
For New Wood
Contain a size 1.2x2.1 m
Area of Polishing 1x1x2.25x1.2x2.1+5.67m2
|  | - | -
8 | NOS | Sand paper No 50 (Qtn) | 4.1 | Each | 32.8
8 | NOS | Sand paper No 80 | 3.69 | Each | 29.52
8 | NOS | Sand paper No 100 | 4.1 | Each | 32.8
0.75 | Kg | Wooden filter | 176.4 | Each | 132.3
2.25 | liter | sand seal thinner | 140.41 | liter | 315.92
4.5 | liter | Thinner | 65 | liter | 292.5
6 | NOS | Water Emery No 250 | 8 | Each | 48
6 | NOS | Water Emery No 320 | 8.61 | Each | 51.66
4 | NOS | Water Emery No 400 | 8.61 | Each | 34.44
300 | gm | Teak Powder | 30 | 100gm | 90
300 | gm | Red Powder | 44.99 | 500gm | 26.99
1.5 | Kg | Fresh Chalk Powder | 20.95 | Kg | 31.43
2.25 | liter | MELAMEN matt Qtn | 212.41 | liter | 477.92
0.75 | liter | MELAMEN Glozy | 205.21 | liter | 153.91
2.25 | liter | Thinner 106 | 185.21 | liter | 416.72
500 | gm | Banian waste | 52.25 | Kg | 26.13
1 | NOS | 3" Brush | 131.21 | 1No | 131.21
1 | NOS | 2" Flat Brush | 12.3 | 1No | 12.3
4 | NOS | PAINTER- I Class | 756.8 | Each | 3027.2
2 | NOS | PAINTER - II Class | 732.6 | Each | 1465.2
2 | NOS | Mazdoor - II Class | 507.1 | Each | 1014.2
|  | Bladder & Tools |  |  | 20
----------------------
|  | TOTAL FOR 5.67 SQM |  |  | 7863.15
=
|  | Rate for 1 Sqm |  |  | 1386.8
Anticorrosive Treatment for Window M.S. Grills.
5 | litres | Zite Zinc primer ( qtn) | 160 | litre | 800
1 | No | Brush | 75 | Each | 75
2.5 | No | Painter I st Class | 756.8 | No | 1892
|  | Sundries | L.S |  | 0.25
=
|  |  | Rate for 1 MT | = | 2767.25
46 | * | SUPPLYING AND FIXING OF 20MM
DIA ALUMINIUM HANGER ROD TO
THE REQUIRED LENGTH WITH
ALUMINUM END BRACKETS INCLUDING
COST OF SCREWS TW PLUGS AND
LABOUR CHARGES FOR FIXING IN
POSTION COMPLETE IN ALL RESPECT
AND AS DIRECTED BY THE DEPT,
OFFICERS
=
1 | Rmt | 2omm alu. hanger rod | 45.72 | Rmt | 45.72
1 | Set | Alu.Bracket with screws | 5 | Set | 5
| L.S | Sundries FOR PLUGS ,NAILS AND LABOUR ETC., |  | L.S | 7.28
-
|  | Total for 1 Rmt |  |  | 58
=
47 | * | SUPPLY AND FIXING ALUMINUM TOWEL RAIL OF
70CM LONG INCLUDING COST OF SCREW TW
PLUGS AND LABOURS CHARGES FOR FIXING IN
POSITION ETC COMPLETE IN ALL RESPECT AND
AS DIRECTED BY THE DEPT OFFICERS.
|  | - | -
1 | no | Alu.Towel rail 75Cm long | 85 | Each | 85
| L.S | Alu. Bolt With screws |  | L.S | 7.5
| L.S | Labour for fixing and cost of |  | L.S | 2.5
|  | T.W.Pluges |  |  | -
|  | Total for 1 Rmt |  |  | 95
=
48 | * | SUPPLING AND FIXING COAT STAND
WITH FIVE PINS
-
1 | no | Cost of Coat stand | 50 | Each | 50
| L.S | Labour for fixing |  | L.S | 5
-
|  | Total for 1 No. |  |  | 55
=
49. | * | SUPPLING AND FIXING OF PICTURE HOOKS
|  | - | -
1 | no | Cost of Picture hooks | 1.2 | Each | 1.2
| L.S | Labour for fixing |  | L.S | 0.3
-
|  | Total for 1 No. |  |  | 1.5
50.3 |  | PLANTING AVENUE TREES
-
4.32 | CUM | Earth work excavation | 106.26 | CUM | 459.04
1.44 | CUM | Manure | 69.1 | CUM | 99.5
1.44 | CUM | RED EARTH | 271.95 | CUM | 391.61
1.44 | CUM | River sand | 735.5 | CUM | 1059.12
2.88 | CUM | mixing charges | 10 | CUM | 28.8
20 | nos | Avenue trees | 46.1 | nos | 922
42 | RM | Casurina props 5 to 8cm dia p22 / It- 148 d | 17.5 | RM | 735
4.32 | CUM | filling chares | 36.96 | CUM | 159.67
l.s |  | Maintenance charges |  |  | 2000
-
|  | Total for 20 no. |  |  | 5854.74
-
|  | Total for 1 no. |  |  | 292.74
=
50.4 |  | AVENUE TREE GUARD
-
0.1 | CUM | Earth work excavation | 212.52 | CUM | 21.25
6.3 | RM | CW reepers 50x25 cm it-139 p-22 | 34.6 | RM | 217.98
6.3 | RM | Casurina props 5 to 8cm dia | 17.5 | RM | 110.25
3.15 | sqm | Chicken mesh | 36.3 | sqm | 114.35
0.25 | no | Carpenter II | 884.4 | no | 221.1
0.2 | no | Fitter I | 821.7 | no | 164.34
|  | sundries |  |  | 0
-
|  | Total for 1 no. |  |  | 849.27
-
50.5 |  | PROVIDING SCHME NAME BOARD
-
0.486 | cum | Earth work excavation | 106.26 | cum | 51.64
0.486 | cum | CC 1:5:10 | 4394.7 | cum | 2135.82
81.75 | KG | MS angle | 47.3 | KG | 3866.78
7.2 | KG | MS Stiffner | 47.3 | KG | 340.56
43.68 | KG | MS Sheet | 47.3 | KG | 2066.06
132.63 | KG | Welding charges | 41.6 | KG | 5517.41
2.2 | sqm | Painting / lettering charges qtn | 970 | sqm | 2134
LS |  | Labour for erection of board | LS |  | 250
LS |  | Bolts &nuts | LS |  | 20.47
-
16382.74
52 | * | SUPPLYING AND LAYING THE FOLLOWING PVC
PIPES WITH NECESSARY SPECIALS ELBOWS,
TEE,REDUCE ,PLUG,UNION,BEND,COUPLE,
NIPPLE,GATE VLVE,CHECK AND WHEEL VALVE
WHEREVER NECESSARY INCLUDING LABOUR BELOW
GROUND LEVEL(OR) FIXING ON WALLS TO THE
PROPER GRADIENT AND ALIGNMENT ETC.ALL
COMPLETE AS DIRECTED BY DEPT. OFFICERS.
|  | = | =
| * | ASTM-D SCHEDULE- 40 THREADED PVC PIPE
WITH NECESSARY PVC-GI SPECIALS
| c. | 20MM DIA PVC PIPE ABOVE G.L:-
-
1 | Rmt | COST OF 20MM DIA PVC PIPE | 26 | Rmt | 26
1 | L.S | ADD 70% FOR PVC/GI SPECIALS | 18.2 | L.S | 18.2
1 | Rmt | LABOUR FOR LAYING & FIXING | 175.35 | Rmt | 175.35
-
|  | TOTAL FOR 1 RMT |  |  | 219.55
=
| b. | 25MM DIA PVC PIPE ABOVE G.L:-
-
1 | Rmt | COST OF 25MM DIA PVC PIPE | 35 | Rmt | 35
1 | L.S | ADD 40% FOR PVC/GI SPECIALS | 14 | L.S | 14
1 | Rmt | LABOUR FOR LAYING & FIXING | 175.34 | Rmt | 175.34
-
|  | TOTAL FOR 1 RMT |  |  | 224.34
=
| a. | 32MM DIA PVC PIPE ABOVE G.L:-
-
1 | Rmt | COST OF 32MM DIA PVC PIPE | 52 | Rmt | 52
1 | L.S | ADD 20% FOR PVC/GI SPECIALS | 10.4 | L.S | 10.4
1 | Rmt | LABOUR FOR LAYING & FIXING | 179.17 | Rmt | 179.17
-
|  | TOTAL FOR 1 RMT |  |  | 241.57
=
52.1 |  | S & F of GI Pipe 20mm dia for Hot Water line Pipe Fully Consealed in Wall
LABOUR CHARGE FOR LAYING
GI PIPE 20MM DIA
-
30 | RMT | LAYING,FIXING AND CONSELING GI PIPE | 13.78 | RMT | 413.4
8 | NO. | CUTTING CHARGES | 8.1 | NO. | 64.8
8 | NO. | THREADING CHARGES | 11.7 | NO. | 93.6
3 | NO. | STONE CUTTER II | 700.7 | NO. | 2102.1
1 | NO. | MASAN I | 947.1 | NO. | 947.1
2 | NO. | MAZDOOR I | 618.2 | NO. | 1236.4
1 | NO. | MAZDOOR II | 507.1 | NO. | 507.1
-
|  | TOTAL FOR 30 M |  |  | 5364.5
-
|  | RATE PER RMT |  |  | 178.82
-
15mm dia half turn CP tap
Sub-Data
Labour charge
0.1 | Nos | Fitter I class | 836 | Each | 83.6
0.1 | Nos | Mazdoor I | 618.2 | Each | 61.82
10 | gram | Shellac p-54/156 | 18.3 | 100 gms | 1.83
0.25 | Nos | Thread ball p-54/158 | 3.57 | Each | 0.89
|  |  | Total/1 No |  | 148.14
|  | Main Data | Long body | Long body | short body
|  |  | 331 | 331 | 283
|  | Cost of Tap | 148.14 | 148.14 | 148.14
|  | Labour | 479.14 | 479.14 | 431.14
|  |  | 480 | 480 | 432
56.1. | * | SUPPLYING AND FIXING OF I.W.C
20"WITH TOP LEFT ROUGH TO RECEIVE
FLOOR FINISH
IN G.FLOOR.
-
1 | NO. | I.W.C 20"SIZE(Orissa pan) | 1190 | NO. | 1190
0.65 | CUM | E.W EXCAVATION | 212.52 | CUM | 138.14
0.57 | CUM | REFILLING | 36.96 | CUM | 21.07
0.081 | CUM | BRICK JELLY CONCRETE USING 40mm(1:8:16) | 3664.85 | CUM | 296.85
1 | NO. | PLUMBER I | 821.7 | NO. | 821.7
0.5 | NO. | MASON II | 884.4 | NO. | 442.2
0.5 | NO. | MAZDOOR I | 618.2 | NO. | 309.1
|  | Deduct rate for "P" & "S" trap |  |  | -164
|  | Add rate for PVC SWR "P" & "S" trap |  |  | 134.1
| LS | Sundries |  |  | 0.32
|  | TOTAL FOR ONE NUMBER |  |  | 3189.48
56.2. | * | SUPPLYING AND FIXING OF I.W.C
20"WITH TOP LEFT ROUGH TO RECEIVE
FLOOR FINISH
IN OTHER THAN G.FLOOR.
-
1 | NO. | I.W.C 20"SIZE(Orissa pan) | 1190 | NO. | 1190
0.405 | CUM | WEATHERING COURSE | 3835.05 | CUM | 1553.2
USING20mmBRICK JELLY
1.89 | SQM | PLASTERING IN C.M(1:3) | 251.22 | SQM | 474.81
12mMT.K MIXED WITH W.P.C.
0.081 | CUM | BRICK JELLY CONCRETE (1:8:16) | 3664.85 | CUM | 296.85
USING 40 mm BRICK JELLY
1 | NO | PLUMBER I | 821.7 | NO | 821.7
0.5 | NO. | MASON II | 884.4 | NO. | 442.2
0.5 | NO. | MAZDOOR I | 618.2 | NO. | 309.1
|  | Deduct rate for "P" & "S" trap |  |  | -164
|  | Add rate for PVC SWR "P" & "S" trap |  |  | 134.1
| LS | Sundries |  |  | 0.47
|  | TOTAL FOR ONE NUMBER |  |  | 5058.43
57 | * | SUPPLY AND FIXING OF E.W.C. 18" SIZE (WHITE)
WITH DOUBLE FLAPPED PLASTIC SEAT COVER
LOW LEVEL FLUSHING CISTERN 10 LIT.
-
1 | SET | EUROPEAN WATER CLOSET WITH "P" OR "S" TRAP WITH DOUBLE FLAPPED SEAT AND SEAT COVER WITH BRASS HINGES AND 10LIT CAPACITY PVC L;OW LEVEL FLUSHING TANK WITH ALL INTERNAL FITTINGS | 3060 | SET | 3060
LABOUR FOR FIXING OF EWC
1 | NO. | MASON I | 947.1 | NO. | 947.1
2 | NO. | PLUMBER I | 821.7 | NO. | 1643.4
1 | NO. | MAZDOOR II | 507.1 | NO. | 507.1
LABOUR FOR FIXING OF FLUSHING TANK
0.5 | NO. | PLUMBER I | 821.7 | NO. | 410.85
0.5 | NO. | MAZDOOR I | 618.2 | NO. | 309.1
|  | Deduct rate for "P" & "S" trap | 0 |  | -164
|  | Add rate for PVC SWR "P" & "S" trap |  |  | 134.1
| L.S | SUNDRIES |  | L.S | 0.7
TOTAL FOR ONE NUMBER
6848.35
53.1 | * | SUPPLYING AND FIXING
WASHBASIN 22"X16" INCLUDING
COST OF ALL MATERIALS AND
FIXING CHARGES
-
1 | NO. | Wash Hand Basin of size 550 x 400 mm with all accessories such as CI brackets, 32mm dia CP waste coupling, Rubber pug and chain, 32mm dia B class GI waste pipe, 15mm dia brass nipples. 15mm CP pillar tap etc., | 1656 | NO. | 1656
1 | NO. | deduct rate for 15mm dia GM wheel valve p -53 /145(v) | -168 | NO. | -168
1 | NO. | Angle Valve | 250 | NO. | 250
0.5 | NO. | PLUMBER I | 821.7 | NO. | 410.85
1 | NO. | MAZDOOR I | 618.2 | NO. | 618.2
0.5 | NO. | MASON I | 947.1 | NO. | 473.55
| L.S | SUNDRIES FOR PLUGSCREW,PAINT |  | L.S | 0.82
-
|  | TOTAL FOR ONE NUMBER |  |  | 3241.42
-
supply &fixing of cuddapah sink 600x600x200mmsize
|  | with 32mm GI waste pipe and 32mm CP waste coupling it-172 p-55 | 1010 | each | 1010
59 | * | SUPLY ING AND FIXING OF
150X100mm S.W. GULLY TRAPS
-
1 | NO. | 150X100mm S.W. GULLY TRAPS | 168.7 | NO. | 168.7
0.05 | CUM | BRICK JELLY CONCRETE (1:8:16)40MM | 3664.85 | CUM | 183.24
0.5 | NO. | PLUMBER I | 821.7 | NO. | 410.85
1 | NO. | MAZDOOR I | 618.2 | NO. | 618.2
1 | NO. | MAZDOOR II | 507.1 | NO. | 507.1
| L.S | SUNDRIES |  | L.S | 0.54
-
|  | TOTAL FOR ONE NUMBER |  |  | 1888.63
=
60 | * | SUPPLY AND FIXING OF P.V.C.
NAHANI TRAP 75mm DIA
-
1 | NO. | PVC NAHANI TRAP (4WAY/2WAY) | 148.6 | NO. | 148.6
| L.S | SUNDRIES FOR B.J.C,PLASTERING ETC |  | L.S | 4
-
|  | TOTAL FOR ONE NUMBER |  |  | 152.6
-
UPVC instead of Stone ware Pipe
-
| * | SUPPLYING AND LAYING AND
JOINTING SN8 UPVC PIPE AND SPECIALS
BELOW G.L
-
| A | 110mm DIA UPVC PIPE BELOW G.L
-
18.9 | CUM | E.W EXCLUDING REFILLING | 212.52 | CUM | 4016.63
18.63 | CUM | REFILLING CHARGE | 36.96 | CUM | 688.56
30 | RMT | Cost of UPVC SN8 Pipe (TWAD SR 18-19 P-20 1.2 1) | 277 | RMT | 8310
30 | RMT | CONVEYING,LOWERING ANDLAYING | 17.4 | RMT | 522
TO PROPER GRADEAND
ALIGNMENT,JOINTING
ETC BUT EXCLUDING COST OF
JOINTING MATERIALS. (TWAD SR 17-18 11-b)
5 | NO | CUTTING CHARGES ( P-32/141) | 40.9 | NO | 204.5
1 | L.S | COST OF JOINTING MATERIALS | 12.1 | L.S | 12.1
| L.S | SUNDRIES |  | L.S | 17.1
-
|  | TOTAL FOR 30M |  |  | 13770.89
-
|  | RATE PER RMT |  |  | 459.03
-
| B | 160mm DIA UPVC PIPE BELOW G.L
-
18.9 | CUM | E.W EXCLUDING REFILLING | 212.52 | CUM | 4016.63
18.3 | CUM | REFILLING CHARGE | 36.96 | CUM | 676.37
30 | RMT | Cost of UPVC SN8 Pipe (TWAD SR 18-19 P-20 1.2 a /3) | 581 | RMT | 17430
30 |  | CONVEYING,LOWERING ANDLAYING | 24.6 | RMT | 738
TO PROPER GRADEAND
ALIGNMENT,JOINTING
ETC BUT EXCLUDING COST OF
JOINTING MATERIALS. (TWAD SR 17-18 11-b)
5 | L.S | CUTTING CHARGES ( P-32/141) | 40.9 | NO | 204.5
1 |  | COST OF JOINTING MATERIALS | 12.1 | L.S | 12.1
|  | SUNDRIES |  | L.S | 22.4
|  | TOTAL FOR 30M |  |  | 23100
-
|  | RATE PER RMT |  |  | 770
Providing Rain Water Harvesting Perculation pit a) Providing pit
0.47 | Cum | Earth work excavation | 212.52 | Each | 99.88
2 |  |  | 675
0.24 | Cum | HBSJ 40mm | 1414.88 | Each | 339.57
0.79 | Sqm | Precasted slab Standardised Cement comncrete M 20 grade | 1555.8 | L.S | 1229.08
0.24 | Cum | Filling sand | 735.5 |  | 176.52
|  | Sundries |  |  | --------------------
1845.05
.
0
Augering 30 cm dia
1 | Cum | Labour charges | 378.37 | Each | 378.37
0.071 | Cum | HBSJ 40mm | 1414.88 | Each | 100.46
--------------------
478.83
--------------------
0.25 | No | MASON II CLASS | 884.4 |  | 221.1
1 | No | MAZDOORI CLASS | 618.2 |  | 618.2
1 | No | Hire charges for O2296TOOLS PLANTS at 10% of labour | LS |  | 83.93
--------------------
923.23
--------------------
378.37
44.1 | * | SUPPLY AND FIXING OF
110mmDIA P.V.C RAIN WATER
DOWN FALL PIPE Type- A SWR pipe
-
3 | RMT | 110mmDIA P.V.C PIPE | 120.54 | RMT | 361.62
1 | NO. | 110mmDIA P.V.C PLAIN BEND | 76 | NO. | 76
1 | NO. | 110mmDIA P.V.C SHOE | 79.5 | NO. | 79.5
2 | NO. | SPECIAL CLAMP | 21.4 | NO. | 42.8
1 | NO. | C.I. GRATING 100mm DIA | 31.8 | NO. | 31.8
0.5 | NO. | PLUMBER I | 821.7 | NO. | 410.85
| L.S | COST OF PLUG SCREWS , RUBBER |  | L.S
LUBRICANT ETC
-
|  | TOTAL FOR 3 RMT |  |  | 1002.57
-
|  | RATE PER RMT |  |  | 334.19
=
58.1(a) | * | SUPPLY AND FIXING P.V.C.SOIL
PIPESPECIALS OF FOLLOWING DIA:-
-
| A. | SUPPLY AND FIXING OF PVC soil PIPE
110MM DIA OF PVC SWR PIPE INCLUDING
PACKING THE JOINTS WITH RUBBER
LUBRICANT AND FIXING IN TO
WALL WITH WOODEN PLUGS
SCREWSHOLDING CLAMPSETC
COMPLETE type 'B'.
-
3 | RMT | P.V.C. PIPE 110mm DIA | 193.05 | RMT | 579.15
1 | NO | P.V.C BEND WITH DOOR 110MM | 76 | EACH | 76
1 | NO | P.V.C COWL 110MM | 78.4 | EACH | 78.4
1 | NO | P.V.C DOOR TEE 110MM p-61 D-c | 178.9 | EACH | 178.9
0.5 | NO. | PLUMBER I | 821.7 | EACH | 410.85
0.5 | NO. | MASON II | 884.4 | EACH | 442.2
0.5 | NO. | MAZDOOR I | 618.2 | EACH | 309.1
| L.S | COST OF RUBBER | 2.79 | L.S | 2.79
LUBRICANTT.W.PLUGS AND
C.I.CLAMPS ETC
|  | SUNDERS |  | L.S | 0.12
-
|  | TOTAL FOR 3 RMT |  |  | 2077.51
-
|  | RATE PER RMT |  |  | 692.5
-
58.1(b) | B. | SUPPLY AND FIXING OF PVC PIPE
75MM DIA OF PVC SWR PIPE INCLUDING
PACKING THE JOINTS WITH RUBBER
LUBERICANT AND FIXING IN TO
WALL WITH WOODEN PLUGES
SCREWSHOLDING CLAMPSETC
COMPLETE type 'B'.
-
3 | RMT | P.V.C. PIPE 75mm DIA | 115.85 | RMT | 347.55
1 | NO | P.V.C BEND WITH DOOR | 45 | EACH | 45
1 | NO | P.V.C COWL | 52.9 | EACH | 52.9
1 | NO | P.V.C DOOR TEE | 119.3 | EACH | 119.3
0.5 | NO. | PLUMBER I | 821.7 | EACH | 410.85
0.5 | NO. | MASON II | 884.4 | EACH | 442.2
0.5 | NO. | MAZDOOR I | 618.2 | EACH | 309.1
| L.S | COST OF RUBBER |  | L.S | 2.73
LUBRICANTT.W.PLUGS AND
C.I.CLAMPS ETC
|  | SUNDERS |  | L.S | 0.27
-
|  | TOTAL FOR 3 RMT |  |  | 1729.9
-
|  | RATE PER RMT |  |  | 576.63
-
Supply,Laying & Concealing the 50mm dia PVC (SWR) pipe
with ISI mark confirming to 13952:1992-type 'B'
2 | Rmt | 50 mm dia PVC (SWR) pipe ( qtn) | 64 | Rmt | 128
1 | No. | PVC bend | 33 | Each | 33
|  | sundries for finishing dismantled portion |  | L.S | 1.4
|  | Rate for 2Rmt. |  |  | 162.4
|  | Rate per 1Rmt. |  |  | 81.2
86 |  | PROVIDING ANTI-TERMITE TREATMENT |  |  | 33.9
|  | Supply and fixing of Mirror of size500x400mm size (p-56 it-184 -ii) | 375.7 | each | 375.7
| *** | ELECTRICAL ARRANGEMENT:- BOARD APPROVED RATES
================================================
WIRING WITH 1.5SQMM COPPER WIRE CONCEALED
64.a. |  | TYPE FOR LIGHT POINT WITH CEILING ROSE |  |  | 1500
64.b |  | ---DO---FOR LIGHT POINT WITH BATTERN HODER |  |  | 1503
64.c |  | ---DO---FOR CALLING BELL POINT |  |  | 1531
65 |  | ---DO---FOR FAN POINT |  |  | 1565
66 |  | ---DO---FOR STAIR CASE LIGHT POINT |  |  | 2802
67 |  | --DO--FOR 5AMP 5PIN PLUG AT SWITCH BOARD |  |  | 765
68 |  | --DO--FOR 5AMP 5PIN PLUG AT CONVENTENT PLACE |  |  | 1043
69 |  | --DO--FOR 15AMP POWER PLUG |  |  | 139
70.1 |  | S/F OF BULK HEAD FITTING |  |  | 486
70.2 |  | S/F OF SLIM TUBELIGHT FITTING WITH ELECTRONICS BALLAST.
70.3 |  | S/F OF 40W/60W BULB |  |  | 12
70.4 |  | S/F OF PLASTIC SHADE |  |  | 10
71 |  | S/F OF DOUBLE POLE MAIN SWITCH |  |  | 562
72 |  | S/F of Fibre Fan Hook |  |  | 33.9
73.1 |  | S/F OF 6 WAY D.B |  |  | 4118
73.2 |  | S/F OF 4 WAY D.B |  |  | 3342
74 |  | LABOUR CHARGE FOR FIXING FAN |  |  | 521
75(a) |  | SUPPLY AND DELIVERY OF FAN 48"SWEEP with ordinary regulator. |  |  | 1185
75(b) |  | SUPPLY AND DELIVERY OF FAN 42"SWEEP
112 |  | SUPPLY AND FIXING EXSAUST FAN 300MM SWEEP |  |  | 2112.2
76 |  | S/F OF 8SWG G.I WIRE |  |  | 0
77 |  | RUN OF MAIN WITH 2NO OF 1.50sq.mm WIRE |  |  | 192
77.1 |  | RUN OF 2 WIRES OF 4 SQMM WITH CONTINUOUS EARTHING BY MEANS OF 2.5SQMM FOR A/C |  |  | 246
77.2 |  | SUPPLYING AND FIXING OF A/C METAL CLAD |  |  | 500
77.3 |  | SUPPLYING AND FIXING OF TV/TELEPHONE LINE SOCKET |  |  | 76.67
78 |  | EARTHING STATION AS PER ISI |  |  | 2490
80 |  | S/F OF 375mmX300mmX20mmT.W.PLANK FOR S.C. |  |  | 771
81 |  | S/F OF METRE CUPBOARD |  |  | 2456.48
82 |  | S/F OF STREET LIGHTS. |  |  | 2759.06
87 |  | PROVIDING ELCB WITH MCB IN MS BOX |  |  | 2739
|  | S & F of Exsaust Fan 225mm dia |  |  | 1813.38
77.4 |  | SUPPLYING AND FIXING OF 20MM DIA PVC PIPE FOR TV/TELEPHONE LINE
================================================
90 | Mtr | PVC RIGID CONDUIT PIPE 19M/20MM HEAVY DUTY WITH ISI P -127/ part I 1b | 92 | Mtr | 8280
0.15 | MT | CEMENT | 5960 | MT | 894
1 | NO | WIREMAN GR-I | 712 | NO | 712
2 | NO | MASON II | 884.4 | NO | 1768.8
4 | NO | Electrical HELPERp-15 it-100 | 556 | NO | 2224
|  | SUNDRIES FOR PVC SPECIALS & FISH WIRE ETC., |  |  | 11.5
-
|  | TOTAL FOR 90RMT |  |  | 13890.3
-
|  | RATE PER RMT |  |  | 154.34
=
DATA - 13
2 X 2.5 Sq mm in fully concealed PVC conduit
Run off mains with 2 wires of 2.5 Sqmm copper PVC insulated unsheathed single core 1.1KV cable wire contuinuous earth by means of 1.5 Sqmm copper PVC insulated unsheathed single core 1.1 KV grade cable in fully concealed 19 mm / 20 mm dia rigid PVC conduit pipe heavy duty with ISI mark including cost of all materials, specials, etc., all complete.
|  | Total as per Data No. 12 |  |  | 17219
180 | Rmt | Add 180 mt 2.5 Sqmm copper PVC insulated unsheathed S.C. cable p-123, it- 2 c | 24.1 | Rmt | 4338
180 | Rmt | Deduct 1.5 Sqmm copper PVC insulated unsheathed S.C. cable | 15.5 | Rmt | 2790
|  | Sundries |  |  | 43
|  | Total for 90 metres |  |  | 18810
|  | Rate for 1 Rmt |  |  | 209
DATA - 15
4 X 6 Sq mm in fully concealed PVC conduit
Run off mains with 4 wires of 6 Sqmm copper PVC insulated unsheathed single core 1.1KV cable wire contuinuous earth by means of 2.5 Sqmm copper PVC insulated unsheathed single core 1.1 KV grade cable in fully concealed 19 mm / 20 mm dia rigid PVC conduit pipe heavy duty with ISI mark including cost of all materials, specials, etc., all complete.
360 |  | 6 sqmm copper PVC insulated unsheathed single core cable p 123 , 2 part -E | 48.9 | Rmt | 17604
90 |  | 25mm dia rigid PVC pipe heavy duty with ISI heavy duty with ISI mark part-I 1c P-82 | 28.4 | Rmt | 2556
3 |  | Cement | 298 | Bag | 894
90 |  | 2.5 sqmm copper PVC insulated unsheathed single core cable for continuous earth connectionp-79, it- 2 c | 24.1 | Rmt | 2169
|  | Labour charges |  |  | 13715.5
|  | Sundries |  |  | 98.5
|  | Total for 90 Metres |  |  | 37037
|  | Rate for 1 Rmt |  |  | 411.52
DATA - 25
EARTHING & ELCB
Run of 8 SWG GI Wire
Supplying and laying of 8 SWG GI wire on walls/below ground level with necessary 'U' nails/ earth work excavation and re- filling etc., including cost of all materials, all complete.
9.5 | Kg | 8 SWG GI wire (Part- E, 3 -c P-124 ) | 94.9 | Kg | 901.55
0.5 | Kg | 'U' nails (SD-74 ,20-21) | 20.9 |  | 10.45
|  | Labour |  |  | 1268
|  | Sundries |  |  | 25
|  | Tatal for 90 Rmts |  |  | 2205
|  | For 1 Rmt |  |  | 24.5
Annexure |  | TW double leaf shutter for ward robe / cup board
|  | - | - | -
SHUTTER SIZE 1.2X2.1 =2.52M2
TW scantling(OVER 2M) -1X2X2.1X0.075X0.0375=0.0118
TW scantling(below 2M) -1X2X1.2X0.075X0.0375=0.00675
Shutter styles(vertical) -1X4X1.95X0.075X0.0375=0.02194
Shutter styles(Horizantal) -2X2X0.4X0.075X0.0375=0.0045
|  | Shutter middle rail(Horizantal) -1X2X0.4X0.15X0.0375=0.0045 |  |  | 0.0377
Shutter(OSL Board) -2X2X.85X0.4=1.36m2
Shutter area -1X1X1.05X1.95=2.05 m2
0.0118 | CUM | T.W.SCANTLING above 2M length | 111600 | CUM | 1316.88
0.0377 | CUM | T.W.SCANTLING below 2M length | 99400 | CUM | 3747.38
0.01855 | CUM | LABOUR FOR WROUGHT &PUTUP | 12980 | CUM | 240.78
1.36 | SQM | BISON PANEL 8MMTK. OSL | 269.1 | SQM | 365.98
2.05 | SQM | LABOUR CHARGE FOR SHUTTER | 1215.5 | SQM | 2491.78
2 | NO. | 4"X5/8"ALU.TOWER BOLT | 52.8 | NO. | 105.6
6 | NO. | 3" ALU BUTT HINGES | 45.7 | NO. | 274.2
2 | NO. | ORNAMENTAL HANDLE WITH SCREWS 100mm | 56.4 | NO. | 112.8
1 | NO. | LOCKS &KEY | 63.2 | NO. | 63.2
2.52 | SQM | VARNISH TWO COATS | 185.88 | SQM | 468.42
|  | SUNDRIES FOR NAILS,PLUGS ETC. | L.S |  | 2.13
-
|  | TOTAL FOR 2.52 SQM |  |  | 9189.15
-
|  | RATE PER SQM |  |  | 3646.49
=
7.2 |  | PROVIDING BITUMEN PAD FOR EXPANISION |  |  | 712
|  | JOINT it-233 b p-62 |  |  | =
Data - AQ
1 | Mtr. | 50 mm dia GI pipe ( b Class ) | 197.8 | Mtr. | 197.8
1 | No. | Ms clamp supports | 4.95 | each | 4.95
202.75
|  | Add sundries 2 % |  |  | 4.055
|  | Labour chrages vide SD 77 |  |  | 189
395.805
|  |  |  | OR | 236
Data - AR
1 | Mtr. | 100 mm dia GI pipe ( b Class ) | 820 | Mtr. | 820
|  | Labour charges for laying |  |  | 189
1009
|  | Add sundries 2 % |  |  | 20.18
1218.18
|  |  |  | OR | 944
Data - AS
1 | Mtr. | 150 mm dia GI pipe ( b Class ) | 1318 | Mtr. | 1318
|  | Labour charges for laying |  |  | 189
1507
|  | Add sundries 2 % |  |  | 30.14
1726.14
|  |  |  | OR | 1452
Labour charges for laying 100mm & 150mm DIA GI PIPE BELOW G.L
-
18.9 | CUM | E.W EXCLUDING REFILLING | 212.52 | CUM | 4016.63
18.3 | CUM | REFILLING CHARGE | 36.96 | CUM | 676.37
30 |  | CONVEYING,LOWERING ANDLAYING | 24.6 | RMT | 738
TO PROPER GRADEAND
ALIGNMENT,JOINTING
ETC BUT EXCLUDING COST OF
JOINTING MATERIALS. (TWAD SR 17-18 11-b)
5 | L.S | CUTTING CHARGES ( P-32/141) | 40.9 | NO | 204.5
1 |  | COST OF JOINTING MATERIALS | 12.1 | L.S | 12.1
|  | SUNDRIES |  | L.S | 22.4
|  | TOTAL FOR 30M |  |  | 5670
-
|  | RATE PER RMT |  |  | 189
DATA
30 W CFL Street light Fittings (single)
1 | No | 30W Led Tube light fittings with Lamp p-112 14- item k/ lower end | 4943 | No | 4943
1 | No | Labour charges | 2008.2 | No | 2008.2
|  | Sundries |  |  | 2
|  | Rate for Each |  |  | 6953.2
-------------------------------
0.0368 | CUM | Satndardised cement Concrtet 1:1.5:3 | 8034.25 | CUM | 295.66
4.87 | Kg | FAB OF M.S STEEL | 81012.5 | M.T | 394.53
3 | NO. | HANGER BRACKET | 14.8 | NO. | 44.4
12 | NO. | ALU.SLEEVES | 2 | NO. | 24
2 | NO. | TOWER BOLT RECEIVER | 4.9 | NO. | 9.8
6 | NO. | TAILNUT FOR BOLT | 4.45 | NO. | 26.7
1 | NO. | MASON Ist | 947.1 | NO. | 947.1
1 | NO. | MAZDOOR Ist | 618.2 | NO. | 618.2
1 | NO. | MOULDING CHARGES | 25 | NO. | 25
0.5 | NO. | HANDLING CHARGES MAZDOOR-II | 507.1 | NO. | 253.55
| L.S | ADD FOR OIL,CONVEYANCE ETC., |  | L.S | 1.98
-
|  | TOTAL FOR 1 NO |  |  | 2640.92
-