## G. Abstract
GENERAL ABSTRACT
NAME OF WORK : CONSTRUCTION OF BARRACKS AT A CAPACITY TO ACCOMMODATE 450 NOS POLICE PERSONNEL AT KILPAUK POLICE QUARTES, KILPAUK IN CHENNAI CITY
Sl.No. | Qty | Description | Rate | Unit | Amount
|  | BUILDING WORKS | AS PER PWD SR 2021-2022
1 | 1 | Construction of Barracks of 450 Nos. Capacity (G+4 floors) | 109265715.9053 |  | 109265715.9053
2 |  | SUB - TOTAL - I Rs. |  |  | 109265715.9053 | 109265715.9053 | 0
3 |  | DEVELOPMENT WORKS
4 | 1 | Borewell & External water Supply | 718183.768 |  | 718183.768
5 | 1 | Sump (2 nos) | 742274.028 |  | 742274.028
6 | 1 | Genset | 1183920.2 |  | 1183920.2
7 | 1 | Plinth Protection | 645696.205 |  | 645696.205
8 |  | SUB - TOTAL - II Rs. |  |  | 112555790.1064 | 112555790.0964 | 1021718.2764
9 |  | GST at 12.0% ( GST at 6% + CGST 6% ) |  |  | 13506694.8128
10 |  | SUB - TOTAL - III Rs. |  |  | 126062484.9191 | 115097889.9191
11 |  | Provision for Soil investigation | LS |  | 50000
12 |  | Provision for Gymnasium Arrangements | LS |  | 400000
13 |  | Provision for Kitchen vessals ,Fridge ,Grinder and Ro Treatment system | LS |  | 700000
14 |  | Solar Pannal Arrangements | LS |  | 400000
|  | SUB - TOTAL - IV Rs. |  |  | 127612484.9191
15 |  | Labour Welfare fund @ 1.0% | As pr PWD Norms |  | 1276124.8492
16 |  | Petty Supervision & Contigencies charges at 1.0 % | As pr PWD Norms |  | 1276124.8492
17 |  | Supervision Charges @ 7.5% |  |  | 9571641.1489
18 |  | Price Ajustment clause @ 5.0 % | As pr PWD Norms |  | 6380624.246
19 |  | SUB - TOTAL - V Rs. |  |  | 146117000.0124
20 |  | Advertisement charges | LS |  | 83000
21 |  | Provision for EB Deposits | LS |  | 500000
22 |  | Provision for planning permission & payment to other department | LS |  | 200000
23 |  | Structural Design / Consultancy charges | LS |  | 100000
|  | GRAND TOTAL Rs. |  |  | 147000000.0124 | -0.012383
|  |  | Say |  | 1470.00 Lakhs | 0.01

## Final Blgs
Name of work : CONSTRUCTION OF BARRACKS AT A CAPACITY TO ACCOMMODATE 450 NOS POLICE PERSONNEL AT KILPAUK POLICE QUARTES, KILPAUK IN CHENNAI CITY
Sl. No. | Description | Rate | Unit | 450 Barracks |  | Borewell & External water Supply |  | Sump |  |  | Genset |  | Plinth Protection |  | Total Qty. (Dev) |  | Total Qty. (Building + Dev)
|  |  |  | Qty | Amount | Qty | Amount | Qty | 2 Nos | Amount | Qty | Amount | Qty | Amount | Qty | Amount | Qty | Amount
1.1 | Earth work excavation in all soils (including refilling) | [15 empty] | *
| a. 0 to 2 mt. | 224.84 | Cum. | 274 | 61606.16 |  | 0 |  | 0 | 0 |  | 0 | 12.2 | 2743.048 | 12.2 | 2743.048 | 286.2 | 64349.208
| b. 2 to 3 mt. | 235.07 | Cum. |  | 0 |  | 0 |  | 0 | 0 |  | 0 |  | 0 | 0 | 0 | 0 | 0
1.2 | Earth work excavation in all soils (excluding refilling) |  |  |  | 0 |  | 0 |  | 0 | 0 |  | 0 |  | 0 | 0 | 0 | 0 | 0
| a. 0 to 2 mt. | 212.52 | Cum. |  | 0 |  | 0 |  | 0 | 0 |  | 0 |  | 0 | 0 | 0 | 0 | 0
| b. 2 to 3 mt. | 222.75 | Cum. |  | 0 |  | 0 |  | 0 | 0 |  | 0 |  | 0 | 0 | 0 | 0 | 0
1.3 | Earth work excavation in Soft disintegrated rock (including refilling) |  |  |  | 0 |  | 0 |  | 0 | 0 |  | 0 |  | 0 | 0 | 0 | 0 | 0
| a. 0 to 2 mt. | 328.9 | Cum. |  | 0 |  | 0 |  | 0 | 0 |  | 0 |  | 0 | 0 | 0 | 0 | 0
| b. 2 to 3 mt. | 339.13 | Cum. |  | 0 |  | 0 |  | 0 | 0 |  | 0 |  | 0 | 0 | 0 | 0 | 0
1.4 | Earth work excavation for Open foundation (including refilling) |  |  |  | 0 |  | 0 |  | 0 | 0 |  | 0 |  | 0 | 0 | 0 | 0 | 0
| a. 0 to 2 mt. | 118.58 | Cum. |  | 0 |  | 0 |  | 0 | 0 |  | 0 |  | 0 | 0 | 0 | 0 | 0
| b. 2 to 3 mt. | 128.81 | Cum. |  | 0 |  | 0 |  | 0 | 0 |  | 0 |  | 0 | 0 | 0 | 0 | 0
1.5 | Earth work excavation for Open foundation (excluding refilling) |  |  |  | 0 |  | 0 |  | 0 | 0 |  | 0 |  | 0 | 0 | 0 | *
| a. 0 to 2 mt. | 106.26 | Cum. | 1927 | 204763.02 |  | 0 | 34.2 | 68.4 | 7268.184 |  | 0 |  | 0 | 68.4 | 7268.184 | 1995.4 | 212031.204
| b. 2 to 3 mt. | 116.49 | Cum. |  | 0 |  | 0 |  | 0 | 0 |  | 0 |  | 0 | 0 | 0 | 0 | 0
| c. 3 to 4 mt. | 126.72 | Cum. |  | 0 |  | 0 |  | 0 | 0 |  | 0 |  | 0 | 0 | 0 | 0 | 0
| d. 4 to 5 mt. | 136.95 | Cum. |  | 0 |  | 0 |  | 0 | 0 |  | 0 |  | 0 | 0 | 0 | 0 | 0
1.6 | Earth work excavation for Open foundation for drains (excluding refilling) width upto 1.25 m |  |  |  | 0 |  | 0 |  | 0 | 0 |  | 0 |  | 0 | 0 | 0 | 0 | 0
| a. 0 to 2 mt. | 159.39 | Cum. |  | 0 |  | 0 |  | 0 | 0 |  | 0 |  | 0 | 0 | 0 | 0 | 0
| b. 2 to 3 mt. | 169.62 | Cum. |  | 0 |  | 0 |  | 0 | 0 |  | 0 |  | 0 | 0 | 0 | 0 | 0
1.7 | Earth work excavation in Soft disintegrated rock (Excluding refilling) |  |  |  | 0 |  | 0 |  | 0 | 0 |  | 0 |  | 0 | 0 | 0 | 0 | 0
| a. 0 to 2 mt. | 316.58 | Cum. |  | 0 |  | 0 |  | 0 | 0 |  | 0 |  | 0 | 0 | 0 | 0 | 0
| b. 2 to 3 mt. | 326.81 | Cum. |  | 0 |  | 0 |  | 0 | 0 |  | 0 |  | 0 | 0 | 0 | 0 | 0
1.8 | Earth work excavation in SDR for Open foundation (excluding refilling) |  |  |  | 0 |  | 0 |  | 0 | 0 |  | 0 |  | 0 | 0 | 0 | 0 | 0
| a. 0 to 2 mt. | 158.29 | Cum. |  | 0 |  | 0 |  | 0 | 0 |  | 0 |  | 0 | 0 | 0 | 0 | 0
| b. 2 to 3 mt. | 168.52 | Cum. |  | 0 |  | 0 |  | 0 | 0 |  | 0 |  | 0 | 0 | 0 | 0 | 0
1.9 | Providing Driven PILES |  |  |  | 0 |  | 0 |  | 0 | 0 |  | 0 |  | 0 | 0 | 0 | 0 | 0
| a.300mm dia |  | Rmt |  | 0 |  | 0 |  | 0 | 0 |  | 0 |  | 0 | 0 | 0 | 0 | 0
| b.330mm dia |  | Rmt |  | 0 |  | 0 |  | 0 | 0 |  | 0 |  | 0 | 0 | 0 | 0 | 0
| c.375mm dia |  | Rmt |  | 0 |  | 0 |  | 0 | 0 |  | 0 |  | 0 | 0 | 0 | 0 | 0
| d.400mm dia |  | Rmt |  | 0 |  | 0 |  | 0 | 0 |  | 0 |  | 0 | 0 | 0 | 0 | 0
| e.450mm dia |  | Rmt |  | 0 |  | 0 |  | 0 | 0 |  | 0 |  | 0 | 0 | 0 | 0 | 0
| f.500mm dia |  | Rmt |  | 0 |  | 0 |  | 0 | 0 |  | 0 |  | 0 | 0 | 0 | 0 | 0
2.1 | Filling sand | 857.64 | Cum. |  | 0 |  | 0 |  | 0 | 0 |  | 0 |  | 0 | 0 | 0 | 0 | 0
2.2 | Supply and laying of Hard core layer 200mm | 3242.5 | Cum | 289 | 937082.5 |  | 0 | 4.6 | 9.2 | 29831 |  | 0 |  | 0 | 9.2 | 29831 | 298.2 | 966913.5
2.1a | Supplying and filling stone dust | 323.92 | Cum. | 322 | 104302.24 |  | 0 |  | 0 | 0 |  | 0 | 80.6 | 26107.952 | 80.6 | 26107.952 | 402.6 | 130410.192
2.2 | Sand Gravel Mix | 957.19 | Cum. |  | 0 |  | 0 |  | 0 | 0 |  | 0 |  | 0 | 0 | 0 | 0 | 0
2.3 | Supply and filling of 40 mm Brick jelly | 786.08 | Cum. |  | 0 |  | 0 |  | 0 | 0 |  | 0 |  | 0 | 0 | 0 | 0 | 0
2.4 | Supply and filling of 20 mm Brick jelly | 865.08 | Cum. |  | 0 |  | 0 |  | 0 | 0 |  | 0 |  | 0 | 0 | 0 | 0 | 0
2.5 | Gravel soling | 365.29 | Cum. |  | 0 |  | 0 |  | 0 | 0 |  | 0 |  | 0 | 0 | 0 | 0 | 0
2.6 | Supply and filling of 40 mm HBSJ | 1305.26 | Cum. |  | 0 |  | 0 |  | 0 | 0 |  | 0 |  | 0 | 0 | 0 | 0 | 0
2.7 | Supply and filling of 20 mm HBSJ | 1708.26 | Cum. |  | 0 |  | 0 |  | 0 | 0 |  | 0 |  | 0 | 0 | 0 | 0 | 0
3.1 | C.C.1:5:10 for Foundation & Basement | 4303.14 | Cum. | 98.3 | 422998.662 |  | 0 | 3.5 | 7 | 30121.98 |  | 0 | 6.1 | 26249.154 | 13.1 | 56371.134 | 111.4 | 479369.796
3.2 | P.C.C. 1:2:4 for Foundation & Basement and other similar works | 5824.46 | Cum. |  | 0 |  | 0 |  | 0 | 0 |  | 0 |  | 0 | 0 | 0 | 0 | 0
3.3 | P.C.C. 1:8:16 using 20 mm broken brick jelly | 3617.32 | Cum. |  | 0 |  | 0 |  | 0 | 0 |  | 0 |  | 0 | 0 | 0 | 0 | 0
3.4 | Providing WBM 125 mm consolidated thick with gravel blindage |  | Sqm. |  | 0 |  | 0 |  | 0 | 0 |  | 0 |  | 0 | 0 | 0 | 0 | 0
3.5 | Surface dressing over WBM 25 mm thick |  | Sqm. |  | 0 |  | 0 |  | 0 | 0 |  | 0 |  | 0 | 0 | 0 | 0 | 0
3.6 | Providing WBM 125 mm consolidated thick with gravel blindage (IRC 63 to 45mm for 75mm thick and 37.5 to 26.5mm for 50.mm thick) | 181.82 | Sqm. |  | 0 |  | 0 |  | 0 | 0 |  | 0 |  | 0 | 0 | 0 | 0 | 0
3.7 | Surface dressing over WBM 25 mm tk. with pre-coated chips using 11.2mm size IRC | 142.22 | Sqm. |  | 0 |  | 0 |  | 0 | 0 |  | 0 |  | 0 | 0 | 0 | 0 | 0
4.1 | R.C.C. 1:2:4 Foundation and Basement | 7300.8 | Cum. |  | 0 |  | 0 |  | 0 | 0 |  | 0 |  | 0 | 0 | 0 | 0 | 0
4.2 | R.C.C. 1: 11/2: 3 Foundation and Basement | 7942.69 | Cum. |  | 0 |  | 0 |  | 0 | 0 |  | 0 |  | 0 | 0 | 0 | 0 | 0
5 | R.R. masonry in C.M. 1:5 Foundation and Basment | 4607.35 | Cum. |  | 0 |  | 0 |  | 0 | 0 |  | 0 |  | 0 | 0 | 0 | 0 | 0
6.1 | Brick work in C.M. 1:5 (F& B) using Chamber Burnt brick of size 23 x 11.2 x 7 cm (9" x 4 3/8" x 2 3/4") | 6463.5 | Cum. |  | 0 |  | 0 |  | 0 | 0 |  | 0 |  | 0 | 0 | 0 | 0 | 0
6.2 | Brick work in C.M. 1:5 (F& B) using chamber Burnt bricks of size 23 x 11.4 x 7.5 cm (9" x 4 1/2"x 3") | 6177.43 | Cum. | 201 | 1241663.43 |  | 0 |  | 0 | 0 |  | 0 |  | 0 | 0 | 0 | 201 | 1241663.43
6.3 | Brick work in C.M. 1:5 (F& B) using Chamber Burnt brick of size 23 x 11 x 7 cm (9" x 4 1/4" x 2 3/4") |  | Cum. |  | 0 |  | 0 |  | 0 | 0 |  | 0 |  | 0 | 0 | 0 | 0 | 0
6.4 | Brick work in C.M. 1:5 (F& B) using Chamber Burnt brick of size 22 x 11 x 7 cm (8 3/4" x 4 1/4" x 2 3/4") |  | Cum. |  | 0 |  | 0 |  | 0 | 0 |  | 0 |  | 0 | 0 | 0 | 0 | 0
6.5 | Brick work in C.M. 1:5 (F& B) using Kiln Burnt Country bricks of size 22 x 11 x 7 cm (8 3/4" x 4 1/4" x 2 3/4") | 6155.5 | Cum. |  | 0 |  | 0 |  | 0 | 0 |  | 0 |  | 0 | 0 | 0 | 0 | 0
6.6 | Brick work in C.M. 1:5 (F& B) using Kiln Burnt Country bricks of size 22 x 11 x 5.7 cm (8 3/4" x 4 1/4" x 2 1/4") |  | Cum. |  | 0 |  | 0 |  | 0 | 0 |  | 0 |  | 0 | 0 | 0 | 0 | 0
7.1 | Damp Proof Course in C.M. 1:4, 12 MM thick mixed with Crude oil |  | Sqm. |  | 0 |  | 0 |  | 0 | 0 |  | 0 |  | 0 | 0 | 0 | 0 | 0
7.2 | Supply and fixing of Bituminous filler pad, 20 mm tk. for expansion joint | 712 | Sqm. |  | 0 |  | 0 |  | 0 | 0 |  | 0 |  | 0 | 0 | 0 | 0 | 0
7.3 | Damp Proof Course in C.M. 1:4, 12 MM thick mixed with Water proofing compound | 290.32 | Sqm. |  | 0 |  | 0 |  | 0 | 0 |  | 0 |  | 0 | 0 | 0 | 0 | 0
8.1 | R.C.C.1:2:4 |  |  |  | 0 |  | 0 |  | 0 | 0 |  | 0 |  | 0 | 0 | 0 | 0 | 0
| a. In Ground floor | 7414.43 | Cum. |  | 0 |  | 0 |  | 0 | 0 |  | 0 |  | 0 | 0 | 0 | 0 | 0
| b. In First floor | 7638.28 | Cum. |  | 0 |  | 0 |  | 0 | 0 |  | 0 |  | 0 | 0 | 0 | 0 | 0
| c. In Second floor | 7862.13 | Cum. |  | 0 |  | 0 |  | 0 | 0 |  | 0 |  | 0 | 0 | 0 | 0 | 0
| d. In Third floor | 8085.98 | Cum. |  | 0 |  | 0 |  | 0 | 0 |  | 0 |  | 0 | 0 | 0 | 0 | 0
| e. In Fourth floor | 8309.83 | Cum. |  | 0 |  | 0 |  | 0 | 0 |  | 0 |  | 0 | 0 | 0 | 0 | 0
8.2 | R.C.C.1: 1 1/2 :3 |  |  |  | 0 |  | 0 |  | 0 | 0 |  | 0 |  | 0 | 0 | 0 | 0 | 0
| a. In Ground floor | 8056.32 | Cum. |  | 0 |  | 0 |  | 0 | 0 |  | 0 |  | 0 | 0 | 0 | 0 | 0
| b. In First floor | 8280.17 | Cum. |  | 0 |  | 0 |  | 0 | 0 |  | 0 |  | 0 | 0 | 0 | 0 | 0
| c. In Second floor | 8504.02 | Cum. |  | 0 |  | 0 |  | 0 | 0 |  | 0 |  | 0 | 0 | 0 | 0 | 0
| d. In Third floor | 8727.87 | Cum. |  | 0 |  | 0 |  | 0 | 0 |  | 0 |  | 0 | 0 | 0 | 0 | 0
| e. In Fourth floor | 8951.72 | Cum. |  | 0 |  | 0 |  | 0 | 0 |  | 0 |  | 0 | 0 | 0 | 0 | 0
| f. In Fifth floor | 9175.57 | Cum. |  | 0 |  | 0 |  | 0 | 0 |  | 0 |  | 0 | 0 | 0 | 0 | 0
| g. In sixth floor | 9399.42 | Cum. |  | 0 |  | 0 |  | 0 | 0 |  | 0 |  | 0 | 0 | 0 | 0 | 0
| h. In seventh floor | 9623.27 | Cum. |  | 0 |  | 0 |  | 0 | 0 |  | 0 |  | 0 | 0 | 0 | 0 | 0
| i. In eighth floor | 9847.12 | Cum. |  | 0 |  | 0 |  | 0 | 0 |  | 0 |  | 0 | 0 | 0 | 0 | 0
| j. In Ninth floor | 10070.97 | Cum. |  | 0 |  | 0 |  | 0 | 0 |  | 0 |  | 0 | 0 | 0 | 0 | 0
| k. In Tenth floor | 10294.82 | Cum. |  | 0 |  | 0 |  | 0 | 0 |  | 0 |  | 0 | 0 | 0 | 0 | 0
| l. In Eleventh floor | 10518.67 | Cum. |  | 0 |  | 0 |  | 0 | 0 |  | 0 |  | 0 | 0 | 0 | 0 | 0
| m. In Twelth floor | 10742.52 | Cum. |  | 0 |  | 0 |  | 0 | 0 |  | 0 |  | 0 | 0 | 0 | 0 | 0
9.1 | Brick work in C.M. 1:6 using Chamber Burnt brick of size 23 x 11.2 x 7 cm (9" x 4 3/8" x 2 3/4") |  |  |  | 0 |  | 0 |  | 0 | 0 |  | 0 |  | 0 | 0 | 0 | 0 | 0
| a. In Ground Floor | 6466.78 | Cum. |  | 0 |  | 0 |  | 0 | 0 |  | 0 |  | 0 | 0 | 0 | 0 | 0
| b. In First Floor | 6617.7 | Cum. |  | 0 |  | 0 |  | 0 | 0 |  | 0 |  | 0 | 0 | 0 | 0 | 0
| c. In Second Floor | 6768.62 | Cum. |  | 0 |  | 0 |  | 0 | 0 |  | 0 |  | 0 | 0 | 0 | 0 | 0
| d. In Third Floor | 6919.54 | Cum. |  | 0 |  | 0 |  | 0 | 0 |  | 0 |  | 0 | 0 | 0 | 0 | 0
| e. In Fourth Floor | 7070.46 | Cum. |  | 0 |  | 0 |  | 0 | 0 |  | 0 |  | 0 | 0 | 0 | 0 | 0
9.2 | Brick work in C.M. 1:6 using chamber Burnt bricks of size 23 x 11.4 x 7.5 cm (9" x 4 1/2"x 3") |  |  |  | 0 |  | 0 |  | 0 | 0 |  | 0 |  | 0 | 0 | 0 | *
| a. In Ground Floor/Stilt floor | 6195.01 | Cum. | 122 | 755791.22 |  | 0 |  | 0 | 0 |  | 0 | 60.8 | 376656.608 | 60.8 | 376656.608 | 182.8 | 1132447.828
| b. In First Floor | 6345.93 | Cum. | 115 | 729781.95 |  | 0 |  | 0 | 0 |  | 0 |  | 0 | 0 | 0 | 115 | 729781.95
| c. In Second Floor | 6496.85 | Cum. | 115 | 747137.75 |  | 0 |  | 0 | 0 |  | 0 |  | 0 | 0 | 0 | 115 | 747137.75
| d. In Third Floor | 6647.77 | Cum. | 115 | 764493.55 |  | 0 |  | 0 | 0 |  | 0 |  | 0 | 0 | 0 | 115 | 764493.55
| e. In Fourth Floor | 6798.69 | Cum. | 115 | 781849.35 |  | 0 |  | 0 | 0 |  | 0 |  | 0 | 0 | 0 | 115 | 781849.35
| f. In Fifth floor | 6949.61 | Cum. | 49 | 340530.89 |  | 0 |  | 0 | 0 |  | 0 |  | 0 | 0 | 0 | 49 | 340530.89
| g. In sixth floor | 7100.53 | Cum. |  | 0 |  | 0 |  | 0 | 0 |  | 0 |  | 0 | 0 | 0 | 0 | 0
| h. In seventh floor | 7251.45 | Cum. |  | 0 |  | 0 |  | 0 | 0 |  | 0 |  | 0 | 0 | 0 | 0 | 0
| i. In eighth floor | 7402.37 | Cum. |  | 0 |  | 0 |  | 0 | 0 |  | 0 |  | 0 | 0 | 0 | 0 | 0
| j. In Ninth floor | 7553.29 | Cum. |  | 0 |  | 0 |  | 0 | 0 |  | 0 |  | 0 | 0 | 0 | 0 | 0
| k. In Tenth floor | 7704.21 | Cum. |  | 0 |  | 0 |  | 0 | 0 |  | 0 |  | 0 | 0 | 0 | 0 | 0
| l. In Eleventh floor | 7855.13 | Cum. |  | 0 |  | 0 |  | 0 | 0 |  | 0 |  | 0 | 0 | 0 | 0 | 0
| m. In Twelth floor | 8006.05 | Cum. |  | 0 |  | 0 |  | 0 | 0 |  | 0 |  | 0 | 0 | 0 | 0 | 0
| n. In thirteen floor | 8156.97 | Cum. |  | 0 |  | 0 |  | 0 | 0 |  | 0 |  | 0 | 0 | 0 | 0 | 0
9.3 | Brick work in C.M. 1:6 using Chamber Burnt brick of size 23 x 11 x 7 cm (9" x 4 1/4" x 2 3/4") |  |  |  | 0 |  | 0 |  | 0 | 0 |  | 0 |  | 0 | 0 | 0 | 0 | 0
| a. In Ground Floor |  | Cum. |  | 0 |  | 0 |  | 0 | 0 |  | 0 |  | 0 | 0 | 0 | 0 | 0
| b. In First Floor |  | Cum. |  | 0 |  | 0 |  | 0 | 0 |  | 0 |  | 0 | 0 | 0 | 0 | 0
| c. In Second Floor |  | Cum. |  | 0 |  | 0 |  | 0 | 0 |  | 0 |  | 0 | 0 | 0 | 0 | 0
| d. In Third Floor |  | Cum. |  | 0 |  | 0 |  | 0 | 0 |  | 0 |  | 0 | 0 | 0 | 0 | 0
| e. In Fourth Floor |  | Cum. |  | 0 |  | 0 |  | 0 | 0 |  | 0 |  | 0 | 0 | 0 | 0 | 0
9.4 | Brick work in C.M. 1:6 using Chamber Burnt brick of size 22 x 11 x 7 cm (8 3/4" x 4 1/4" x 2 3/4") |  |  |  | 0 |  | 0 |  | 0 | 0 |  | 0 |  | 0 | 0 | 0 | 0 | 0
| a. In Ground Floor |  | Cum. |  | 0 |  | 0 |  | 0 | 0 |  | 0 |  | 0 | 0 | 0 | 0 | 0
| b. In First Floor |  | Cum. |  | 0 |  | 0 |  | 0 | 0 |  | 0 |  | 0 | 0 | 0 | 0 | 0
| c. In Second Floor |  | Cum. |  | 0 |  | 0 |  | 0 | 0 |  | 0 |  | 0 | 0 | 0 | 0 | 0
| d. In Third Floor |  | Cum. |  | 0 |  | 0 |  | 0 | 0 |  | 0 |  | 0 | 0 | 0 | 0 | 0
| e. In Fourth Floor |  | Cum. |  | 0 |  | 0 |  | 0 | 0 |  | 0 |  | 0 | 0 | 0 | 0 | 0
9.5 | Brick work in C.M. 1:6 using Kiln Burnt Country bricks of size 22 x 11 x 7 cm ( 8 3/4" x 4 1/4" x 2 3/4") |  |  |  | 0 |  | 0 |  | 0 | 0 |  | 0 |  | 0 | 0 | 0 | 0 | 0
| a. In Ground Floor | 6158.78 | Cum. |  | 0 |  | 0 |  | 0 | 0 |  | 0 |  | 0 | 0 | 0 | 0 | 0
| b. In First Floor | 6309.7 | Cum. |  | 0 |  | 0 |  | 0 | 0 |  | 0 |  | 0 | 0 | 0 | 0 | 0
| c. In Second Floor | 6460.62 | Cum. |  | 0 |  | 0 |  | 0 | 0 |  | 0 |  | 0 | 0 | 0 | 0 | 0
| d. In Third Floor | 6611.54 | Cum. |  | 0 |  | 0 |  | 0 | 0 |  | 0 |  | 0 | 0 | 0 | 0 | 0
| e. In Fourth Floor | 6762.46 | Cum. |  | 0 |  | 0 |  | 0 | 0 |  | 0 |  | 0 | 0 | 0 | 0 | 0
9.6 | Brick work in C.M. 1:6 using Kiln Burnt Country bricks of size 22 x 11 x 5.7 cm (8 3/4" x 4 1/4" x 2 1/4") |  |  |  | 0 |  | 0 |  | 0 | 0 |  | 0 |  | 0 | 0 | 0 | 0 | 0
| a. In Ground Floor |  | Cum. |  | 0 |  | 0 |  | 0 | 0 |  | 0 |  | 0 | 0 | 0 | 0 | 0
| b. In First Floor |  | Cum. |  | 0 |  | 0 |  | 0 | 0 |  | 0 |  | 0 | 0 | 0 | 0 | 0
| c. In Second Floor |  | Cum. |  | 0 |  | 0 |  | 0 | 0 |  | 0 |  | 0 | 0 | 0 | 0 | 0
| d. In Third Floor |  | Cum. |  | 0 |  | 0 |  | 0 | 0 |  | 0 |  | 0 | 0 | 0 | 0 | 0
| e. In Fourth Floor |  | Cum. |  | 0 |  | 0 |  | 0 | 0 |  | 0 |  | 0 | 0 | 0 | 0 | 0
10.1 | Brick partition work in C.M. 1:4 Chamber Burnt brick of size 23 x 11.2 x 7 cm (9" x 4 3/8" x 2 3/4")112 mm tk (B.P.) |  |  |  | 0 |  | 0 |  | 0 | 0 |  | 0 |  | 0 | 0 | 0 | 0 | 0
| a. In Foundation and basement | 801.7 | Sqm. |  | 0 |  | 0 |  | 0 | 0 |  | 0 |  | 0 | 0 | 0 | 0 | 0
| b. In Ground Floor | 810.08 | Sqm. |  | 0 |  | 0 |  | 0 | 0 |  | 0 |  | 0 | 0 | 0 | 0 | 0
| c. In First Floor | 826.98 | Sqm. |  | 0 |  | 0 |  | 0 | 0 |  | 0 |  | 0 | 0 | 0 | 0 | 0
| d. In Second Floor | 843.88 | Sqm. |  | 0 |  | 0 |  | 0 | 0 |  | 0 |  | 0 | 0 | 0 | 0 | 0
| e. In Third Floor | 860.78 | Sqm. |  | 0 |  | 0 |  | 0 | 0 |  | 0 |  | 0 | 0 | 0 | 0 | 0
| f. In Fourth Floor | 877.68 | Sqm. |  | 0 |  | 0 |  | 0 | 0 |  | 0 |  | 0 | 0 | 0 | 0 | 0
10.2 | Brick partition work in C.M. 1:4 using chamber Burnt bricks of size 23 x 11.4 x 7.5 cm (9" x 4 1/2"x 3") 114 mm tk (B.P.) |  |  |  | 0 |  | 0 |  | 0 | 0 |  | 0 |  | 0 | 0 | 0 | *
| a. In Foundation and basement | 785.58 | Sqm. |  | 0 |  | 0 |  | 0 | 0 |  | 0 |  | 0 | 0 | 0 | 0 | 0
| b. In Ground Floor/stilt floor | 794.11 | Sqm. | 612 | 485995.32 |  | 0 |  | 0 | 0 |  | 0 | 101.3 | 80443.343 | 101.3 | 80443.343 | 713.3 | 566438.663
| c. In First Floor | 811.31 | Sqm. | 618 | 501389.58 |  | 0 |  | 0 | 0 |  | 0 |  | 0 | 0 | 0 | 618 | 501389.58
| d. In Second Floor | 828.51 | Sqm. | 618 | 512019.18 |  | 0 |  | 0 | 0 |  | 0 |  | 0 | 0 | 0 | 618 | 512019.18
| e. In Third Floor | 845.71 | Sqm. | 618 | 522648.78 |  | 0 |  | 0 | 0 |  | 0 |  | 0 | 0 | 0 | 618 | 522648.78
| f. In Fourth Floor | 862.91 | Sqm. | 618 | 533278.38 |  | 0 |  | 0 | 0 |  | 0 |  | 0 | 0 | 0 | 618 | 533278.38
| f. In Fifth floor | 880.11 | Sqm. |  | 0 |  | 0 |  | 0 | 0 |  | 0 |  | 0 | 0 | 0 | 0 | 0
| g. In sixth floor | 897.31 | Sqm. |  | 0 |  | 0 |  | 0 | 0 |  | 0 |  | 0 | 0 | 0 | 0 | 0
| h. In seventh floor | 914.51 | Sqm. |  | 0 |  | 0 |  | 0 | 0 |  | 0 |  | 0 | 0 | 0 | 0 | 0
| i. In eighth floor | 931.71 | Sqm. |  | 0 |  | 0 |  | 0 | 0 |  | 0 |  | 0 | 0 | 0 | 0 | 0
| j. In Ninth floor | 948.91 | Sqm. |  | 0 |  | 0 |  | 0 | 0 |  | 0 |  | 0 | 0 | 0 | 0 | 0
| k. In Tenth floor | 966.11 | Sqm. |  | 0 |  | 0 |  | 0 | 0 |  | 0 |  | 0 | 0 | 0 | 0 | 0
| l. In Eleventh floor | 983.31 | Sqm. |  | 0 |  | 0 |  | 0 | 0 |  | 0 |  | 0 | 0 | 0 | 0 | 0
| m. In Twelth floor | 1000.51 | Sqm. |  | 0 |  | 0 |  | 0 | 0 |  | 0 |  | 0 | 0 | 0 | 0 | 0
| n. In thirteen floor | 1017.71 | Sqm. |  | 0 |  | 0 |  | 0 | 0 |  | 0 |  | 0 | 0 | 0 | 0 | 0
10.3 | Brick partition work in C.M. 1:4 Chamber Burnt brick of size 23 x 11 x 7 cm (9" x 4 1/4" x 2 3/4") 110 mm tk (B.P.) |  |  |  | 0 |  | 0 |  | 0 | 0 |  | 0 |  | 0 | 0 | 0 | 0 | 0
| a. In Foundation and basement |  | Sqm. |  | 0 |  | 0 |  | 0 | 0 |  | 0 |  | 0 | 0 | 0 | 0 | 0
| b. In Ground Floor |  | Sqm. |  | 0 |  | 0 |  | 0 | 0 |  | 0 |  | 0 | 0 | 0 | 0 | 0
| c. In First Floor |  | Sqm. |  | 0 |  | 0 |  | 0 | 0 |  | 0 |  | 0 | 0 | 0 | 0 | 0
| d. In Second Floor |  | Sqm. |  | 0 |  | 0 |  | 0 | 0 |  | 0 |  | 0 | 0 | 0 | 0 | 0
| e. In Third Floor |  | Sqm. |  | 0 |  | 0 |  | 0 | 0 |  | 0 |  | 0 | 0 | 0 | 0 | 0
| f. In Fourth Floor |  | Sqm. |  | 0 |  | 0 |  | 0 | 0 |  | 0 |  | 0 | 0 | 0 | 0 | 0
10.4 | Brick partition work in C.M. 1:4 Chamber Burnt brick of size 22 x 11 x 7 cm (8 3/4" x 4 1/4" x 2 3/4") 110 mm tk (B.P.) |  |  |  | 0 |  | 0 |  | 0 | 0 |  | 0 |  | 0 | 0 | 0 | 0 | 0
| a. In Foundation and basement |  | Sqm. |  | 0 |  | 0 |  | 0 | 0 |  | 0 |  | 0 | 0 | 0 | 0 | 0
| b. In Ground Floor |  | Sqm. |  | 0 |  | 0 |  | 0 | 0 |  | 0 |  | 0 | 0 | 0 | 0 | 0
| c. In First Floor |  | Sqm. |  | 0 |  | 0 |  | 0 | 0 |  | 0 |  | 0 | 0 | 0 | 0 | 0
| d. In Second Floor |  | Sqm. |  | 0 |  | 0 |  | 0 | 0 |  | 0 |  | 0 | 0 | 0 | 0 | 0
| e. In Third Floor |  | Sqm. |  | 0 |  | 0 |  | 0 | 0 |  | 0 |  | 0 | 0 | 0 | 0 | 0
| f. In Fourth Floor |  | Sqm. |  | 0 |  | 0 |  | 0 | 0 |  | 0 |  | 0 | 0 | 0 | 0 | 0
10.5 | Brick partition work in C.M. 1:4 Kiln Burnt Country bricks of size 22 x 11 x 7 cm (8 3/4" x 4 1/4" x 2 3/4") 110 mm tk (B.P.) |  |  |  | 0 |  | 0 |  | 0 | 0 |  | 0 |  | 0 | 0 | 0 | 0 | 0
| a. In Foundation and basement | 755.19 | Sqm. |  | 0 |  | 0 |  | 0 | 0 |  | 0 |  | 0 | 0 | 0 | 0 | 0
| b. In Ground Floor | 763.42 | Sqm. |  | 0 |  | 0 |  | 0 | 0 |  | 0 |  | 0 | 0 | 0 | 0 | 0
| c. In First Floor | 780.02 | Sqm. |  | 0 |  | 0 |  | 0 | 0 |  | 0 |  | 0 | 0 | 0 | 0 | 0
| d. In Second Floor | 796.62 | Sqm. |  | 0 |  | 0 |  | 0 | 0 |  | 0 |  | 0 | 0 | 0 | 0 | 0
| e. In Third Floor | 813.22 | Sqm. |  | 0 |  | 0 |  | 0 | 0 |  | 0 |  | 0 | 0 | 0 | 0 | 0
| f. In Fourth Floor | 829.82 | Sqm. |  | 0 |  | 0 |  | 0 | 0 |  | 0 |  | 0 | 0 | 0 | 0 | 0
10.6 | Brick partition work in C.M. 1:4 Kiln Burnt Country bricks of size 22 x 11 x 5.7 cm (8 3/4" x 4 1/4" x 2 1/4") 110 mm tk (B.P.) |  |  |  | 0 |  | 0 |  | 0 | 0 |  | 0 |  | 0 | 0 | 0 | 0 | 0
| a. In Foundation and basement |  | Sqm. |  | 0 |  | 0 |  | 0 | 0 |  | 0 |  | 0 | 0 | 0 | 0 | 0
| b. In Ground Floor |  | Sqm. |  | 0 |  | 0 |  | 0 | 0 |  | 0 |  | 0 | 0 | 0 | 0 | 0
| c. In First Floor |  | Sqm. |  | 0 |  | 0 |  | 0 | 0 |  | 0 |  | 0 | 0 | 0 | 0 | 0
| d. In Second Floor |  | Sqm. |  | 0 |  | 0 |  | 0 | 0 |  | 0 |  | 0 | 0 | 0 | 0 | 0
| e. In Third Floor |  | Sqm. |  | 0 |  | 0 |  | 0 | 0 |  | 0 |  | 0 | 0 | 0 | 0 | 0
| f. In Fourth Floor |  | Sqm. |  | 0 |  | 0 |  | 0 | 0 |  | 0 |  | 0 | 0 | 0 | 0 | 0
11.1 | Brick work in C.M. 1:4 Chamber Burnt brick of size 23 x 11.2 x 7 cm (9" x 4 3/8" x 2 3/4")70 mm tk (B.P.) |  |  |  | 0 |  | 0 |  | 0 | 0 |  | 0 |  | 0 | 0 | 0 | 0 | 0
| a. In Ground Floor |  | Sqm. |  | 0 |  | 0 |  | 0 | 0 |  | 0 |  | 0 | 0 | 0 | 0 | 0
| b. In First Floor |  | Sqm. |  | 0 |  | 0 |  | 0 | 0 |  | 0 |  | 0 | 0 | 0 | 0 | 0
| c. In Second Floor |  | Sqm. |  | 0 |  | 0 |  | 0 | 0 |  | 0 |  | 0 | 0 | 0 | 0 | 0
| d. In Third Floor |  | Sqm. |  | 0 |  | 0 |  | 0 | 0 |  | 0 |  | 0 | 0 | 0 | 0 | 0
| e. In Fourth Floor |  | Sqm. |  | 0 |  | 0 |  | 0 | 0 |  | 0 |  | 0 | 0 | 0 | 0 | 0
11.2 | Brick work in C.M. 1:4 using chamber Burnt bricks of size 23 x 11.4 x 7.5 cm (9" x 4 1/2"x 3") 75 mm tk (B.P.) |  |  |  | 0 |  | 0 |  | 0 | 0 |  | 0 |  | 0 | 0 | 0 | *
| a. In Ground Floor | 554.84 | Sqm. | 66 | 36619.44 |  | 0 |  | 0 | 0 |  | 0 |  | 0 | 0 | 0 | 66 | 36619.44
| b. In First Floor | 566.16 | Sqm. | 65 | 36800.4 |  | 0 |  | 0 | 0 |  | 0 |  | 0 | 0 | 0 | 65 | 36800.4
| c. In Second Floor | 577.48 | Sqm. | 65 | 37536.2 |  | 0 |  | 0 | 0 |  | 0 |  | 0 | 0 | 0 | 65 | 37536.2
| d. In Third Floor | 588.8 | Sqm. | 65 | 38272 |  | 0 |  | 0 | 0 |  | 0 |  | 0 | 0 | 0 | 65 | 38272
| e. In Fourth Floor | 600.12 | Sqm. | 65 | 39007.8 |  | 0 |  | 0 | 0 |  | 0 |  | 0 | 0 | 0 | 65 | 39007.8
11.3 | Brick work in C.M. 1:4 Chamber Burnt brick: of size 23 x 11 x 7 cm (9" x 4 1/4" x 2 3/4") 70 mm tk (B.P.) |  |  |  | 0 |  | 0 |  | 0 | 0 |  | 0 |  | 0 | 0 | 0 | 0 | 0
| a. In Ground Floor |  | Sqm. |  | 0 |  | 0 |  | 0 | 0 |  | 0 |  | 0 | 0 | 0 | 0 | 0
| b. In First Floor |  | Sqm. |  | 0 |  | 0 |  | 0 | 0 |  | 0 |  | 0 | 0 | 0 | 0 | 0
| c. In Second Floor |  | Sqm. |  | 0 |  | 0 |  | 0 | 0 |  | 0 |  | 0 | 0 | 0 | 0 | 0
| d. In Third Floor |  | Sqm. |  | 0 |  | 0 |  | 0 | 0 |  | 0 |  | 0 | 0 | 0 | 0 | 0
| e. In Fourth Floor |  | Sqm. |  | 0 |  | 0 |  | 0 | 0 |  | 0 |  | 0 | 0 | 0 | 0 | 0
11.4 | Brick work in C.M. 1:4 Chamber Burnt brick of size 22 x 11 x 7 cm (8 3/4" x 4 1/4" x 2 3/4") 70 mm tk (B.P.) |  |  |  | 0 |  | 0 |  | 0 | 0 |  | 0 |  | 0 | 0 | 0 | 0 | 0
| a. In Ground Floor |  | Sqm. |  | 0 |  | 0 |  | 0 | 0 |  | 0 |  | 0 | 0 | 0 | 0 | 0
| b. In First Floor |  | Sqm. |  | 0 |  | 0 |  | 0 | 0 |  | 0 |  | 0 | 0 | 0 | 0 | 0
| c. In Second Floor |  | Sqm. |  | 0 |  | 0 |  | 0 | 0 |  | 0 |  | 0 | 0 | 0 | 0 | 0
| d. In Third Floor |  | Sqm. |  | 0 |  | 0 |  | 0 | 0 |  | 0 |  | 0 | 0 | 0 | 0 | 0
| e. In Fourth Floor |  | Sqm. |  | 0 |  | 0 |  | 0 | 0 |  | 0 |  | 0 | 0 | 0 | 0 | 0
11.5 | Brick work in C.M. 1:4 Kiln Burnt Country bricks of size 22 x 11 x 7 cm (8 3/4" x 4 1/4" x 2 3/4") 70 mm tk (B.P.) |  |  |  | 0 |  | 0 |  | 0 | 0 |  | 0 |  | 0 | 0 | 0 | 0 | 0
| a. In Ground Floor | 520.26 | Sqm. |  | 0 |  | 0 |  | 0 | 0 |  | 0 |  | 0 | 0 | 0 | 0 | 0
| b. In First Floor | 530.82 | Sqm. |  | 0 |  | 0 |  | 0 | 0 |  | 0 |  | 0 | 0 | 0 | 0 | 0
| c. In Second Floor | 541.38 | Sqm. |  | 0 |  | 0 |  | 0 | 0 |  | 0 |  | 0 | 0 | 0 | 0 | 0
| d. In Third Floor | 551.94 | Sqm. |  | 0 |  | 0 |  | 0 | 0 |  | 0 |  | 0 | 0 | 0 | 0 | 0
| e. In Fourth Floor | 562.5 | Sqm. |  | 0 |  | 0 |  | 0 | 0 |  | 0 |  | 0 | 0 | 0 | 0 | 0
11.6 | Brick work in C.M. 1:4 Kiln Burnt Country bricks of size 22 x 11 x 5.7 cm (8 3/4" x 4 1/4" x 2 1/4") 57 mm tk (B.P.) |  |  |  | 0 |  | 0 |  | 0 | 0 |  | 0 |  | 0 | 0 | 0 | 0 | 0
| a. In Ground Floor |  | Sqm. |  | 0 |  | 0 |  | 0 | 0 |  | 0 |  | 0 | 0 | 0 | 0 | 0
| b. In First Floor |  | Sqm. |  | 0 |  | 0 |  | 0 | 0 |  | 0 |  | 0 | 0 | 0 | 0 | 0
| c. In Second Floor |  | Sqm. |  | 0 |  | 0 |  | 0 | 0 |  | 0 |  | 0 | 0 | 0 | 0 | 0
| d. In Third Floor |  | Sqm. |  | 0 |  | 0 |  | 0 | 0 |  | 0 |  | 0 | 0 | 0 | 0 | 0
| e. In Fourth Floor |  | Sqm. |  | 0 |  | 0 |  | 0 | 0 |  | 0 |  | 0 | 0 | 0 | 0 | 0
12.1 | Brick partition in C.M. 1:4 using country bricks of size 22 x11x5cm 50 mm thick |  |  |  | 0 |  | 0 |  | 0 | 0 |  | 0 |  | 0 | 0 | 0 | 0 | 0
| a. In Ground Floor | 374.91 | Sqm. |  | 0 |  | 0 |  | 0 | 0 |  | 0 |  | 0 | 0 | 0 | 0 | 0
| b. In First Floor | 382.46 | Sqm. |  | 0 |  | 0 |  | 0 | 0 |  | 0 |  | 0 | 0 | 0 | 0 | 0
| c. In Second Floor | 390.01 | Sqm. |  | 0 |  | 0 |  | 0 | 0 |  | 0 |  | 0 | 0 | 0 | 0 | 0
| d. In Third Floor | 397.56 | Sqm. |  | 0 |  | 0 |  | 0 | 0 |  | 0 |  | 0 | 0 | 0 | 0 | 0
| e. In Fourth Floor | 405.11 | Sqm. |  | 0 |  | 0 |  | 0 | 0 |  | 0 |  | 0 | 0 | 0 | 0 | 0
12.2 | Brick partition in C.M. 1:4 50 mm tk. (B.P.) Kiln Burnt Country brick: 23 x 11 x 5 cm (9" x 4 1/4" x 2") |  |  |  | 0 |  | 0 |  | 0 | 0 |  | 0 |  | 0 | 0 | 0 | 0 | 0
| a. In Ground Floor |  | Sqm. |  | 0 |  | 0 |  | 0 | 0 |  | 0 |  | 0 | 0 | 0 | 0 | 0
| b. In First Floor |  | Sqm. |  | 0 |  | 0 |  | 0 | 0 |  | 0 |  | 0 | 0 | 0 | 0 | 0
| c. In Second Floor |  | Sqm. |  | 0 |  | 0 |  | 0 | 0 |  | 0 |  | 0 | 0 | 0 | 0 | 0
| d. In Third Floor |  | Sqm. |  | 0 |  | 0 |  | 0 | 0 |  | 0 |  | 0 | 0 | 0 | 0 | 0
| e. In Fourth Floor |  | Sqm. |  | 0 |  | 0 |  | 0 | 0 |  | 0 |  | 0 | 0 | 0 | 0 | 0
[5 empty] | 0 |  | 0 |  | 0 | 0 |  | 0 |  | 0 | 0 | 0 | 0 | 0
13.1 | Filling with Excavated Earth | 36.96 | Cum. | 411.2 | 15197.952 |  | 0 |  | 0 | 0 |  | 0 |  | 0 | 0 | 0 | 411.2 | 15197.952
13.2 | Filling with Excavated Earth Mixed with lime in the proporation 1:4 (one of lime & four of earth) |  | Cum. |  | 0 |  | 0 |  | 0 | 0 |  | 0 |  | 0 | 0 | 0 | 0 | 0
14.I | Precast Cupboard slab 20 mm tk. |  |  |  | 0 |  | 0 |  | 0 | 0 |  | 0 |  | 0 | 0 | 0 | 0 | 0
| a. In Ground floor | 1396.76 | Sqm. |  | 0 |  | 0 |  | 0 | 0 |  | 0 |  | 0 | 0 | 0 | 0 | 0
| b. In First floor | 1401.28 | Sqm. |  | 0 |  | 0 |  | 0 | 0 |  | 0 |  | 0 | 0 | 0 | 0 | 0
| c. In Second floor | 1405.8 | Sqm. |  | 0 |  | 0 |  | 0 | 0 |  | 0 |  | 0 | 0 | 0 | 0 | 0
| d. In Third floor | 1410.32 | Sqm. |  | 0 |  | 0 |  | 0 | 0 |  | 0 |  | 0 | 0 | 0 | 0 | 0
| e. In Fourth floor | 1414.84 | Sqm. |  | 0 |  | 0 |  | 0 | 0 |  | 0 |  | 0 | 0 | 0 | 0 | 0
| f. In Fifth floor | 1419.36 | Sqm. |  | 0 |  | 0 |  | 0 | 0 |  | 0 |  | 0 | 0 | 0 | 0 | 0
| g. In sixth floor | 1423.88 | Sqm. |  | 0 |  | 0 |  | 0 | 0 |  | 0 |  | 0 | 0 | 0 | 0 | 0
| h. In seventh floor | 1428.4 | Sqm. |  | 0 |  | 0 |  | 0 | 0 |  | 0 |  | 0 | 0 | 0 | 0 | 0
| i. In eighth floor | 1432.92 | Sqm. |  | 0 |  | 0 |  | 0 | 0 |  | 0 |  | 0 | 0 | 0 | 0 | 0
| j. In Ninth floor | 1437.44 | Sqm. |  | 0 |  | 0 |  | 0 | 0 |  | 0 |  | 0 | 0 | 0 | 0 | 0
| k. In Tenth floor | 1441.96 | Sqm. |  | 0 |  | 0 |  | 0 | 0 |  | 0 |  | 0 | 0 | 0 | 0 | 0
| l. In Eleventh floor | 1446.48 | Sqm. |  | 0 |  | 0 |  | 0 | 0 |  | 0 |  | 0 | 0 | 0 | 0 | 0
14.II | Precast cupboard slab 40 mm tk. |  |  |  | 0 |  | 0 |  | 0 | 0 |  | 0 |  | 0 | 0 | 0 | 0 | 0
| a. In Foundation & basement | 1527.55 | Sqm. |  | 0 |  | 0 |  | 0 | 0 |  | 0 |  | 0 | 0 | 0 | 0 | 0
| b. In Ground floor | 1532.14 | Sqm. |  | 0 |  | 0 |  | 0 | 0 |  | 0 |  | 0 | 0 | 0 | 0 | 0
| c. In First floor | 1541.18 | Sqm. |  | 0 |  | 0 |  | 0 | 0 |  | 0 |  | 0 | 0 | 0 | 0 | 0
| d. In Second floor | 1550.22 | Sqm. |  | 0 |  | 0 |  | 0 | 0 |  | 0 |  | 0 | 0 | 0 | 0 | 0
| e. In Third floor | 1559.26 | Sqm. |  | 0 |  | 0 |  | 0 | 0 |  | 0 |  | 0 | 0 | 0 | 0 | 0
| f. In Fourth floor | 1568.3 | Sqm. |  | 0 |  | 0 |  | 0 | 0 |  | 0 |  | 0 | 0 | 0 | 0 | 0
15.1 | Cuddappa slab 20 mm tk. |  |  |  | 0 |  | 0 |  | 0 | 0 |  | 0 |  | 0 | 0 | 0 | *
| a. In Ground floor | 543.8 | Sqm. | 170.7 | 92826.66 |  | 0 |  | 0 | 0 |  | 0 |  | 0 | 0 | 0 | 170.7 | 92826.66
| b. In First floor | 548.28 | Sqm. | 256 | 140359.68 |  | 0 |  | 0 | 0 |  | 0 |  | 0 | 0 | 0 | 256 | 140359.68
| c. In Second floor | 552.76 | Sqm. | 256 | 141506.56 |  | 0 |  | 0 | 0 |  | 0 |  | 0 | 0 | 0 | 256 | 141506.56
| d. In Third floor | 557.24 | Sqm. | 256 | 142653.44 |  | 0 |  | 0 | 0 |  | 0 |  | 0 | 0 | 0 | 256 | 142653.44
| e. In Fourth floor | 561.72 | Sqm. | 256 | 143800.32 |  | 0 |  | 0 | 0 |  | 0 |  | 0 | 0 | 0 | 256 | 143800.32
15.2 | Cuddappa slab 40 mm tk. |  |  |  | 0 |  | 0 |  | 0 | 0 |  | 0 |  | 0 | 0 | 0 | 0 | 0
| a. In Ground floor | 1986.38 | Sqm. |  | 0 |  | 0 |  | 0 | 0 |  | 0 |  | 0 | 0 | 0 | 0 | 0
| b. In First floor | 1995.33 | Sqm. |  | 0 |  | 0 |  | 0 | 0 |  | 0 |  | 0 | 0 | 0 | 0 | 0
| c. In Second floor | 2004.28 | Sqm. |  | 0 |  | 0 |  | 0 | 0 |  | 0 |  | 0 | 0 | 0 | 0 | 0
| d. In Third floor | 2013.23 | Sqm. |  | 0 |  | 0 |  | 0 | 0 |  | 0 |  | 0 | 0 | 0 | 0 | 0
| e. In Fourth floor | 2022.18 | Sqm. |  | 0 |  | 0 |  | 0 | 0 |  | 0 |  | 0 | 0 | 0 | 0 | 0
16.1 | Precast Jally ventilator 50mm tk. |  |  |  | 0 |  | 0 |  | 0 | 0 |  | 0 |  | 0 | 0 | 0 | 0 | 0
| a. In Ground Floor | 2799.33 | Sqm. |  | 0 |  | 0 |  | 0 | 0 |  | 0 |  | 0 | 0 | 0 | 0 | 0
| b. In First floor | 2807.75 | Sqm. |  | 0 |  | 0 |  | 0 | 0 |  | 0 |  | 0 | 0 | 0 | 0 | 0
| c. In Second floor | 2816.17 | Sqm. |  | 0 |  | 0 |  | 0 | 0 |  | 0 |  | 0 | 0 | 0 | 0 | 0
| d. In Third floor | 2824.59 | Sqm. |  | 0 |  | 0 |  | 0 | 0 |  | 0 |  | 0 | 0 | 0 | 0 | 0
| e. In Fourth floor | 2833.01 | Sqm. |  | 0 |  | 0 |  | 0 | 0 |  | 0 |  | 0 | 0 | 0 | 0 | 0
16.2 | Supplying & fixing of Terra cotta jolly (not less than 50mm) |  |  |  | 0 |  | 0 |  | 0 | 0 |  | 0 |  | 0 | 0 | 0 | 0 | 0
| a. In Ground Floor | 483.74 | Sqm. |  | 0 |  | 0 |  | 0 | 0 |  | 0 |  | 0 | 0 | 0 | 0 | 0
| b. In First Floor | 491.29 | Sqm. |  | 0 |  | 0 |  | 0 | 0 |  | 0 |  | 0 | 0 | 0 | 0 | 0
| c. In Second Floor | 498.84 | Sqm. |  | 0 |  | 0 |  | 0 | 0 |  | 0 |  | 0 | 0 | 0 | 0 | 0
| d. In Third Floor | 506.39 | Sqm. |  | 0 |  | 0 |  | 0 | 0 |  | 0 |  | 0 | 0 | 0 | 0 | 0
| e. In Fourth Floor | 513.94 | Sqm. |  | 0 |  | 0 |  | 0 | 0 |  | 0 |  | 0 | 0 | 0 | 0 | 0
16.3 | Supplying & fixing of Terra cotta jolly (more than 50mm upto 110 mm) |  |  |  | 0 |  | 0 |  | 0 | 0 |  | 0 |  | 0 | 0 | 0 | 0 | 0
| a. In Ground Floor | 658.23 | Sqm. |  | 0 |  | 0 |  | 0 | 0 |  | 0 |  | 0 | 0 | 0 | 0 | 0
| b. In First Floor | 674.83 | Sqm. |  | 0 |  | 0 |  | 0 | 0 |  | 0 |  | 0 | 0 | 0 | 0 | 0
| c. In Second Floor | 691.43 | Sqm. |  | 0 |  | 0 |  | 0 | 0 |  | 0 |  | 0 | 0 | 0 | 0 | 0
| d. In Third Floor | 708.03 | Sqm. |  | 0 |  | 0 |  | 0 | 0 |  | 0 |  | 0 | 0 | 0 | 0 | 0
| e. In Fourth Floor | 724.63 | Sqm. |  | 0 |  | 0 |  | 0 | 0 |  | 0 |  | 0 | 0 | 0 | 0 | 0
17 | Form work- Lintel (C.W. planks) |  | Sqm. |  | 0 |  | 0 |  | 0 | 0 |  | 0 |  | 0 | 0 | 0 | 0 | 0
18 | Form work - M.S. Sheet (slab) |  | Sqm. |  | 0 |  | 0 |  | 0 | 0 |  | 0 |  | 0 | 0 | 0 | 0 | 0
19 | Form work - Small quantities (M.S. Sheet) |  | Sqm. |  | 0 |  | 0 |  | 0 | 0 |  | 0 |  | 0 | 0 | 0 | 0 | 0
20 | Form work - Plinth beam (C.W. planks) |  | Sqm. |  | 0 |  | 0 |  | 0 | 0 |  | 0 |  | 0 | 0 | 0 | 0 | 0
21.1 | R.C.C.Door frame |  |  |  | 0 |  | 0 |  | 0 | 0 |  | 0 |  | 0 | 0 | 0 | 0 | 0
| a. 900 x 2100 mm | 2628.4 | Each |  | 0 |  | 0 |  | 0 | 0 |  | 0 |  | 0 | 0 | 0 | 0 | 0
| b. 700 x 2100 mm | 2593.59 | Each |  | 0 |  | 0 |  | 0 | 0 |  | 0 |  | 0 | 0 | 0 | 0 | 0
| c. 1000 x 2100 mm | 2648.89 | Each |  | 0 |  | 0 |  | 0 | 0 |  | 0 |  | 0 | 0 | 0 | 0 | 0
21.2 | Teak wood Wrought & Put up |  |  |  | 0 |  | 0 |  | 0 | 0 |  | 0 |  | 0 | 0 | 0 | *
| a. T.W. over 2 m & below 3 m | 124580 | Cum. | 3.556 | 443006.48 |  | 0 |  | 0 | 0 |  | 0 |  | 0 | 0 | 0 | 3.556 | 443006.48
| b. T.W. below 2 m length. | 112380 | Cum. | 3.15 | 353997 |  | 0 |  | 0 | 0 |  | 0 |  | 0 | 0 | 0 | 3.15 | 353997
21.3 | PVC Door frame & shutter | 2034 | Sqm. |  | 0 |  | 0 |  | 0 | 0 |  | 0 |  | 0 | 0 | 0 | 0 | 0
22.1 | Teak wood panelled door shutters |  |  |  | 0 |  | 0 |  | 0 | 0 |  | 0 |  | 0 | 0 | 0 | 0 | 0
| a. 1000 x 2100 mm | 4922.84 | Sqm. |  | 0 |  | 0 |  | 0 | 0 |  | 0 |  | 0 | 0 | 0 | 0 | 0
| b. 900 x 2100 mm | 4936.04 | Sqm. |  | 0 |  | 0 |  | 0 | 0 |  | 0 |  | 0 | 0 | 0 | 0 | 0
| c. 700 x 2100 mm | 4949.84 | Sqm. |  | 0 |  | 0 |  | 0 | 0 |  | 0 |  | 0 | 0 | 0 | 0 | 0
| d. 1200 x 2100 mm (Single) annexure item | 5910.2 | Sqm. |  | 0 |  | 0 |  | 0 | 0 |  | 0 |  | 0 | 0 | 0 | 0 | 0
22.2 | Teak wood "Window" & Ventilator Shutter |  |  |  | 0 |  | 0 |  | 0 | 0 |  | 0 |  | 0 | 0 | 0 | 0 | 0
| a. Window: 135 cm ht. | 3487.98 | Sqm. |  | 0 |  | 0 |  | 0 | 0 |  | 0 |  | 0 | 0 | 0 | 0 | 0
| b. Window: 120 cm ht. |  | Sqm. |  | 0 |  | 0 |  | 0 | 0 |  | 0 |  | 0 | 0 | 0 | 0 | 0
| c. Window: 105 cm ht. | 3676.16 | Sqm. |  | 0 |  | 0 |  | 0 | 0 |  | 0 |  | 0 | 0 | 0 | 0 | 0
| d. Ventilator: (90 x 60 cm) | 2745.85 | Sqm. |  | 0 |  | 0 |  | 0 | 0 |  | 0 |  | 0 | 0 | 0 | 0 | 0
22.3 | T.W. double leaf shutters for cup board/ ward robes | 4156.65 | Sqm. | 870 | 3616285.5 |  | 0 |  | 0 | 0 |  | 0 |  | 0 | 0 | 0 | 870 | 3616285.5
23.1 | T.W. single leaf Door shutters using 9 mm tk. phynol bonded BWR plywood |  | Sqm. |  | 0 |  | 0 |  | 0 | 0 |  | 0 |  | 0 | 0 | 0 | 0 | 0
| a. 900 x 2100 mm | 3535.05 | Sqm. |  | 0 |  | 0 |  | 0 | 0 |  | 0 |  | 0 | 0 | 0 | 0 | 0
23.2 | Glass panels with Aluminium beedings | 726.7 | Sqm. |  | 0 |  | 0 |  | 0 | 0 |  | 0 |  | 0 | 0 | 0 | 0 | 0
23.3 | S&F of Magnetic door catches | 52 | Each | 85 | 4420 |  | 0 |  | 0 | 0 |  | 0 |  | 0 | 0 | 0 | 85 | 4420
23.4 | Supply and fixing of Aluminium window with 3mm thick Glass |  |  |  | 0 |  | 0 |  | 0 | 0 |  | 0 |  | 0 | 0 | 0 | 0 | 0
| a. 1.8 x 1.35 mt.window | 15154.96 | Each |  | 0 |  | 0 |  | 0 | 0 |  | 0 |  | 0 | 0 | 0 | 0 | 0
| b. 1.35 x 1.35 mt.window | 11421.71 | Each |  | 0 |  | 0 |  | 0 | 0 |  | 0 |  | 0 | 0 | 0 | 0 | 0
| c. 1.35 x 1.05 mt window | 9718.36 | Each |  | 0 |  | 0 |  | 0 | 0 |  | 0 |  | 0 | 0 | 0 | 0 | 0
| d. 1.2 x 1.35 mt window | 9119.98 | Each |  | 0 |  | 0 |  | 0 | 0 |  | 0 |  | 0 | 0 | 0 | 0 | 0
| e. 1.2 x 1.05 mt window |  | Each |  | 0 |  | 0 |  | 0 | 0 |  | 0 |  | 0 | 0 | 0 | 0 | 0
| f. 1.05 x 1.35 mt window | 8402.92 | Each |  | 0 |  | 0 |  | 0 | 0 |  | 0 |  | 0 | 0 | 0 | 0 | 0
| g. 0.9 x 1.35 mt window | 7680.87 | Each |  | 0 |  | 0 |  | 0 | 0 |  | 0 |  | 0 | 0 | 0 | 0 | 0
| h. 0.9 x 1.05 mt window | 6536.69 | Each |  | 0 |  | 0 |  | 0 | 0 |  | 0 |  | 0 | 0 | 0 | 0 | 0
| i. 0.5 x 1.35 mt window | 4182.41 | Each |  | 0 |  | 0 |  | 0 | 0 |  | 0 |  | 0 | 0 | 0 | 0 | 0
| j. 0.45 x 1.35 mt window | 3943.65 | Each |  | 0 |  | 0 |  | 0 | 0 |  | 0 |  | 0 | 0 | 0 | 0 | 0
| k.0.90 x 0.60 mt.Ventilator | 4803.41 | Each |  | 0 |  | 0 |  | 0 | 0 |  | 0 |  | 0 | 0 | 0 | 0 | 0
| l. 0.60 x 0.60 mt.Ventilator | 5326.5 | Each |  | 0 |  | 0 |  | 0 | 0 |  | 0 |  | 0 | 0 | 0 | 0 | 0
24 | Manufacturing & supply of steel windows (Weight basis) | 62.1 | Kg. |  | 0 |  | 0 |  | 0 | 0 |  | 0 |  | 0 | 0 | 0 | 0 | 0
25 | M.S.Holdfast | 9.6 | Each |  | 0 |  | 0 |  | 0 | 0 |  | 0 |  | 0 | 0 | 0 | 0 | 0
26 | Flooring in C.C.1:5:10 | 4303.14 | Cum. | 124.5 | 535740.93 |  | 0 |  | 0 | 0 |  | 0 |  | 0 | 0 | 0 | 124.5 | 535740.93
27.1 | B.w. in C.M. 1:4 for staircase steps Chamber burnt bricks 23 x 11.2 x 7 cm. | 6721.04 | Cum. |  | 0 |  | 0 |  | 0 | 0 |  | 0 |  | 0 | 0 | 0 | 0 | 0
27.2 | B.w. in C.M. 1:4 for staircase steps Chamber burnt bricks 23 x 11.4 x 7.5 cm. | 6564.43 | Cum. |  | 0 |  | 0 |  | 0 | 0 |  | 0 |  | 0 | 0 | 0 | 0 | 0
27.3 | B.w. in C.M. 1:4 for staircase steps Chamber burnt bricks 23 x 11 x 7 cm. |  | Cum. |  | 0 |  | 0 |  | 0 | 0 |  | 0 |  | 0 | 0 | 0 | 0 | 0
27.4 | B.w. in C.M. 1:4 for staircase steps Chamber burnt bricks 22 x 11 x 7 cm. |  | Cum. |  | 0 |  | 0 |  | 0 | 0 |  | 0 |  | 0 | 0 | 0 | 0 | 0
27.5 | B.w. in C.M. 1:4 for staircase steps Kiln burnt country bricks 22 x 11 x 7 cm. | 6563.96 | Cum. |  | 0 |  | 0 |  | 0 | 0 |  | 0 |  | 0 | 0 | 0 | 0 | 0
27.6 | B.w. in C.M. 1:4 for staircase steps Kiln burnt country bricks 22 x 11 x 5.7 cm. |  | Cum. |  | 0 |  | 0 |  | 0 | 0 |  | 0 |  | 0 | 0 | 0 | 0 | 0
28 | Floor plastering in C.M. 1:4, 20 mm tk. | 469.32 | Sqm. |  | 0 |  | 0 |  | 0 | 0 |  | 0 |  | 0 | 0 | 0 | 0 | 0
29.1 | Mosaic tiles 20 cm x 20 cm x 2 cm. |  | Sqm. |  | 0 |  | 0 |  | 0 | 0 |  | 0 |  | 0 | 0 | 0 | 0 | 0
29.2 | Mosaic tiles 25 cm x 25 cm x 2 cm. | 1163.72 | Sqm. |  | 0 |  | 0 |  | 0 | 0 |  | 0 |  | 0 | 0 | 0 | 0 | 0
29.3 | Floor ceramic tiles | 1139.42 | Sqm. |  | 0 |  | 0 |  | 0 | 0 |  | 0 |  | 0 | 0 | 0 | 0 | 0
29.4 | Glazed tiles | 1305.52 | Sqm. | 1598 | 2086220.96 |  | 0 |  | 0 | 0 |  | 0 |  | 0 | 0 | 0 | 1598 | 2086220.96
29.5 | Floor ceramic tiles (Anti-skid) | 1139.42 | Sqm. | 599 | 682512.58 |  | 0 |  | 0 | 0 |  | 0 |  | 0 | 0 | 0 | 599 | 682512.58
30 | Ellispattern | 426.75 | Sqm. | 61.2 | 26117.1 |  | 0 |  | 0 | 0 |  | 0 |  | 0 | 0 | 0 | 61.2 | 26117.1 | [6 empty] | 111.8
31 | Weathering course | 3549.62 | Cum. | 37 | 131335.94 |  | 0 |  | 0 | 0 |  | 0 |  | 0 | 0 | 0 | 37 | 131335.94
32 | Eurocon Tiles flooring | 1402.26 | Sqm | 117 | 164064.42 |  | 0 |  | 0 | 0 |  | 0 |  | 0 | 0 | 0 | 117 | 164064.42
32 | Pressed tiles (23cmx23cmx20mm) mixed with Crude oil |  | Sqm. |  | 0 |  | 0 |  | 0 | 0 |  | 0 |  | 0 | 0 | 0 | 0 | 0
32.1 | Pressed tiles (23cmx23cmx20mm) mixed with Water proofing compound | 1136.21 | Sqm. |  | 0 |  | 0 |  | 0 | 0 |  | 0 |  | 0 | 0 | 0 | 0 | 0
32.2 | Pressed tiles (23cmx23cmx18mm) mixed with Water proofing compound |  | Sqm. |  | 0 |  | 0 |  | 0 | 0 |  | 0 |  | 0 | 0 | 0 | 0 | 0
33 | Plastering in C.M. 1:5, 12 mm tk. | 228 | Sqm. | 15058 | 3433224 |  | 0 |  | 0 | 0 |  | 0 | 162 | 36936 | 162 | 36936 | 15220 | 3470160
34 | Plastering in C.M. 1:4, 12 mm tk. | 234 | Sqm. | 76 | 17784 |  | 0 |  | 0 | 0 |  | 0 |  | 0 | 0 | 0 | 76 | 17784
35 | Spl. Ceiling plastering in C.M. 1:3, 10 mm tk. | 265.92 | Sqm. | 8351 | 2220697.92 |  | 0 |  | 0 | 0 |  | 0 |  | 0 | 0 | 0 | 8351 | 2220697.92
36 | Cement mortar Border in C.M. 1:5, 12 mm tk. |  |  |  | 0 |  | 0 |  | 0 | 0 |  | 0 |  | 0 | 0 | 0 | *
| a. 150 mm wide | 74.85 | Rmt | 153 | 11452.05 |  | 0 |  | 0 | 0 |  | 0 |  | 0 | 0 | 0 | 153 | 11452.05
| b. 75 mm wide | 48.98 | Rmt | 917 | 44914.66 |  | 0 |  | 0 | 0 |  | 0 |  | 0 | 0 | 0 | 917 | 44914.66
| c. 50 mm wide | 36.52 | Rmt | 153 | 5587.56 |  | 0 |  | 0 | 0 |  | 0 |  | 0 | 0 | 0 | 153 | 5587.56
37.1 | White washing 3 coats (slaked) | 43.02 | Sqm. | 8351 | 359260.02 |  | 0 |  | 0 | 0 |  | 0 |  | 0 | 0 | 0 | 8351 | 359260.02
| Providing Ornamental work engaging skilled Mason I Class / Shape design works/ stapahy works | 919.31 | Sqm. |  | 0 |  | 0 |  | 0 | 0 |  | 0 |  | 0 | 0 | 0 | 0 | 0
| Providing ornamental border design for bottom shape works (9"x9") 25mm tk projection / stapay works | 636.53 | Nos |  | 0 |  | 0 |  | 0 | 0 |  | 0 |  | 0 | 0 | 0 | 0 | 0
| Providing Elevation grooves of size 25x6mm | 47.78 | Sqm. |  | 0 |  | 0 |  | 0 | 0 |  | 0 |  | 0 | 0 | 0 | 0 | 0
37.2 | Colour washing ( slaked) |  | Sqm. |  | 0 |  | 0 |  | 0 | 0 |  | 0 |  | 0 | 0 | 0 | 0 | 0
38.1 | Cement paint | 187.84 | Sqm. |  | 0 |  | 0 |  | 0 | 0 |  | 0 |  | 0 | 0 | 0 | 0 | 0
38.2 | Matt paint | 157.21 | Sqm. |  | 0 |  | 0 |  | 0 | 0 |  | 0 |  | 0 | 0 | 0 | 0 | 0
39 | M.s Grills | 62.6 | Kg. | 17648.75 | 1104811.75 |  | 0 |  | 0 | 0 |  | 0 |  | 0 | 0 | 0 | 17648.75 | 1104811.75
40 | Painting - New "wood work" | 225.31 | Sqm. | 606.1 | 136560.391 |  | 0 |  | 0 | 0 |  | 0 |  | 0 | 0 | 0 | 606.1 | 136560.391
41 | Painting - New "iron work" | 133.44 | Sqm. | 504.3 | 67293.792 |  | 0 |  | 0 | 0 |  | 0 |  | 0 | 0 | 0 | 504.3 | 67293.792
42 | Fabrication of Mild steel / RTS grills (with cement slurry wash) |  |  |  | 0 |  | 0 |  | 0 | 0 |  | 0 |  | 0 | 0 | 0 | 0 | 0
| a. upto 16mm dia rods | 82921.5 | MT |  | 0 |  | 0 |  | 0 | 0 |  | 0 |  | 0 | 0 | 0 | 0 | 0
| b. above 16mm dia rods | 82921.5 | MT |  | 0 |  | 0 |  | 0 | 0 |  | 0 |  | 0 | 0 | 0 | 0 | 0
43 | Fabrication of Mild steel / RTS grills |  |  |  | 0 |  | 0 |  | 0 | 0 |  | 0 |  | 0 | 0 | 0 | 0 | 0
| a. upto 16mm dia rods | 81012.5 | MT |  | 0 |  | 0 |  | 0 | 0 |  | 0 |  | 0 | 0 | 0 | 0 | 0
| b. above 16mm dia rods | 81012.5 | MT |  | 0 |  | 0 |  | 0 | 0 |  | 0 |  | 0 | 0 | 0 | 0 | 0
44.1 | PVC SWR 110 mm dia Rain water pipe | 334.19 | Rmt |  | 0 |  | 0 |  | 0 | 0 |  | 0 |  | 0 | 0 | 0 | 0 | 0
44.2 | Rain Water Harvesting using Defunct borewell method |  | Each |  | 0 |  | 0 |  | 0 | 0 |  | 0 |  | 0 | 0 | 0 | 0 | 0
45 | Colour marble chips | 355.87 | Sqm. | 54 | 19216.98 |  | 0 |  | 0 | 0 |  | 0 |  | 0 | 0 | 0 | 54 | 19216.98
46 | S & F 20 mm dia Alu. Hanger Rod | 58 | Rmt | 540 | 31320 |  | 0 |  | 0 | 0 |  | 0 |  | 0 | 0 | 0 | 540 | 31320
47 | S & F Alu Towel rail 75 cm long | 95 | Each | 200 | 19000 |  | 0 |  | 0 | 0 |  | 0 |  | 0 | 0 | 0 | 200 | 19000
48 | S & F 5 pin Coat stand | 55 | Each | 450 | 24750 |  | 0 |  | 0 | 0 |  | 0 |  | 0 | 0 | 0 | 450 | 24750
49 | S & F chromium plated 8 guage Picture Hook | 1.5 | Each | 300 | 450 |  | 0 |  | 0 | 0 |  | 0 |  | 0 | 0 | 0 | 300 | 450
50.1 | Precast slab 50 mm tk.in C.C. 1:3:6 | 387.65 | Sqm. |  | 0 |  | 0 |  | 0 | 0 |  | 0 |  | 0 | 0 | 0 | 0 | 0
50.2 | Providing precast Kerb stone in C.C. 1:3:6, 450 x 300 x 150 mm | 238.55 | Rmt | 148.4 | 35400.82 |  | 0 |  | 0 | 0 |  | 0 |  | 0 | 0 | 0 | 148.4 | 35400.82
50.3 | Supply and planting avenue trees | 304.57 | Each | 25 | 7614.25 |  | 0 |  | 0 | 0 |  | 0 |  | 0 | 0 | 0 | 25 | 7614.25
50.4 | Providing Tree guard | 849.27 | Each | 25 | 21231.75 |  | 0 |  | 0 | 0 |  | 0 |  | 0 | 0 | 0 | 25 | 21231.75
50.5 | Supplying. Fabricating and erection of M.S Scheme Name board | 17794.53 | Each | 1 | 17794.53 |  | 0 |  | 0 | 0 |  | 0 |  | 0 | 0 | 0 | 1 | 17794.53
51 | HDPE water tank 700 lit capacity with ISI mark | 6720 | Each |  | 0 |  | 0 |  | 0 | 0 |  | 0 |  | 0 | 0 | 0 | 0 | 0
52 | PVC Water supply (ASTM) |  |  |  | 0 |  | 0 |  | 0 | 0 |  | 0 |  | 0 | 0 | 0 | *
| a. 32 mm dia | 241.57 | Rmt | 400 | 96628 |  | 0 |  | 0 | 0 |  | 0 |  | 0 | 0 | 0 | 400 | 96628
| b. 25 mm dia | 224.34 | Rmt | 398 | 89287.32 |  | 0 |  | 0 | 0 |  | 0 |  | 0 | 0 | 0 | 398 | 89287.32
| c. 20 mm dia (Fully consealed) | 221.55 | Rmt | 634 | 140462.7 |  | 0 |  | 0 | 0 |  | 0 |  | 0 | 0 | 0 | 634 | 140462.7
52.1 | G.I Pipe 20mm dia for Hot water line (Fully Concealed in walls) | 302.38 | Rmt | 280 | 84666.4 |  | 0 |  | 0 | 0 |  | 0 |  | 0 | 0 | 0 | 280 | 84666.4
53.1 | Wash basin | 3211.42 | Each |  | 0 |  | 0 |  | 0 | 0 |  | 0 |  | 0 | 0 | 0 | 0 | 0
53.2 | S & F of C.I. Manhole cover 45 x 45 cm (20 kg. weight) | 967.5 | Each |  | 0 |  | 0 |  | 0 | 0 |  | 0 |  | 0 | 0 | 0 | 0 | 0
53.3 | C.I. Steps ( 5 kg) | 30 | Each |  | 0 |  | 0 | 10 | 20 | 600 |  | 0 |  | 0 | 20 | 600 | 20 | 600
54 | Brass tap (with ISI mark) | 204 | Each |  | 0 |  | 0 |  | 0 | 0 |  | 0 |  | 0 | 0 | 0 | 0 | 0
54.1 | C.P tap long body | 300 | Each |  | 0 |  | 0 |  | 0 | 0 |  | 0 |  | 0 | 0 | 0 | 0 | 0
54.2 | C.P tap short body | 250 | Each |  | 0 |  | 0 |  | 0 | 0 |  | 0 |  | 0 | 0 | 0 | 0 | 0
55.1 | Squat Urinal | 859.88 | Each |  | 0 |  | 0 |  | 0 | 0 |  | 0 |  | 0 | 0 | 0 | 0 | 0
55.2 | Flat Back Urinal | 2124.75 | Each | 48 | 101988 |  | 0 |  | 0 | 0 |  | 0 |  | 0 | 0 | 0 | 48 | 101988
56.1 | S & F of Orissapan - in G.F. | 3210.7 | Each |  | 0 |  | 0 |  | 0 | 0 |  | 0 |  | 0 | 0 | 0 | 0 | 0
56.2 | S & F of Orissapan - other than G.F. | 4966.06 | Each |  | 0 |  | 0 |  | 0 | 0 |  | 0 |  | 0 | 0 | 0 | 0 | 0
57 | S & F of E.W.C.(white) | 6878.25 | Each |  | 0 |  | 0 |  | 0 | 0 |  | 0 |  | 0 | 0 | 0 | 0 | 0
57.1 | S & F of E.W.C.(colour) | 7268.25 | Each |  | 0 |  | 0 |  | 0 | 0 |  | 0 |  | 0 | 0 | 0 | 0 | 0
58.1 | PVC SWR pipe (Soil line) |  |  |  | 0 |  | 0 |  | 0 | 0 |  | 0 |  | 0 | 0 | 0 | 0 | 0
| a. 110 mm dia. | 692.5 | Rmt |  | 0 |  | 0 |  | 0 | 0 |  | 0 |  | 0 | 0 | 0 | 0 | 0
| b. 75 mm dia. | 576.63 | Rmt |  | 0 |  | 0 |  | 0 | 0 |  | 0 |  | 0 | 0 | 0 | 0 | 0
58.2 | PVC Ventilating shaft with cowl | 450.1 | Each |  | 0 |  | 0 |  | 0 | 0 |  | 0 |  | 0 | 0 | 0 | 0 | 0
59.1 | Gully Trap using Chamber burnt bricks 23 x 11.2 x 7 cm. |  | Each |  | 0 |  | 0 |  | 0 | 0 |  | 0 |  | 0 | 0 | 0 | 0 | 0
59.2 | Gully Trap using chamber burnt bricks of size 23x11.4x7.5cm | 1882.7 | Each | 40 | 75308 |  | 0 |  | 0 | 0 |  | 0 |  | 0 | 0 | 0 | 40 | 75308
59.3 | Gully Trap using Chamber burnt bricks 23 x 11 x 7 cm. |  | Each |  | 0 |  | 0 |  | 0 | 0 |  | 0 |  | 0 | 0 | 0 | 0 | 0
59.4 | Gully Trap using Chamber burnt bricks 22 x 11 x 7 cm. |  | Each |  | 0 |  | 0 |  | 0 | 0 |  | 0 |  | 0 | 0 | 0 | 0 | 0
59.5 | Gully Trap using Kiln burnt country bricks 22 x 11 x 7 cm. | 1882.7 | Each |  | 0 |  | 0 |  | 0 | 0 |  | 0 |  | 0 | 0 | 0 | 0 | 0
59.6 | Gully Trap using Kiln burnt country bricks 22 x 11 x 5.7 cm. |  | Each |  | 0 |  | 0 |  | 0 | 0 |  | 0 |  | 0 | 0 | 0 | 0 | 0
60 | PVC Nahani trap (4way/2way) | 152.6 | Each | 282 | 43033.2 |  | 0 |  | 0 | 0 |  | 0 |  | 0 | 0 | 0 | 282 | 43033.2
61.1 | Stoneware pipe |  |  |  | 0 |  | 0 |  | 0 | 0 |  | 0 |  | 0 | 0 | 0 | 0 | 0
| a. 100 mm S.W. pipe | 545.18 | Rmt |  | 0 |  | 0 |  | 0 | 0 |  | 0 |  | 0 | 0 | 0 | 0 | 0
| b. 150 mm S.W. pipe | 720.05 | Rmt |  | 0 |  | 0 |  | 0 | 0 |  | 0 |  | 0 | 0 | 0 | 0 | 0
61.2 | Stoneware pipe dry condition |  |  |  | 0 |  | 0 |  | 0 | 0 |  | 0 |  | 0 | 0 | 0 | 0 | 0
| a. 100 mm dia | 234.31 | Rmt |  | 0 |  | 0 |  | 0 | 0 |  | 0 |  | 0 | 0 | 0 | 0 | 0
| b. 150 mm dia | 345.09 | Rmt |  | 0 |  | 0 |  | 0 | 0 |  | 0 |  | 0 | 0 | 0 | 0 | 0
62.1 | Stoneware bend |  |  |  | 0 |  | 0 |  | 0 | 0 |  | 0 |  | 0 | 0 | 0 | 0 | 0
| a. 100 mm dia | 103.1 | Each |  | 0 |  | 0 |  | 0 | 0 |  | 0 |  | 0 | 0 | 0 | 0 | 0
| b. 150 mm dia | 140.5 | Each |  | 0 |  | 0 |  | 0 | 0 |  | 0 |  | 0 | 0 | 0 | 0 | 0
62.2 | Stoneware Tee |  |  |  | 0 |  | 0 |  | 0 | 0 |  | 0 |  | 0 | 0 | 0 | 0 | 0
| a. 100 mm dia | 129.8 | Each |  | 0 |  | 0 |  | 0 | 0 |  | 0 |  | 0 | 0 | 0 | 0 | 0
| b. 150 mm dia | 167.5 | Each |  | 0 |  | 0 |  | 0 | 0 |  | 0 |  | 0 | 0 | 0 | 0 | 0
63 | 32 mm dia PVC waste pipe | 31.87 | Each |  | 0 |  | 0 |  | 0 | 0 |  | 0 |  | 0 | 0 | 0 | 0 | 0
| Electrical arrangements |  |  |  | 0 |  | 0 |  | 0 | 0 |  | 0 |  | 0 | 0 | 0 | *
64 | a. Light point with ceiling rose | 1500 | Each |  | 0 |  | 0 |  | 0 | 0 |  | 0 |  | 0 | 0 | 0 | 0 | 0
| b. Light point without ceiling rose | 1505 | Each |  | 0 |  | 0 |  | 0 | 0 |  | 0 |  | 0 | 0 | 0 | 0 | 0
| c. Calling bell point with Buzzer/Calling bell | 1532 | Each |  | 0 |  | 0 |  | 0 | 0 |  | 0 |  | 0 | 0 | 0 | 0 | 0
65 | Fan point | 1565.5 | Each |  | 0 |  | 0 |  | 0 | 0 |  | 0 |  | 0 | 0 | 0 | 0 | 0
66 | Staircase light point | 2802.5 | Each |  | 0 |  | 0 |  | 0 | 0 |  | 0 |  | 0 | 0 | 0 | 0 | 0
67 | 5 amps 5 pin Plug point (Switch board itself) | 765 | Each |  | 0 |  | 0 |  | 0 | 0 |  | 0 |  | 0 | 0 | 0 | 0 | 0
68 | 5 amps 5 pin Plug point (Convenient places) | 1041.5 | Each |  | 0 |  | 0 |  | 0 | 0 |  | 0 |  | 0 | 0 | 0 | 0 | 0
69 | 15 Amp. Power plug | 138.7 | Each |  | 0 |  | 0 |  | 0 | 0 |  | 0 |  | 0 | 0 | 0 | 0 | 0
70.1 | Bulk head fitting | 486.5 | Each |  | 0 |  | 0 |  | 0 | 0 |  | 0 |  | 0 | 0 | 0 | 0 | 0
70.2 | S & F of Tube light with fittings | 664 | Each |  | 0 |  | 0 |  | 0 | 0 |  | 0 |  | 0 | 0 | 0 | 0 | 0
70.3 | S & F of 40/ 60 w bulb | 9.4 | Each |  | 0 |  | 0 |  | 0 | 0 |  | 0 |  | 0 | 0 | 0 | 0 | 0
70.4 | S & F of plastic shade | 10 | Each |  | 0 |  | 0 |  | 0 | 0 |  | 0 |  | 0 | 0 | 0 | 0 | 0
71 | Double pole main switch | 1293.5 | Each |  | 0 |  | 0 |  | 0 | 0 |  | 0 |  | 0 | 0 | 0 | 0 | 0
72 | Box type Fibre Fan hook | 33.9 | Each | 632 | 21424.8 |  | 0 |  | 0 | 0 |  | 0 |  | 0 | 0 | 0 | 632 | 21424.8
73.1 | 6 way - D.B. | 4117 | Each |  | 0 |  | 0 |  | 0 | 0 |  | 0 |  | 0 | 0 | 0 | 0 | 0
73.2 | 4 way - D.B. | 3343 | Each |  | 0 |  | 0 |  | 0 | 0 |  | 0 |  | 0 | 0 | 0 | 0 | 0
74 | Charges for fixing of "Fan" | 520.8 | Each | 632 | 329145.6 |  | 0 |  | 0 | 0 |  | 0 |  | 0 | 0 | 0 | 632 | 329145.6
75 | Supply and delivery of Fan |  |  |  | 0 |  | 0 |  | 0 | 0 |  | 0 |  | 0 | 0 | 0 | *
| a. 48" (1200 mm) | 1438 | Each | 632 | 908816 |  | 0 |  | 0 | 0 |  | 0 |  | 0 | 0 | 0 | 632 | 908816
| b. 42" (1050 mm) |  | Each |  | 0 |  | 0 |  | 0 | 0 |  | 0 |  | 0 | 0 | 0 | 0 | 0
76 | 8 SWG wire | 23.8 | Rmt | 50 | 1190 |  | 0 |  | 0 | 0 |  | 0 |  | 0 | 0 | 0 | 50 | 1190
77 | Run of main 2 wires of 1.50 Sqmm. | 192.6 | Rmt |  | 0 |  | 0 |  | 0 | 0 |  | 0 |  | 0 | 0 | 0 | 0 | 0
77.1 | Run of 2 wires of 4 sqmm with continuous earth by means of 2.5sqmm | 246.7 | Rmt |  | 0 |  | 0 |  | 0 | 0 |  | 0 |  | 0 | 0 | 0 | 0 | 0
77.2 | S & F of A/C metal clad switch | 500 | Each |  | 0 |  | 0 |  | 0 | 0 |  | 0 |  | 0 | 0 | 0 | 0 | 0
77.3 | S&F of TV/Telephone line Socket | 76.7 | Each | 10 | 767 |  | 0 |  | 0 | 0 |  | 0 |  | 0 | 0 | 0 | 10 | 767
77.4 | S&F of 20mm dia PVC pipe for TV/Telephone line | 81.44 | Rmt | 241 | 19627.04 |  | 0 |  | 0 | 0 |  | 0 |  | 0 | 0 | 0 | 241 | 19627.04
78 | Earthing Station IS3043 (Type I) | 2746 | Each | 8 | 21968 |  | 0 |  | 0 | 0 |  | 0 |  | 0 | 0 | 0 | 8 | 21968
78.1 | Earthing Station (Type II) |  | Each |  | 0 |  | 0 |  | 0 | 0 |  | 0 |  | 0 | 0 | 0 | 0 | 0
79.1 | 1 No.of 30Amps - Fuse Unit | 508.3 | Each |  | 0 |  | 0 |  | 0 | 0 |  | 0 |  | 0 | 0 | 0 | 0 | 0
79.2 | 3 Nos.of 30Amps - Fuse Unit | 776.7 | Each |  | 0 |  | 0 |  | 0 | 0 |  | 0 |  | 0 | 0 | 0 | 0 | 0
80 | 375 x 300 x 20 mm T.W. plank | 770.4 | Each |  | 0 |  | 0 |  | 0 | 0 |  | 0 |  | 0 | 0 | 0 | 0 | 0
81 | Meter cupboard | 2456.48 | Sqm |  | 0 |  | 0 |  | 0 | 0 |  | 0 |  | 0 | 0 | 0 | 0 | 0
82 | Street lights | 2774.3 | Each |  | 0 |  | 0 |  | 0 | 0 |  | 0 |  | 0 | 0 | 0 | 0 | 0
83 | M.S Angle | 169.8 | Rmt |  | 0 |  | 0 |  | 0 | 0 |  | 0 |  | 0 | 0 | 0 | 0 | 0
84 | Run of 2 wires of 4 sqmm | 246.7 | Rmt |  | 0 |  | 0 |  | 0 | 0 |  | 0 |  | 0 | 0 | 0 | 0 | 0
85 | Supply of G.I pipe 25mm dia | 130 | Rmt |  | 0 |  | 0 |  | 0 | 0 |  | 0 |  | 0 | 0 | 0 | 0 | 0
86 | Anti termite treatment | 34 | Sqm. | 963 | 32742 |  | 0 |  | 0 | 0 |  | 0 |  | 0 | 0 | 0 | 963 | 32742
87 | ELCB Single phase | 2850.6 | Each |  | 0 |  | 0 |  | 0 | 0 |  | 0 |  | 0 | 0 | 0 | 0 | 0
112 | S & F of Exsaust Fan 300 mm dia | 2146 | Each | 40 | 85840 |  | 0 |  | 0 | 0 |  | 0 |  | 0 | 0 | 0 | 40 | 85840
238 | Anticorrosive treatment for steel grills | 4570 | MT | 233.53 | 1067232.1 |  | 0 | 1.6 | 3.2 | 14624 |  | 0 |  | 0 | 3.2 | 14624 | 236.73 | 1081856.1
| ANNEXURE |  |  |  | 0 |  | 0 |  | 0 | 0 |  | 0 |  | 0 | 0 | 0 | *
14.I | Precast Cupboard slab 20 mm tk.using standardised concrete mix M20 (annexure) |  |  |  | 0 |  | 0 |  | 0 | 0 |  | 0 |  | 0 | 0 | 0 | 0 | 0
| a. In Ground floor | 1398.43 | Sqm. |  | 0 |  | 0 |  | 0 | 0 |  | 0 |  | 0 | 0 | 0 | 0 | 0
| b. In First floor | 1402.95 | Sqm. |  | 0 |  | 0 |  | 0 | 0 |  | 0 |  | 0 | 0 | 0 | 0 | 0
| c. In Second floor | 1407.47 | Sqm. |  | 0 |  | 0 |  | 0 | 0 |  | 0 |  | 0 | 0 | 0 | 0 | 0
| d. In Third floor | 1411.99 | Sqm. |  | 0 |  | 0 |  | 0 | 0 |  | 0 |  | 0 | 0 | 0 | 0 | 0
| e. In Fourth floor | 1416.51 | Sqm. |  | 0 |  | 0 |  | 0 | 0 |  | 0 |  | 0 | 0 | 0 | 0 | 0
14.II | Precast cupboard slab 40 mm tkusing standardised concrete mix M20 (annexure) |  |  |  | 0 |  | 0 |  | 0 | 0 |  | 0 |  | 0 | 0 | 0 | 0 | 0
| a. In Foundation & basement | 1530.92 | Sqm. |  | 0 |  | 0 |  | 0 | 0 |  | 0 |  | 0 | 0 | 0 | 0 | 0
| b. In Ground floor | 1535.51 | Sqm. |  | 0 |  | 0 |  | 0 | 0 |  | 0 |  | 0 | 0 | 0 | 0 | 0
| c. In First floor | 1544.55 | Sqm. |  | 0 |  | 0 |  | 0 | 0 |  | 0 |  | 0 | 0 | 0 | 0 | 0
| d. In Second floor | 1553.59 | Sqm. |  | 0 |  | 0 |  | 0 | 0 |  | 0 |  | 0 | 0 | 0 | 0 | 0
| e. In Third floor | 1562.63 | Sqm. |  | 0 |  | 0 |  | 0 | 0 |  | 0 |  | 0 | 0 | 0 | 0 | 0
| f. In Fourth floor | 1571.67 | Sqm. |  | 0 |  | 0 |  | 0 | 0 |  | 0 |  | 0 | 0 | 0 | 0 | 0
14.I | Precast Cupboard slab 20 mm tk.using standardised concrete mix M30 (annexure) |  |  |  | 0 |  | 0 |  | 0 | 0 |  | 0 |  | 0 | 0 | 0 | 0 | 0
| a. In Ground floor | 1409.28 | Sqm. |  | 0 |  | 0 |  | 0 | 0 |  | 0 |  | 0 | 0 | 0 | 0 | 0
| b. In First floor | 1413.8 | Sqm. |  | 0 |  | 0 |  | 0 | 0 |  | 0 |  | 0 | 0 | 0 | 0 | 0
| c. In Second floor | 1418.32 | Sqm. |  | 0 |  | 0 |  | 0 | 0 |  | 0 |  | 0 | 0 | 0 | 0 | 0
| d. In Third floor | 1422.84 | Sqm. |  | 0 |  | 0 |  | 0 | 0 |  | 0 |  | 0 | 0 | 0 | 0 | 0
| e. In Fourth floor | 1427.36 | Sqm. |  | 0 |  | 0 |  | 0 | 0 |  | 0 |  | 0 | 0 | 0 | 0 | 0
14.II | Precast cupboard slab 40 mm tkusing standardised concrete mix M30 (annexure) |  |  |  | 0 |  | 0 |  | 0 | 0 |  | 0 |  | 0 | 0 | 0 | 0 | 0
| a. In Foundation & basement | 1552.61 | Sqm. |  | 0 |  | 0 |  | 0 | 0 |  | 0 |  | 0 | 0 | 0 | 0 | 0
| b. In Ground floor | 1557.2 | Sqm. |  | 0 |  | 0 |  | 0 | 0 |  | 0 |  | 0 | 0 | 0 | 0 | 0
| c. In First floor | 1566.24 | Sqm. |  | 0 |  | 0 |  | 0 | 0 |  | 0 |  | 0 | 0 | 0 | 0 | 0
| d. In Second floor | 1575.28 | Sqm. |  | 0 |  | 0 |  | 0 | 0 |  | 0 |  | 0 | 0 | 0 | 0 | 0
| e. In Third floor | 1584.32 | Sqm. |  | 0 |  | 0 |  | 0 | 0 |  | 0 |  | 0 | 0 | 0 | 0 | 0
| f. In Fourth floor | 1593.36 | Sqm. |  | 0 |  | 0 |  | 0 | 0 |  | 0 |  | 0 | 0 | 0 | 0 | 0
| Precast Jally ventilator 50mm tk.using standardised concrete mix M30 (annexure) without vibrating charges |  |  |  | 0 |  | 0 |  | 0 | 0 |  | 0 |  | 0 | 0 | 0 | 0 | 0
| a. In Ground floor | 2817.53 | Sqm. |  | 0 |  | 0 |  | 0 | 0 |  | 0 |  | 0 | 0 | 0 | 0 | 0
| b. In First floor | 2825.95 | Sqm. |  | 0 |  | 0 |  | 0 | 0 |  | 0 |  | 0 | 0 | 0 | 0 | 0
| c. In Second floor | 2834.37 | Sqm. |  | 0 |  | 0 |  | 0 | 0 |  | 0 |  | 0 | 0 | 0 | 0 | 0
| d. In Third floor | 2842.79 | Sqm. |  | 0 |  | 0 |  | 0 | 0 |  | 0 |  | 0 | 0 | 0 | 0 | 0
| e. In Fourth floor | 2851.21 | Sqm. |  | 0 |  | 0 |  | 0 | 0 |  | 0 |  | 0 | 0 | 0 | 0 | 0
| Precast Jally ventilator 50mm tk.using standardised concrete mix M20 (annexure) without vibrating charges |  |  |  | 0 |  | 0 |  | 0 | 0 |  | 0 |  | 0 | 0 | 0 | 0 | 0
| a. In Ground Floor | 2797.32 | Sqm. |  | 0 |  | 0 |  | 0 | 0 |  | 0 |  | 0 | 0 | 0 | 0 | 0
| b. In First floor | 2805.74 | Sqm. |  | 0 |  | 0 |  | 0 | 0 |  | 0 |  | 0 | 0 | 0 | 0 | 0
| c. In Second floor | 2814.16 | Sqm. |  | 0 |  | 0 |  | 0 | 0 |  | 0 |  | 0 | 0 | 0 | 0 | 0
| d. In Third floor | 2822.58 | Sqm. |  | 0 |  | 0 |  | 0 | 0 |  | 0 |  | 0 | 0 | 0 | 0 | 0
| e. In Fourth floor | 2831 | Sqm. |  | 0 |  | 0 |  | 0 | 0 |  | 0 |  | 0 | 0 | 0 | 0 | 0
| f. In Fifth floor | 0 | Sqm. |  | 0 |  | 0 |  | 0 | 0 |  | 0 |  | 0 | 0 | 0 | 0 | 0
4.1 | Standardised concrete Mix M20 Grade Concrete |  |  |  | 0 |  | 0 |  | 0 | 0 |  | 0 |  | 0 | 0 | 0 | 0 | 0
| a. In Foundation and basement | 7246.5 | Cum |  | 0 |  | 0 |  | 0 | 0 |  | 0 |  | 0 | 0 | 0 | 0 | 0
8.1 | b. Ground Floor | 7360.13 | Cum |  | 0 |  | 0 |  | 0 | 0 |  | 0 |  | 0 | 0 | 0 | 0 | 0
| c. In First Floor | 7583.98 | Cum |  | 0 |  | 0 |  | 0 | 0 |  | 0 |  | 0 | 0 | 0 | 0 | 0
| d. In Second Floor | 7807.83 | Cum |  | 0 |  | 0 |  | 0 | 0 |  | 0 |  | 0 | 0 | 0 | 0 | 0
| e. In Third floor | 8031.68 | Cum |  | 0 |  | 0 |  | 0 | 0 |  | 0 |  | 0 | 0 | 0 | 0 | 0
| f.In fourth floor | 8255.53 | Cum |  | 0 |  | 0 |  | 0 | 0 |  | 0 |  | 0 | 0 | 0 | 0 | 0
4.1.1 | Standardised concrete Mix M30 Grade Concrete |  |  |  | 0 |  | 0 |  | 0 | 0 |  | 0 |  | 0 | 0 | 0 | *
| a. In Foundation and basement | 7783.92 | Cum | 857 | 6670819.44 |  | 0 | 12.8 | 25.6 | 199268.352 |  | 0 |  | 0 | 25.6 | 199268.352 | 882.6 | 6870087.792
| b. In Ground Floor | 7897.55 | Cum | 219 | 1729563.45 |  | 0 |  | 0 | 0 |  | 0 |  | 0 | 0 | 0 | 219 | 1729563.45
| c. In First Floor | 8121.4 | Cum | 219 | 1778586.6 |  | 0 |  | 0 | 0 |  | 0 |  | 0 | 0 | 0 | 219 | 1778586.6
| d. In Second Floor | 8345.25 | Cum | 219 | 1827609.75 |  | 0 |  | 0 | 0 |  | 0 |  | 0 | 0 | 0 | 219 | 1827609.75
| e. In Third floor | 8569.1 | Cum | 219 | 1876632.9 |  | 0 |  | 0 | 0 |  | 0 |  | 0 | 0 | 0 | 219 | 1876632.9
| f. In Fourth Floor | 8792.95 | Cum | 219 | 1925656.05 |  | 0 |  | 0 | 0 |  | 0 |  | 0 | 0 | 0 | 219 | 1925656.05
| g. in fifth floor | 9016.8 | Cum | 171 | 1541872.8 |  | 0 |  | 0 | 0 |  | 0 |  | 0 | 0 | 0 | 171 | 1541872.8
| RCC M30 mix using hard broken stone jelly for foundation and basement |  |  |  | 0 |  | 0 |  | 0 | 0 |  | 0 |  | 0 | 0 | 0 | 0 | 0
| a. Foundation & basement | 7698.49 | Cum |  | 0 |  | 0 |  | 0 | 0 |  | 0 |  | 0 | 0 | 0 | 0 | 0
| b.Stilt floor | 7812.12 | Cum |  | 0 |  | 0 |  | 0 | 0 |  | 0 |  | 0 | 0 | 0 | 0 | 0
| Cement Concrete using desing mix of grade M25 concrete |  |  |  | 0 |  | 0 |  | 0 | 0 |  | 0 |  | 0 | 0 | 0 | 0 | 0
| a. In Foundation and basement | 7612.66 | Cum. |  | 0 |  | 0 |  | 0 | 0 |  | 0 |  | 0 | 0 | 0 | 0 | 0
| b. In Stilt /Ground Floor | 7726.29 | Cum. |  | 0 |  | 0 |  | 0 | 0 |  | 0 |  | 0 | 0 | 0 | 0 | 0
| c. In First Floor | 7950.14 | Cum. |  | 0 |  | 0 |  | 0 | 0 |  | 0 |  | 0 | 0 | 0 | 0 | 0
| d. In Second Floor | 8173.99 | Cum. |  | 0 |  | 0 |  | 0 | 0 |  | 0 |  | 0 | 0 | 0 | 0 | 0
| e. In Third floor | 8397.84 | Cum. |  | 0 |  | 0 |  | 0 | 0 |  | 0 |  | 0 | 0 | 0 | 0 | 0
| f. In Fourth Floor | 8621.69 | Cum. |  | 0 |  | 0 |  | 0 | 0 |  | 0 |  | 0 | 0 | 0 | 0 | 0
| g. In Fifth Floor | 8845.54 | Cum. |  | 0 |  | 0 |  | 0 | 0 |  | 0 |  | 0 | 0 | 0 | 0 | 0
| h. In Sixth Floor | 9069.39 | Cum. |  | 0 |  | 0 |  | 0 | 0 |  | 0 |  | 0 | 0 | 0 | 0 | 0
| i. In Seventh Floor | 9293.24 | Cum. |  | 0 |  | 0 |  | 0 | 0 |  | 0 |  | 0 | 0 | 0 | 0 | 0
| j.in Eighth floor | 9517.09 | Cum. |  | 0 |  | 0 |  | 0 | 0 |  | 0 |  | 0 | 0 | 0 | 0 | 0
| k.in Ninth floor | 9740.94 | Cum. |  | 0 |  | 0 |  | 0 | 0 |  | 0 |  | 0 | 0 | 0 | 0 | 0
| l.in Tenth floor | 9964.79 | Cum. |  | 0 |  | 0 |  | 0 | 0 |  | 0 |  | 0 | 0 | 0 | 0 | 0
| l. In Eleventh floor | 10188.64 | Cum. |  | 0 |  | 0 |  | 0 | 0 |  | 0 |  | 0 | 0 | 0 | 0 | 0
| m. In Twelth floor | 10412.49 | Cum. |  | 0 |  | 0 |  | 0 | 0 |  | 0 |  | 0 | 0 | 0 | 0 | 0
| n. In Thirteen floor | 10636.34 | Cum. |  | 0 |  | 0 |  | 0 | 0 |  | 0 |  | 0 | 0 | 0 | 0 | 0
9.2 | Brick work in C.M. 1:6 using chamber Burnt bricks of size 23 x 11.4 x 7.5 cm (9" x 4 1/2"x 3") |  |  |  | 0 |  | 0 |  | 0 | 0 |  | 0 |  | 0 | 0 | 0 | 0 | 0
| g. In Fifth Floor | 6949.61 | Cum. |  | 0 |  | 0 |  | 0 | 0 |  | 0 |  | 0 | 0 | 0 | 0 | 0
| h. In Sixth Floor | 7100.53 | Cum. |  | 0 |  | 0 |  | 0 | 0 |  | 0 |  | 0 | 0 | 0 | 0 | 0
| i. In Seventh Floor | 7251.45 | Cum. |  | 0 |  | 0 |  | 0 | 0 |  | 0 |  | 0 | 0 | 0 | 0 | 0
| j.in Eighth floor | 7402.37 | Cum. |  | 0 |  | 0 |  | 0 | 0 |  | 0 |  | 0 | 0 | 0 | 0 | 0
| k.in Ninth floor | 7553.29 | Cum. |  | 0 |  | 0 |  | 0 | 0 |  | 0 |  | 0 | 0 | 0 | 0 | 0
| l.in Tenth floor | 7704.21 |  |  | 0 |  | 0 |  | 0 | 0 |  | 0 |  | 0 | 0 | 0 | 0 | 0
10.2 | Brick partition work in C.M. 1:4 using chamber Burnt bricks of size 23 x 11.4 x 7.5 cm (9" x 4 1/2"x 3") 114 mm tk (B.P.) |  |  |  | 0 |  | 0 |  | 0 | 0 |  | 0 |  | 0 | 0 | 0 | 0 | 0
| g. In Fifth Floor | 880.11 | Cum. |  | 0 |  | 0 |  | 0 | 0 |  | 0 |  | 0 | 0 | 0 | 0 | 0
| h. In Sixth Floor | 897.31 | Cum. |  | 0 |  | 0 |  | 0 | 0 |  | 0 |  | 0 | 0 | 0 | 0 | 0
| i. In Seventh Floor |  | Cum. |  | 0 |  | 0 |  | 0 | 0 |  | 0 |  | 0 | 0 | 0 | 0 | 0
| j.in Eighth floor | 931.71 | Cum. |  | 0 |  | 0 |  | 0 | 0 |  | 0 |  | 0 | 0 | 0 | 0 | 0
| k.in Ninth floor | 948.91 | Cum. |  | 0 |  | 0 |  | 0 | 0 |  | 0 |  | 0 | 0 | 0 | 0 | 0
11.2 | Brick work in C.M. 1:4 using chamber Burnt bricks of size 23 x 11.4 x 7.5 cm (9" x 4 1/2"x 3") 75 mm tk (B.P.) |  |  |  | 0 |  | 0 |  | 0 | 0 |  | 0 |  | 0 | 0 | 0 | 0 | 0
| g. In Fifth Floor | 634.08 | Sqm |  | 0 |  | 0 |  | 0 | 0 |  | 0 |  | 0 | 0 | 0 | 0 | 0
| h. In Sixth Floor | 645.4 | Sqm |  | 0 |  | 0 |  | 0 | 0 |  | 0 |  | 0 | 0 | 0 | 0 | 0
| i. In Seventh Floor | 656.72 | Sqm |  | 0 |  | 0 |  | 0 | 0 |  | 0 |  | 0 | 0 | 0 | 0 | 0
| j. In Eighth floor | 668.04 | Sqm |  | 0 |  | 0 |  | 0 | 0 |  | 0 |  | 0 | 0 | 0 | 0 | 0
| k.in Ninth floor | 679.36 | Sqm |  | 0 |  | 0 |  | 0 | 0 |  | 0 |  | 0 | 0 | 0 | 0 | 0
| Plastering with CM 1:3, 12mm with WPC | 252.48 | Sqm | 297 | 74986.56 |  | 0 | 68.7 | 137.4 | 34690.752 |  | 0 |  | 0 | 137.4 | 34690.752 | 434.4 | 109677.312
| Supplying and filling with gravel | 383.6 | Cum | 830 | 318388 |  | 0 |  | 0 | 0 |  | 0 |  | 0 | 0 | 0 | 830 | 318388
| B.W in CM 1:4 in Superstructure for OHT in First floor | 6488.5 | Cum |  | 0 |  | 0 |  | 0 | 0 |  | 0 |  | 0 | 0 | 0 | 0 | 0
| B.W in CM 1:4 in Superstructure for OHT in Second floor | 6639.42 | Cum |  | 0 |  | 0 |  | 0 | 0 |  | 0 |  | 0 | 0 | 0 | 0 | 0
| B.W in CM 1:4 in Superstructure for OHT In Third floor using chamber bricks | 6790.81 | Cum |  | 0 |  | 0 |  | 0 | 0 |  | 0 |  | 0 | 0 | 0 | 0 | 0
| B.W in CM 1:4 in Superstructure for OHT In Fourth floor | 6941.26 | Cum |  | 0 |  | 0 |  | 0 | 0 |  | 0 |  | 0 | 0 | 0 | 0 | 0
| Earth work excavation in Loose / sandy soils (including refilling) | 152.72 |  |  | 0 |  | 0 |  | 0 | 0 |  | 0 |  | 0 | 0 | 0 | 0 | 0
| Earth work excavation in Loose / sandy soils (excluding refilling) for open foundation | 70.95 |  |  | 0 |  | 0 |  | 0 | 0 |  | 0 |  | 0 | 0 | 0 | 0 | 0
| Earth work excavation in Loose / sandy soils (excluding refilling) for drain | 106.43 |  |  | 0 |  | 0 |  | 0 | 0 |  | 0 |  | 0 | 0 | 0 | 0 | 0
8.4 | Providing earth quake resistant for Corner walls |  |  |  | 0 |  | 0 |  | 0 | 0 |  | 0 |  | 0 | 0 | 0 | 0 | 0
| a. Foundation & basement | 6592.47 | Cum |  | 0 |  | 0 |  | 0 | 0 |  | 0 |  | 0 | 0 | 0 | 0 | 0
| b. Ground Floor | 6706.1 | Cum |  | 0 |  | 0 |  | 0 | 0 |  | 0 |  | 0 | 0 | 0 | 0 | 0
| c. First Floor | 6929.95 | Cum |  | 0 |  | 0 |  | 0 | 0 |  | 0 |  | 0 | 0 | 0 | 0 | 0
| d. Second Floor | 7153.8 | Cum |  | 0 |  | 0 |  | 0 | 0 |  | 0 |  | 0 | 0 | 0 | 0 | 0
8.5 | Providing earth quake resistant for Door/window Jambs |  |  |  | 0 |  | 0 |  | 0 | 0 |  | 0 |  | 0 | 0 | 0 | 0 | 0
| a. Ground Floor | 646.82 | Rmt |  | 0 |  | 0 |  | 0 | 0 |  | 0 |  | 0 | 0 | 0 | 0 | 0
| b. First Floor | 650.66 | Rmt |  | 0 |  | 0 |  | 0 | 0 |  | 0 |  | 0 | 0 | 0 | 0 | 0
| c. Second Floor | 654.5 | Rmt |  | 0 |  | 0 |  | 0 | 0 |  | 0 |  | 0 | 0 | 0 | 0 | 0
| Bored cast sit piles installation of vertical cast in Situ Bored piles of following dia using Standardised concrete mix M20 Grade) as per nagapattinam data |  |  |  | 0 |  | 0 |  | 0 | 0 |  | 0 |  | 0 | 0 | 0 | 0 | 0
| a.500mm dia pile | 5303.85 | Rmt |  | 0 |  | 0 |  | 0 | 0 |  | 0 |  | 0 | 0 | 0 | 0 | 0
| b.450mm dia pile | 3835.36 | Rmt |  | 0 |  | 0 |  | 0 | 0 |  | 0 |  | 0 | 0 | 0 | 0 | 0
| c.400mm dia pile | 2384.22 | Rmt |  | 0 |  | 0 |  | 0 | 0 |  | 0 |  | 0 | 0 | 0 | 0 | 0
| Chipping of RCC pile head to the required cut of level and clearing way debries with an average lead of 3 km entirely with city limits M20 Grade |  |  |  | 0 |  | 0 |  | 0 | 0 |  | 0 |  | 0 | 0 | 0 | 0 | 0
| a.500mm dia pile | 5303.85 | Rmt |  | 0 |  | 0 |  | 0 | 0 |  | 0 |  | 0 | 0 | 0 | 0 | 0
| b.450mm dia pile | 1579.06 | Rmt |  | 0 |  | 0 |  | 0 | 0 |  | 0 |  | 0 | 0 | 0 | 0 | 0
| c.400mm dia pile | 710.58 | Rmt |  | 0 |  | 0 |  | 0 | 0 |  | 0 |  | 0 | 0 | 0 | 0 | 0
| Conducting routine vertical compression load test CER No.328/2014-15 | 70000 | Nos |  | 0 |  | 0 |  | 0 | 0 |  | 0 |  | 0 | 0 | 0 | 0 | 0
| Mobilization charges including transporting to site CER No.328/2014-15 | 50000 | Set |  | 0 |  | 0 |  | 0 | 0 |  | 0 |  | 0 | 0 | 0 | 0 | 0
| Red oxide plastering in CM 1:4 | 714.45 | Sqm |  | 0 |  | 0 |  | 0 | 0 |  | 0 |  | 0 | 0 | 0 | 0 | 0
3.8 | P.C.C. 1:3:6 for foundation & basement using 20mm metal | 5180.78 | Cum |  | 0 |  | 0 |  | 0 | 0 |  | 0 |  | 0 | 0 | 0 | 0 | 0
3.3 | P.C.C. 1:4:8 using 40 mm hard broken stone jelly | 4496.24 | Cum |  | 0 |  | 0 |  | 0 | 0 |  | 0 |  | 0 | 0 | 0 | 0 | 0
| P. C.C. 1:3:6 for foundation & basement using 40mm metal | 4818.08 | Cum |  | 0 |  | 0 |  | 0 | 0 |  | 0 |  | 0 | 0 | 0 | 0 | 0
18.1 | Formwork using M.S.Sheet |  |  |  | 0 |  | 0 |  | 0 | 0 |  | 0 |  | 0 | 0 | 0 | *
| a.For Column footings,plinth beam,Grade beam,Raftbeam,Raft slab etc., | 804.89 | Sqm | 1130 | 909525.7 |  | 0 |  | 0 | 0 |  | 0 |  | 0 | 0 | 0 | 1130 | 909525.7
| b.Plain surfaces such as Roof slab,floorslab,Beams,lintels,lofts,sill slab,staircase,portico slab and other similar works | 900.96 | Sqm | 7420 | 6685123.2 |  | 0 |  | 0 | 0 |  | 0 |  | 0 | 0 | 0 | 7420 | 6685123.2
| c.For Square and rectangular columns and small quantities | 1081.15 | Sqm | 1802 | 1948232.3 |  | 0 |  | 0 | 0 |  | 0 |  | 0 | 0 | 0 | 1802 | 1948232.3
| d.Vertical wall | 991.06 | Sqm | 501.5 | 497016.59 |  | 0 | 80 | 160 | 158569.6 |  | 0 |  | 0 | 160 | 158569.6 | 661.5 | 655586.19
| e.Circular column | 2162.3 | Sqm |  | 0 |  | 0 |  | 0 | 0 |  | 0 |  | 0 | 0 | 0 | 0 | 0
| f.Curved surface | 1351.44 | Sqm |  | 0 |  | 0 |  | 0 | 0 |  | 0 |  | 0 | 0 | 0 | 0 | 0
| g.Double centering portico area | 1801.92 | Sqm |  | 0 |  | 0 |  | 0 | 0 |  | 0 |  | 0 | 0 | 0 | 0 | 0
21.6 | R.C.C.Door frames of size 100 x 75mm with one edge grooves size 't' x 20 mm using M20 grade ( with out vibrating charges) |  |  |  | 0 |  | 0 |  | 0 | 0 |  | 0 |  | 0 | 0 | 0 | 0 | 0
| a. 900 x 2100 mm | 2628.4 | Each |  | 0 |  | 0 |  | 0 | 0 |  | 0 |  | 0 | 0 | 0 | 0 | 0
| c. 1200 x 2100 mm | 3135.52 | Each |  | 0 |  | 0 |  | 0 | 0 |  | 0 |  | 0 | 0 | 0 | 0 | 0
| c. 1000 x 2100 mm | 2648.89 | Each |  | 0 |  | 0 |  | 0 | 0 |  | 0 |  | 0 | 0 | 0 | 0 | 0
| d. 750 x 2100 mm | 2593.59 | Each |  | 0 |  | 0 |  | 0 | 0 |  | 0 |  | 0 | 0 | 0 | 0 | 0
| Teak wood "Window" & Ventilator Shutter with 4mm thick pin headed glasses |  |  |  | 0 |  | 0 |  | 0 | 0 |  | 0 |  | 0 | 0 | 0 | 0 | 0
| a. Window: 135 cm ht. | 3487.98 | Sqm. |  | 0 |  | 0 |  | 0 | 0 |  | 0 |  | 0 | 0 | 0 | 0 | 0
| b. Window: 120 cm ht. |  | Sqm. |  | 0 |  | 0 |  | 0 | 0 |  | 0 |  | 0 | 0 | 0 | 0 | 0
| c. Window: 105 cm ht. | 3676.16 | Sqm. |  | 0 |  | 0 |  | 0 | 0 |  | 0 |  | 0 | 0 | 0 | 0 | 0
| d. Ventilator: (90 x 60 cm) | 2745.85 | Sqm. |  | 0 |  | 0 |  | 0 | 0 |  | 0 |  | 0 | 0 | 0 | 0 | 0
| d. Ventilator: (75 x 75 cm) | 2203.28 | Sqm. |  | 0 |  | 0 |  | 0 | 0 |  | 0 |  | 0 | 0 | 0 | 0 | 0
22.3.2 | MDF board (18mm thick) double leaf shutters with TW frame for cup board/ ward robes. | 2149.5 | Sqm |  | 0 |  | 0 |  | 0 | 0 |  | 0 |  | 0 | 0 | 0 | 0 | 0
| Providing T.W double leaf shutter with 18mm thick BWR Plywood for Cupboard / ward robes shutters (Rest room) 4000x2100mm | 7198.71 | Sqm |  | 0 |  | 0 |  | 0 | 0 |  | 0 |  | 0 | 0 | 0 | 0 | 0
| T.W. frame & TW styles & rails with BWR double leaf shutters for cup board/ ward robes including two coat enamel paint & one coat primer. | 4156.65 | Sqm |  | 0 |  | 0 |  | 0 | 0 |  | 0 |  | 0 | 0 | 0 | 0 | 0
22.8 | MDF board door shutters (35mm thick) exterior grade both side laminated with external lipping. |  |  |  | 0 |  | 0 |  | 0 | 0 |  | 0 |  | 0 | 0 | 0 | 0 | 0
| a. 1000X2100mm. | 2746.08 | Sqm |  | 0 |  | 0 |  | 0 | 0 |  | 0 |  | 0 | 0 | 0 | 0 | 0
| b. 900X2100mm. | 2788.64 | Sqm |  | 0 |  | 0 |  | 0 | 0 |  | 0 |  | 0 | 0 | 0 | 0 | 0
| c.1200X2100mm. |  | Sqm |  | 0 |  | 0 |  | 0 | 0 |  | 0 |  | 0 | 0 | 0 | 0 | 0
| TW panelled single door shutter with brass fittings. |  |  |  | 0 |  | 0 |  | 0 | 0 |  | 0 |  | 0 | 0 | 0 | 0 | 0
| a. 1000X2100mm.(Single leaf) For Qtrs | 6532.16 | Sqm |  | 0 |  | 0 |  | 0 | 0 |  | 0 |  | 0 | 0 | 0 | 0 | 0
| b.1200x2400mm |  | sqm |  | 0 |  | 0 |  | 0 | 0 |  | 0 |  | 0 | 0 | 0 | 0 | 0
| a. 1200X2100mm.(Single leaf) Four horizontal Panel | 5608.51 | Sqm |  | 0 |  | 0 |  | 0 | 0 |  | 0 |  | 0 | 0 | 0 | 0 | 0
| a. 1200X2100mm.(Single leaf) | 5910.2 | Sqm |  | 0 |  | 0 |  | 0 | 0 |  | 0 |  | 0 | 0 | 0 | 0 | 0
| b. 1000X2100mm without Brass fittings ( Single leaf) | 4922.84 | Sqm |  | 0 |  | 0 |  | 0 | 0 |  | 0 |  | 0 | 0 | 0 | 0 | 0
| TW double leaves shutter with Brass Fittings |  |  |  | 0 |  | 0 |  | 0 | 0 |  | 0 |  | 0 | 0 | 0 | *
| TW double leaves shutter of size 2000X2400mm.(Double leaves) with Brass fittings | 5533.16 | Sqm | 13.2 | 73037.712 |  | 0 |  | 0 | 0 |  | 0 |  | 0 | 0 | 0 | 13.2 | 73037.712
| TW panelled door double leaves shutter with brass fittings of size . 2000X2100mm. Thiruvarur AR Garage | 5430.67 | Sqm |  | 0 |  | 0 |  | 0 | 0 |  | 0 |  | 0 | 0 | 0 | 0 | 0
| TW double leaves shutter of size with brass fittings a.1800 x 2100mm For PS | 5665.57 | Sqm |  | 0 |  | 0 |  | 0 | 0 |  | 0 |  | 0 | 0 | 0 | 0 | 0
| a. 1500X2400mm.(Double leaves) with Brass Screws only ( DPO Ariyalur) | 6314.91 | Sqm |  | 0 |  | 0 |  | 0 | 0 |  | 0 |  | 0 | 0 | 0 | 0 | 0
| a. 1500X2100mm.(Double leaves) with Brass fittings | 5978.83 | Sqm |  | 0 |  | 0 |  | 0 | 0 |  | 0 |  | 0 | 0 | 0 | 0 | 0
| TW panelled door double leaves shutter with brass fittings of size . 1200X2100mm.( Crime & Traffic) | 6332.27 | Sqm |  | 0 |  | 0 |  | 0 | 0 |  | 0 |  | 0 | 0 | 0 | 0 | 0
| TW paneled door shutter size 2400 x 2400mm with french window (two end fixed 5.5mm thick glass and doble leaf shutter , Trichy Community hall ) | 27750 | Each |  | 0 |  | 0 |  | 0 | 0 |  | 0 |  | 0 | 0 | 0 | 0 | 0
| TW styles & rails with 9mm thick BWR single and Double leaf shutters with brass screws |  |  |  | 0 |  | 0 |  | 0 | 0 |  | 0 |  | 0 | 0 | 0 | 0 | 0
| TW styles & rails with 9mm thick BWR single leaf shutters with brass screws size of 1200 x 2100 mm | 3227.53 | Sqm |  | 0 |  | 0 |  | 0 | 0 |  | 0 |  | 0 | 0 | 0 | 0 | 0
| TW styles & rails with 9mm thick BWR single leaf shutters with brass screws size of 1000 x 2100 mm | 3420.15 | Sqm |  | 0 |  | 0 |  | 0 | 0 |  | 0 |  | 0 | 0 | 0 | 0 | 0
| TW styles & rails with 9mm thick BWR single leaf shutters with brass screws size of 900 x 2100 mm | 3535.05 | Sqm |  | 0 |  | 0 |  | 0 | 0 |  | 0 |  | 0 | 0 | 0 | 0 | 0
| TW styles & rails with 9mm thick BWR single leaf shutters with brass screws size of 750 x 2100 mm | 3960.88 | Sqm |  | 0 |  | 0 |  | 0 | 0 |  | 0 |  | 0 | 0 | 0 | 0 | 0
| TW styles & rails with 9mm thick BWR Double leaves shutters with brass screws size of 1500 x 2100 mm |  | Sqm |  | 0 |  | 0 |  | 0 | 0 |  | 0 |  | 0 | 0 | 0 | 0 | 0
21.5.2 | Supply and Fixing Soild UPVC door Shutter with frame | 3167 | Sqm | 252 | 798084 |  | 0 |  | 0 | 0 |  | 0 |  | 0 | 0 | 0 | 252 | 798084
23.2.1 | 4mm thick pin headed Glass panels with Aluminium beedings | 726.7 | Sqm |  | 0 |  | 0 |  | 0 | 0 |  | 0 |  | 0 | 0 | 0 | 0 | 0
| Cuddappa slab 20 mm tk.for kitchen hearth slab. |  |  |  | 0 |  | 0 |  | 0 | 0 |  | 0 |  | 0 | 0 | 0 | 0 | 0
| a. In Ground floor | 577.39 | Sqm. |  | 0 |  | 0 |  | 0 | 0 |  | 0 |  | 0 | 0 | 0 | 0 | 0
| b. In First floor | 581.87 | Sqm. |  | 0 |  | 0 |  | 0 | 0 |  | 0 |  | 0 | 0 | 0 | 0 | 0
| c. In Second floor | 586.35 | Sqm. |  | 0 |  | 0 |  | 0 | 0 |  | 0 |  | 0 | 0 | 0 | 0 | 0
| d. In Third floor | 590.83 | Sqm. |  | 0 |  | 0 |  | 0 | 0 |  | 0 |  | 0 | 0 | 0 | 0 | 0
| e. In Fourth floor | 595.31 | Sqm. |  | 0 |  | 0 |  | 0 | 0 |  | 0 |  | 0 | 0 | 0 | 0 | 0
| Cuddappa slab 20 mm tk.for C/B slab. |  |  |  | 0 |  | 0 |  | 0 | 0 |  | 0 |  | 0 | 0 | 0 | 0 | 0
| a. Ground floor | 543.8 | Sqm. |  | 0 |  | 0 |  | 0 | 0 |  | 0 |  | 0 | 0 | 0 | 0 | 0
| b. In First floor | 548.28 | Sqm. |  | 0 |  | 0 |  | 0 | 0 |  | 0 |  | 0 | 0 | 0 | 0 | 0
| c. In Second floor | 552.76 | Sqm. |  | 0 |  | 0 |  | 0 | 0 |  | 0 |  | 0 | 0 | 0 | 0 | 0
| d. In Third floor | 557.24 | Sqm. |  | 0 |  | 0 |  | 0 | 0 |  | 0 |  | 0 | 0 | 0 | 0 | 0
| e. In Fourth floor | 561.72 | Sqm. |  | 0 |  | 0 |  | 0 | 0 |  | 0 |  | 0 | 0 | 0 | 0 | 0
| Cuddappa slab 40 mm tk.for C/B slab. |  |  |  | 0 |  | 0 |  | 0 | 0 |  | 0 |  | 0 | 0 | 0 | 0 | 0
| a. In Ground floor | 577.08 | Sqm. |  | 0 |  | 0 |  | 0 | 0 |  | 0 |  | 0 | 0 | 0 | 0 | 0
| b. In First floor | 586.03 | Sqm. |  | 0 |  | 0 |  | 0 | 0 |  | 0 |  | 0 | 0 | 0 | 0 | 0
| c. In Second floor | 594.98 | Sqm. |  | 0 |  | 0 |  | 0 | 0 |  | 0 |  | 0 | 0 | 0 | 0 | 0
| d. In Third floor | 603.93 | Sqm. |  | 0 |  | 0 |  | 0 | 0 |  | 0 |  | 0 | 0 | 0 | 0 | 0
| e. In Fourth floor | 603.93 |  |  | 0 |  | 0 |  | 0 | 0 |  | 0 |  | 0 | 0 | 0 | 0 | 0
| Cuddappa slab 40 mm tk.for Sunshade. |  |  |  | 0 |  | 0 |  | 0 | 0 |  | 0 |  | 0 | 0 | 0 | 0 | 0
| a. In Ground floor | 1986.38 | Sqm. |  | 0 |  | 0 |  | 0 | 0 |  | 0 |  | 0 | 0 | 0 | 0 | 0
| b. In First floor | 1995.33 | Sqm. |  | 0 |  | 0 |  | 0 | 0 |  | 0 |  | 0 | 0 | 0 | 0 | 0
| c. In Second floor | 2004.28 | Sqm. |  | 0 |  | 0 |  | 0 | 0 |  | 0 |  | 0 | 0 | 0 | 0 | 0
| d. In Third floor | 2013.23 | Sqm. |  | 0 |  | 0 |  | 0 | 0 |  | 0 |  | 0 | 0 | 0 | 0 | 0
| e. In Fourth floor | 2022.18 | Sqm. |  | 0 |  | 0 |  | 0 | 0 |  | 0 |  | 0 | 0 | 0 | 0 | 0
29.8 | Glazed tiles using Grout (Tile Joint Filler) | 1305.52 | Sqm |  | 0 |  | 0 |  | 0 | 0 |  | 0 |  | 0 | 0 | 0 | 0 | 0
| Floor ceramic tiles using Grout (Tile Joint Filler). | 1139.42 | Sqm |  | 0 |  | 0 |  | 0 | 0 |  | 0 |  | 0 | 0 | 0 | 0 | 0
29.9 | Floor ceramic tiles (Anti-skid) using Grout (Tile Joint Filler). | 1139.42 | Sqm |  | 0 |  | 0 |  | 0 | 0 |  | 0 |  | 0 | 0 | 0 | 0 | 0
38.4 | Two coat of cement paint over one coat white cement | 124.33 | Sqm |  | 0 |  | 0 |  | 0 | 0 |  | 0 |  | 0 | 0 | 0 | 0 | 0
38.5 | Matt paint | 157.21 | Sqm |  | 0 |  | 0 |  | 0 | 0 |  | 0 |  | 0 | 0 | 0 | 0 | 0
38.6 | One coat white cement for new walls and other similar works. | 58.69 | Sqm |  | 0 |  | 0 |  | 0 | 0 |  | 0 |  | 0 | 0 | 0 | 0 | 0
42 | Fabrication of Mild steel / RTS grills (with cement slurry wash) for all sizes of rods. | 82921.5 | MT |  | 0 |  | 0 |  | 0 | 0 |  | 0 |  | 0 | 0 | 0 | 0 | 0
43 | Fabrication of Mild steel / RTS grills (without cement slurry) for all sizes of rods. | 81012.5 | MT |  | 0 |  | 0 |  | 0 | 0 |  | 0 |  | 0 | 0 | 0 | 0 | 0
44.6 | PVC SWR 110 mm dia with ISI mark type- A for Rain water down fall pipe | 334.19 | Rmt |  | 0 |  | 0 |  | 0 | 0 |  | 0 |  | 0 | 0 | 0 | 0 | 0
50.6 | Precast slab 50 mm tk.in C.C. 1:3:6 with fibre | 374 | Sqm |  | 0 |  | 0 |  | 0 | 0 |  | 0 | 162 | 60588 | 162 | 60588 | 162 | 60588
52.4 | 20mm dia PVC water supply ASTM pipe (fully consealed in walls) | 220.47 | Rmt |  | 0 |  | 0 |  | 0 | 0 |  | 0 |  | 0 | 0 | 0 | 0 | 0
53.4 | S&F of C.I Manhole cover 60 x 60 cm (50kg weight ) | 1846 | Each | 11 | 20306 |  | 0 | 2 | 4 | 7384 |  | 0 |  | 0 | 4 | 7384 | 15 | 27690
| Wash Hand Basin of size 550 x 400 mm (White with Pedestal) | 3242.42 | Each | 92 | 298302.64 |  | 0 |  | 0 | 0 |  | 0 |  | 0 | 0 | 0 | 92 | 298302.64
54.3 | Supplying and fixing of Brass Chromium plated screw down tap 15mm dia (heavy type not less than 430 grms weight) with ISI mark. | 204 | Each |  | 0 |  | 0 |  | 0 | 0 |  | 0 |  | 0 | 0 | 0 | 0 | 0
56.3 | S & F of Indian Water closet white glazed (Oriya type) of size 580 x 440mm - in G.F. | 3179.94 | Each | 14 | 44519.16 |  | 0 |  | 0 | 0 |  | 0 |  | 0 | 0 | 0 | 14 | 44519.16
56.4 | S & F of Indian Water closet white glazed (Oriya type) of size 580 x 440mm - Other than G.F. | 4935.6 | Each | 56 | 276393.6 |  | 0 |  | 0 | 0 |  | 0 |  | 0 | 0 | 0 | 56 | 276393.6
57 | Supplying and fixing EWC superior variety (white) 500mm including cost | 6848.35 | Each | 30 | 205450.5 |  | 0 |  | 0 | 0 |  | 0 |  | 0 | 0 | 0 | 30 | 205450.5
58.3 | PVC SWR pipe (Soil line) with ISI mark - type 'B'. |  |  |  | 0 |  | 0 |  | 0 | 0 |  | 0 |  | 0 | 0 | 0 | *
| a. 110 mm dia. | 692.5 | Rmt | 1369 | 948032.5 |  | 0 |  | 0 | 0 |  | 0 |  | 0 | 0 | 0 | 1369 | 948032.5
| b. 75 mm dia. | 576.63 | Rmt | 893.5 | 515218.905 |  | 0 |  | 0 | 0 |  | 0 |  | 0 | 0 | 0 | 893.5 | 515218.905
58.4 | Supplying, Laying & Concealing the 50mm dia PVC ( SWR) pipe with ISI mark type - 'B' with relevant specials. | 114.45 | Rmt | 230 | 26323.5 |  | 0 |  | 0 | 0 |  | 0 |  | 0 | 0 | 0 | 230 | 26323.5
58.5 | PVC(SWR) pipe with ISI mark - type 'A' for Ventilating shaft with cowl | 450.1 | Each |  | 0 |  | 0 |  | 0 | 0 |  | 0 |  | 0 | 0 | 0 | 0 | 0
| Wiring with 1.5 sqmm PVC insulated single core multi strand fire retardant flexible copper cable with ISI mark confirming IS: 694:1990.( Ordinary) |  |  |  | 0 |  | 0 |  | 0 | 0 |  | 0 |  | 0 | 0 | 0 | 0 | 0
| a. Light point with ceiling rose | 1500 | Each |  | 0 |  | 0 |  | 0 | 0 |  | 0 |  | 0 | 0 | 0 | 0 | 0
| b. Light point without ceiling rose | 1505 | Each |  | 0 |  | 0 |  | 0 | 0 |  | 0 |  | 0 | 0 | 0 | 0 | 0
| c. Calling bell point with Buzzer/Calling bell | 1532 | Each |  | 0 |  | 0 |  | 0 | 0 |  | 0 |  | 0 | 0 | 0 | 0 | 0
65.1 | Wiring with 1.5 sqmm PVC insulated single core multi strand fire retardant flexible copper cable with ISI mark confirming IS: 694:1990 for Fan point. | 1565.5 | Each |  | 0 |  | 0 |  | 0 | 0 |  | 0 |  | 0 | 0 | 0 | 0 | 0
66.1 | Wiring with 1.5 sqmm PVC insulated single core multi strand fire retardant flexible copper cable with ISI mark confirming IS: 694:1990 for Staircase Light Point. | 2802.5 | Each |  | 0 |  | 0 |  | 0 | 0 |  | 0 |  | 0 | 0 | 0 | 0 | 0
| Wiring with 1.5 sqmm PVC insulated single core multi strand fire retardant flexible copper cable with ISI mark confirming IS: 694:1990 for 5 amps 5 pin plug socket point @ Switch Board Itself. | 765 | Each |  | 0 |  | 0 |  | 0 | 0 |  | 0 |  | 0 | 0 | 0 | 0 | 0
68.2 | Wiring with 1.5 sqmm PVC insulated single core multi strand fire retardant flexible copper cable with ISI mark confirming IS: 694:1990 for 5 amps 5 pin plug socket point @ Convenient Places. | 1041.5 | Each |  | 0 |  | 0 |  | 0 | 0 |  | 0 |  | 0 | 0 | 0 | 0 | 0
70.5 | S & F of Tube light fitting (patty type ) with Electronic ballast and 36 W slim tube light | 535.5 | Each |  | 0 |  | 0 |  | 0 | 0 |  | 0 |  | 0 | 0 | 0 | 0 | 0
| Supply and delivery of 48" (1200 mm) Fan with ISI mark with Eletronic Dimmer | 1438 | Each |  | 0 |  | 0 |  | 0 | 0 |  | 0 |  | 0 | 0 | 0 | 0 | 0
| Run of 2 Wires of 4 sqmm PVC insulated single core multi strand fire retardant flexible copper cable with ISI mark confirming IS: 694:1990. | 246.7 | Rmt |  | 0 |  | 0 |  | 0 | 0 |  | 0 |  | 0 | 0 | 0 | 0 | 0
77.5 | Run of 2 Wires of 1.5 sqmm PVC insulated single core multi strand fire retardant flexible copper cable with ISI mark confirming IS: 694:1990. | 192.6 | Rmt |  | 0 |  | 0 |  | 0 | 0 |  | 0 |  | 0 | 0 | 0 | 0 | 0
| Run of 2 Wires of 2.5 sqmm PVC insulated single core multi strand fire retardant flexible copper cable with ISI mark confirming IS: 694:1990. | 209.8 | Rmt | 4078 | 855564.4 |  | 0 |  | 0 | 0 |  | 0 |  | 0 | 0 | 0 | 4078 | 855564.4
| 4 x 4 Sq mm copper PVC insulated unsheathed single core cable for 3 phase EB service connection | 251.2 | Rmt |  | 0 |  | 0 |  | 0 | 0 |  | 0 |  | 0 | 0 | 0 | 0 | 0
| Run of 4 Wires of 6 sqmm PVC insulated single core multi strand | 458 | Rmt | 900 | 412200 |  | 0 |  | 0 | 0 |  | 0 |  | 0 | 0 | 0 | 900 | 412200
| Run of 4 Wires of 10 sqmm PVC insulated single core multi strand | 589.3 | Rmt | 450 | 265185 |  | 0 |  | 0 | 0 |  | 0 |  | 0 | 0 | 0 | 450 | 265185
112.1 | S & F of Exsaust Fan 225mm dia | 1977 | Each |  | 0 |  | 0 |  | 0 | 0 |  | 0 |  | 0 | 0 | 0 | 0 | 0
| Compact Fluoresent Lamp (CFL) |  |  |  | 0 |  | 0 |  | 0 | 0 |  | 0 |  | 0 | 0 | 0 | 0 | 0
| a. 14W bulb for Bath & WC | 130 | Each |  | 0 |  | 0 |  | 0 | 0 |  | 0 |  | 0 | 0 | 0 | 0 | 0
| b. 18w bulb for Bulk Head fittings | 170 | Each |  | 0 |  | 0 |  | 0 | 0 |  | 0 |  | 0 | 0 | 0 | 0 | 0
| S & F of Bulk head fitting suitable for CFL | 443 | Each |  | 0 |  | 0 |  | 0 | 0 |  | 0 |  | 0 | 0 | 0 | 0 | 0
44.2 | Rain water harvesting using defunct borewell and providing perforated cover slab |  |  |  | 0 |  | 0 |  | 0 | 0 |  | 0 |  | 0 | 0 | 0 | *
| a). Providing pit (M30) | 1828.88 | Each | 28 | 51208.64 |  | 0 |  | 0 | 0 |  | 0 |  | 0 | 0 | 0 | 28 | 51208.64
| b) Augering 30cm dia | 468.42 | Rmt | 126 | 59020.92 |  | 0 |  | 0 | 0 |  | 0 |  | 0 | 0 | 0 | 126 | 59020.92
| Providing Rain water Harvesting well ring of Circular shape of 90mm dia, 60cm depth using Standardised Mix design M20 | 1342.58 | Each | 14 | 18796.12 |  | 0 |  | 0 | 0 |  | 0 |  | 0 | 0 | 0 | 14 | 18796.12
257.1 | S&F of M.S. Angle of size 35x35x5mm for staircase steps | 250.86 | Rmt |  | 0 |  | 0 |  | 0 | 0 |  | 0 |  | 0 | 0 | 0 | 0 | 0
344.2 | S&F of Bevelled edge mirror 500 x 400 x 5.5mm | 379.4 | Each | 160 | 60704 |  | 0 |  | 0 | 0 |  | 0 |  | 0 | 0 | 0 | 160 | 60704
383 | S&F of Cuddapah sink 600 x 600 x 200mm | 1010 | Each | 8 | 8080 |  | 0 |  | 0 | 0 |  | 0 |  | 0 | 0 | 0 | 8 | 8080
383.1 | Providing nosing to the edges of Granite slab Double Nosing PWD SRP-36 | 366.6 | Rmt | 81 | 29694.6 |  | 0 |  | 0 | 0 |  | 0 |  | 0 | 0 | 0 | 81 | 29694.6
| Supply and fixing of PVC water supply (ASTM) a.50mm dia | 305.3 | Rmt |  | 0 |  | 0 |  | 0 | 0 |  | 0 |  | 0 | 0 | 0 | 0 | 0
384 | S&F of PVC flushing cistern | 1667.95 | Each |  | 0 |  | 0 |  | 0 | 0 |  | 0 |  | 0 | 0 | 0 | 0 | 0
385 | S&F of cloth drying arrangement | 797.74 | Each |  | 0 |  | 0 |  | 0 | 0 |  | 0 |  | 0 | 0 | 0 | 0 | 0
238.1 | Anticorrosive treatment for window grills | 2767.25 | MT | 17.649 | 48839.1953 |  | 0 |  | 0 | 0 |  | 0 |  | 0 | 0 | 0 | 17.649 | 48839.1953
71.2 | Supplying and fixing of 32 AMPS Triple pole main switch | 2083.7 | Each |  | 0 |  | 0 |  | 0 | 0 |  | 0 |  | 0 | 0 | 0 | 0 | 0
80.1 | 450 x 375 x 20 mm thick TW plank | 1242.25 | Each |  | 0 |  | 0 |  | 0 | 0 |  | 0 |  | 0 | 0 | 0 | 0 | 0
| 3 Nos.of 32Amps - Fuse Unit | 776.7 | Each |  | 0 |  | 0 |  | 0 | 0 |  | 0 |  | 0 | 0 | 0 | 0 | 0
| 1 Nos.of 32Amps - Fuse Unit | 508.3 | Each |  | 0 |  | 0 |  | 0 | 0 |  | 0 |  | 0 | 0 | 0 | 0 | 0
87.1 | Supplying and delivery of Three phase ELCB/RCCB | 2971.6 | Each |  | 0 |  | 0 |  | 0 | 0 |  | 0 |  | 0 | 0 | 0 | 0 | 0
| Supply of G.I pipe 40mm dia 'B' Class | 165 | Rmt |  | 0 |  | 0 |  | 0 | 0 |  | 0 |  | 0 | 0 | 0 | 0 | 0
| Providing two coats of Plastic emulsion paint over one coat of primer | 222.05 | Sqm | 3450 | 766072.5 |  | 0 |  | 0 | 0 |  | 0 | 162 | 35972.1 | 162 | 35972.1 | 3612 | 802044.6
38.4.1 | Two coat of OBD over one coat white cement for inner walls | 119.37 | Sqm | 11609 | 1385766.33 |  | 0 |  | 0 | 0 |  | 0 |  | 0 | 0 | 0 | 11609 | 1385766.33
| 2 x 4 Sqmm Copper PVC insulated unsheathed single core 1 KV grade cable for EB service single phase. | 143 | Rmt |  | 0 |  | 0 |  | 0 | 0 |  | 0 |  | 0 | 0 | 0 | 0 | 0
| 40 mm dia GI pipe "B"class | 165 | Rmt |  | 0 |  | 0 |  | 0 | 0 |  | 0 |  | 0 | 0 | 0 | 0 | 0
| S&F of stainless steel sink 550 x 450 x 200mm ( 1750/112 x100=1562.50 Each) | 1562.5 | Each |  | 0 |  | 0 |  | 0 | 0 |  | 0 |  | 0 | 0 | 0 | 0 | 0
448.2 | Providing PVC Tee with end cap | 131.58 | Each |  | 0 |  | 0 |  | 0 | 0 |  | 0 |  | 0 | 0 | 0 | 0 | 0
| Suppling and laying Granite Tiles 10mm tk wall cladding (Ruby red) using 2'x1' in CM 1:2 | 1668.52 | Sqm | 135 | 225250.2 |  | 0 |  | 0 | 0 |  | 0 |  | 0 | 0 | 0 | 135 | 225250.2
| Providing wooden Melamine polish for new wood work | 1386.8 | Sqm | 37.8 | 52421.04 |  | 0 |  | 0 | 0 |  | 0 |  | 0 | 0 | 0 | 37.8 | 52421.04
| AAC BLOCK PARTITION WALL IN cm 1:4 of size 600 x 200x100mm |  | Sqm |  | 0 |  | 0 |  | 0 | 0 |  | 0 |  | 0 | 0 | 0 | 0 | 0
| Suppling and laying granite tile 10mm thk wall cladding in C.M(1:2) (Grey) | 1626.52 | Sqm | 1809.9 | 2943838.548 |  | 0 |  | 0 | 0 |  | 0 |  | 0 | 0 | 0 | 1809.9 | 2943838.548 | 1809.9 | 3019854.35 | 3619.8 | 6039708.7
| Providing Shahabad stone flooring | 1404.24 | sqm | 58 | 81445.92 |  | 0 |  | 0 | 0 |  | 0 |  | 0 | 0 | 0 | 58 | 81445.92
| Supplying and fixing Vitrified Tiles flooring (Ivory) | 1197.38 | Sqm | 1829 | 2190008.02 |  | 0 |  | 0 | 0 |  | 0 |  | 0 | 0 | 0 | 1829 | 2190008.02
| Supplying and fixing kota stone flooring | 1577.49 | Sqm | 47.88 | 75530.2212 |  | 0 |  | 0 | 0 |  | 0 |  | 0 | 0 | 0 | 47.88 | 75530.2212
| Vitrified Tiles flooring ( colour) | 1409.08 | Sqm |  | 0 |  | 0 |  | 0 | 0 |  | 0 |  | 0 | 0 | 0 | 0 | 0
s | Concrete designer tiles flooring | 1402.26 | Sqm |  | 0 |  | 0 |  | 0 | 0 |  | 0 |  | 0 | 0 | 0 | 0 | 0
| Concrete Designer Tiles flooring | 1402.26 | Sqm |  | 0 |  | 0 |  | 0 | 0 |  | 0 |  | 0 | 0 | 0 | 0 | 0
| Supply and erection of 200 Amps capacity floor mounting panel board (Cubical type) with bus bar chamber made up of 16 SWG MS sheet for 3 phase 4 wire system with 25mm x 6mm tin coated copper flats for phases and 25mm x 3mm tin coated copper flats for neutral; cable chamber, switch chamber and with 2 Nos. 25mmx3mm tinned copper flat for the earth bus on the rear side of the panel board; necessary interconnections by copper flat of suitable sizes; suitable PVC colour sleeves for the interconnecting copper flats / rigid copper wire; earth connections to all swithces / bus bar by copper flats of suitable sizes from the earth bus; hylam sheet separation between bus bar and swithces; 1set LED pilot lamps with switches, fuse units, suitable angle iron frame size of 40mmx 40mmx 6mm with powder coated painting over one coat of red primer and with numbering; superscription of cables sizes, capacity of switches etc and incorporating the following: |  |  |  | 0 |  | 0 |  | 0 | 0 |  | 0 |  | 0 | 0 | 0 | * |  | #VALUE! | #VALUE! | #VALUE! | #VALUE!
| Incoming 1 No. 200A TPN MCCB with Manual Closing Mechanism of 25KA Short Circuit Rating with Thermal O/L and Magnetic S/C Protection. Bus Bar: 200 Amps Copper Bus Bar |  |  |  | 0 |  | 0 |  | 0 | 0 |  | 0 |  | 0 | 0 | 0 | 0 | 0 | 0 | 0 | 0 | 0
| Outgoing: 3 Nos. 100 A TPN fixed type MCCB with Manual Closing Mechanism of 25KA Short Circuit Rating with Thermal O/L and Magnetic S/C Protection |  |  |  | 0 |  | 0 |  | 0 | 0 |  | 0 |  | 0 | 0 | 0 | 0 | 0 | 0 | 0 | 0 | 0
| 6 Nos. 63 A TPN fixed type MCCB with Manual Closing Mechanism of 25KA Short Circuit Rating with Thermal O/L and Magnetic S/C Protection. |  |  |  | 0 |  | 0 |  | 0 | 0 |  | 0 |  | 0 | 0 | 0 | 0 | 0 | 0 | 0 | 0 | 0
| Dummy provision - 1 No. |  |  |  | 0 |  | 0 |  | 0 | 0 |  | 0 |  | 0 | 0 | 0 | 0 | 0 | 0 | 0 | 0 | 0
| 1set LED pilot lamps withfuse units, switches and interconnections; inter connection to the bus bar by 25 x 6mm T C copper flat for phases and 25 x 3mm T C copper flat for neutral from 250A/200A TPN MCCB to the bus; interconnections by 25 mm x 3 mm copper flats for phases and neutral from 100 ATPN MCCB to the bus; interconnection by SWG No.6 TC copper for the phases and neutral from the 63A TPN MCCB: 6mm thick hylam sheet separation between bus bar chamber and switches chamber; insulaters for the support for the bus; superscribing on the panel board the size, capacity of cable, switches, location etc. 2 nos. metalic danger boards. |  |  |  | 0 |  | 0 |  | 0 | 0 |  | 0 |  | 0 | 0 | 0 | 0 | 0 | 0 | 0 | 0 | 0
| 1 No. in Ground floor - (Data A) | 114783 | Each | 1 | 114783 |  | 0 |  | 0 | 0 |  | 0 |  | 0 | 0 | 0 | 1 | 114783 | 1 | 105298 | 2 | 210596
| Supply and fixing of triple pole and neutral four way 7 segment 3 tier compartmental type MCB distribution board complete with the following and necessary neutral link, earth connector link etc. with bus bar and double door arrangements on surface / in flush with wall and making good of the concealed portion with earth connection. Incoming: 1 No. 63A 4 pole MCB 3 Nos. 63A 10KA DP MCB with 63A 30mA DPELCB Outgoing: 12 Nos. 6A/20A 10KA SP MCB DATA - S | 20473 | Each | 10 | 204730 |  | 0 |  | 0 | 0 |  | 0 |  | 0 | 0 | 0 | 10 | 204730 | 10 | 196580 | 20 | 393160
| External water supply arrangements |  |  |  | 0 |  | 0 |  | 0 | 0 |  | 0 |  | 0 | 0 | 0 | * |  | 0 | 0 | 0 | 0
| Supplying and fixing of Aluminium sliding window |  |  |  | 0 |  | 0 |  | 0 | 0 |  | 0 |  | 0 | 0 | 0 | 0 | 0
| a. 1.20x1.35m (Two track ) | 3353.03 | Sqm |  | 0 |  | 0 |  | 0 | 0 |  | 0 |  | 0 | 0 | 0 | 0 | 0
| b. 2.40x1.80m (Two track) | 3169.22 | Sqm |  | 0 |  | 0 |  | 0 | 0 |  | 0 |  | 0 | 0 | 0 | 0 | 0
| c. 2.40x1.05m (Two track) | 4048 | Sqm |  | 0 |  | 0 |  | 0 | 0 |  | 0 |  | 0 | 0 | 0 | 0 | 0
| d. 0.90x1.35m (Two track) | 3758.93 | Sqm |  | 0 |  | 0 |  | 0 | 0 |  | 0 |  | 0 | 0 | 0 | 0 | 0
| supplying and fixing of colour matt finish floor tiles of size 12"x12" ( for officers) | 1314.29 | Sqm. |  | 0 |  | 0 |  | 0 | 0 |  | 0 |  | 0 | 0 | 0 | 0 | 0
| supplying and fixing of colour matt finish floor tiles of size 12"x12" ( for wall tiles) | 2878.88 | Sqm. |  | 0 |  | 0 |  | 0 | 0 |  | 0 |  | 0 | 0 | 0 | 0 | 0
Spl. Data | Providing wall panelling using 12mm BWR plywood over 2"x1" aluminium channel to be fixed on wall | 4328.05 | Sqm |  | 0 |  | 0 |  | 0 | 0 |  | 0 |  | 0 | 0 | 0 | 0 | 0
4.4 | Supply of material and lab ourfor Mineralfbre 600mmx600mm Grid false ceiling work | 915.02 | Sqm |  | 0 |  | 0 |  | 0 | 0 |  | 0 |  | 0 | 0 | 0 | 0 | 0
| Supplying, fabricating, erecting and fixing Gyp board false ceiling using perforated sheet 10mm thk | 990 | Sqm |  | 0 |  | 0 |  | 0 | 0 |  | 0 |  | 0 | 0 | 0 | 0 | 0
| Supplying and fixing of 100mm dia GI pipe | 905 | Rmt |  | 0 |  | 0 |  | 0 | 0 |  | 0 |  | 0 | 0 | 0 | 0 | 0
| Supplying and fixing of Geyser (Data -SD 103) | 8467.3 | Each |  | 0 |  | 0 |  | 0 | 0 |  | 0 |  | 0 | 0 | 0 | 0 | 0
| Supplying and fixing of CP wall mixer two in one (without telephone shower) including cost of all materials and all labour charges etc complete. CER No.178/13-14 | 3409 | Each |  | 0 |  | 0 |  | 0 | 0 |  | 0 |  | 0 | 0 | 0 | 0 | 0
| Supplying and fixing of shower arm 9" long including cost of all materials and all labour charges etc. complete CER No.178/13-14 | 1160 | Each |  | 0 |  | 0 |  | 0 | 0 |  | 0 |  | 0 | 0 | 0 | 0 | 0
| Supplying and fixing of GM wheel valves ISI mark |  |  |  | 0 |  | 0 |  | 0 | 0 |  | 0 |  | 0 | 0 | 0 | 0 | 0
| a.100mm GM Gate valves | 5640 | Each |  | 0 |  | 0 |  | 0 | 0 |  | 0 |  | 0 | 0 | 0 | 0 | 0
| b.50mm GM Gate valves | 1340 | Each |  | 0 |  | 0 |  | 0 | 0 |  | 0 |  | 0 | 0 | 0 | 0 | 0
| c.32mm GM Gate valves | 604 | Each |  | 0 |  | 0 |  | 0 | 0 |  | 0 |  | 0 | 0 | 0 | 0 | 0
| Supplying and laying of 3.5 core 50 sq.mm PVC armoured LTUG cable (below GL) SD-206 | 949 | RMT | 80 | 75920 |  | 0 |  | 0 | 0 |  | 0 |  | 0 | 0 | 0 | 80 | 75920
| Supplying and laying of 3.5 core 50 sq.mm PVC armoured LTUG cable (above GL) SD-224 | 868 | RMT | 10 | 8680 |  | 0 |  | 0 | 0 |  | 0 |  | 0 | 0 | 0 | 10 | 8680
| S&F 3.5 X 35mm LTUG CABLE | 500 | RMT |  | 0 |  | 0 |  | 0 | 0 |  | 0 |  | 0 | 0 | 0 | 0 | 0
| S&F 3.5 X 25mm LTUG CABLE Above GL | 397 | RMT | 20 | 7940 |  | 0 |  | 0 | 0 |  | 0 |  | 0 | 0 | 0 | 20 | 7940
| S&F 2X6 Sq.mm LTUG CABLE | 245 | Rmt | 70 | 17150 |  | 0 |  | 0 | 0 |  | 0 |  | 0 | 0 | 0 | 70 | 17150
| Supplying and fixing of brass cable gland suitable for 3.5 core 50 Sqmm PVC armoured LTUG cable SD 188 | 551 | Each | 2 | 1102 |  | 0 |  | 0 | 0 |  | 0 |  | 0 | 0 | 0 | 2 | 1102
| Supplying and fixing of end termination suitable for 3.5 core 70 Sqmm PVC armoured LTUG cable | 464 | Each | 2 | 928 |  | 0 |  | 0 | 0 |  | 0 |  | 0 | 0 | 0 | 2 | 928
| FW 1.80 x 1.65 m ( Eight Leaves) | 5861.64 | Sqm |  | 0 |  | 0 |  | 0 | 0 |  | 0 |  | 0 | 0 | 0 | 0 | 0
| 1.80 x 1.35 mt.window (Three leaves) | 4982.31 | Sqm |  | 0 |  | 0 |  | 0 | 0 |  | 0 |  | 0 | 0 | 0 | 0 | 0
| KW 1.20 x 1.05 m (Two leaves) | 5291.33 | Sqm |  | 0 |  | 0 |  | 0 | 0 |  | 0 |  | 0 | 0 | 0 | 0 | 0
| 1.50 x 1.35 mt.window (three leaves) | 5279.52 | Sqm |  | 0 |  | 0 |  | 0 | 0 |  | 0 |  | 0 | 0 | 0 | 0 | 0
| 0.75 x 1.35 mt.window ( single leaf) | 4618.89 | Sqm |  | 0 |  | 0 |  | 0 | 0 |  | 0 |  | 0 | 0 | 0 | 0 | 0
| Aluminium window openable 1.35x1.35m (Two leaves)Cochin House | 4798.3 | Sqm |  | 0 |  | 0 |  | 0 | 0 |  | 0 |  | 0 | 0 | 0 | 0 | 0
| Aluminium window openable 1.35x1.05m (Two leaves) | 5140.34 | Sqm |  | 0 |  | 0 |  | 0 | 0 |  | 0 |  | 0 | 0 | 0 | 0 | 0
| Aluminium window openable 1.2x1.35m (Two leaves) | 5031.2 | Sqm |  | 0 |  | 0 |  | 0 | 0 |  | 0 |  | 0 | 0 | 0 | 0 | 0
| Aluminium window openable 1.80 x 1.65 m =2.97m2 FRENCH WINDOW (Reference Data Nagapattinam AR - Ph-xix | 4726.38 | Sqm |  | 0 |  | 0 |  | 0 | 0 |  | 0 |  | 0 | 0 | 0 | 0 | 0
| Supply and fixing of 100 amps TPN sheet double break switch with HRC fuse and neutral on suitable angle iron frame work with MS cable entry boxes and PWD earthing(SR-14-15(p-65) | 6950 | Each |  | 0 |  | 0 |  | 0 | 0 |  | 0 |  | 0 | 0 | 0 | 0 | 0
| Supply and fixing of 200 amps fuse unit SRP-66 | 973.9 | Each | 1 | 973.9 |  | 0 |  | 0 | 0 |  | 0 |  | 0 | 0 | 0 | 1 | 973.9
| Supply and fixing of 200 amps TPN switch with HRC fuses sheet steel double break SRP-65, 3 © | 9470 | Each |  | 0 |  | 0 |  | 0 | 0 |  | 0 |  | 0 | 0 | 0 | 0 | 0
| Supply and fixing of 250 amps cubical type panel board | 293 | Each |  | 0 |  | 0 |  | 0 | 0 |  | 0 |  | 0 | 0 | 0 | 0 | 0
| Supplying and fixing of SS Soap Tray including cost of all materials and all labour charges etc complete | 704.75 | Each |  | 0 |  | 0 |  | 0 | 0 |  | 0 |  | 0 | 0 | 0 | 0 | 0
| Supplying and fixing of CP Angle cock including cost of all materials and all labour charges etc complete (SR P-49 2021-2022) | 769 | Each |  | 0 |  | 0 |  | 0 | 0 |  | 0 |  | 0 | 0 | 0 | 0 | 0
| Supplying and fixing of 25x 3mm Copper flat | 473.5 | Rmt |  | 0 |  | 0 |  | 0 | 0 |  | 0 |  | 0 | 0 | 0 | 0 | 0
| Supply and fixing of Health faucet approved quality with ISI mark | 994 | Each |  | 0 |  | 0 |  | 0 | 0 |  | 0 |  | 0 | 0 | 0 | 0 | 0
| S&F TPN 12 way DB encloser (SR-p-80) | 11481.8 | Each |  | 0 |  | 0 |  | 0 | 0 |  | 0 |  | 0 | 0 | 0 | 0 | 0
| S&F TPN 8 way DB encloser CER No.178/2013-14 | 5325.6 | Each |  | 0 |  | 0 |  | 0 | 0 |  | 0 |  | 0 | 0 | 0 | 0 | 0
| S&F TPN 6 way DB encloser CER No.178/2013-14 | 8254.6 | Each |  | 0 |  | 0 |  | 0 | 0 |  | 0 |  | 0 | 0 | 0 | 0 | 0
| S&F TPN 4 way DB encloser CER No.178/2013-14 | 6588 | Each |  | 0 |  | 0 |  | 0 | 0 |  | 0 |  | 0 | 0 | 0 | 0 | 0
| Supply and fixing of spot light of approved make and company with ISI CFL bulb CER No.178/13-14 | 593 | Each |  | 0 |  | 0 |  | 0 | 0 |  | 0 |  | 0 | 0 | 0 | 0 | 0
| S&F OF UPVC Windows ( Non Schedule item ) |  |  |  | 0 |  | 0 |  | 0 | 0 |  | 0 |  | 0 | 0 | 0 | 0 | 0
| a) FW 900 X 2100 | 6300 | Sqm |  | 0 |  | 0 |  | 0 | 0 |  | 0 |  | 0 | 0 | 0 | 0 | 0
| b) W 1800 X 1650 | 6300 | Sqm |  | 0 |  | 0 |  | 0 | 0 |  | 0 |  | 0 | 0 | 0 | 0 | 0
| c) W1 1500 X 1650 | 6300 | Sqm |  | 0 |  | 0 |  | 0 | 0 |  | 0 |  | 0 | 0 | 0 | 0 | 0
| d) W0 2400 X 1650 | 6300 | Sqm |  | 0 |  | 0 |  | 0 | 0 |  | 0 |  | 0 | 0 | 0 | 0 | 0
| e) W2 1200 X 1650 | 6300 | Sqm |  | 0 |  | 0 |  | 0 | 0 |  | 0 |  | 0 | 0 | 0 | 0 | 0
| 0 | 6300 | Sqm |  | 0 |  | 0 |  | 0 | 0 |  | 0 |  | 0 | 0 | 0 | 0 | 0
| g) FW1 4800 X 2300 | 6300 | Sqm |  | 0 |  | 0 |  | 0 | 0 |  | 0 |  | 0 | 0 | 0 | 0 | 0
| h) FW2 4200 X 2300 | 6300 | Sqm |  | 0 |  | 0 |  | 0 | 0 |  | 0 |  | 0 | 0 | 0 | 0 | 0
| S & F of sodium vapour lamp with fitting 250watts | 5654 | Each |  | 0 |  | 0 |  | 0 | 0 |  | 0 |  | 0 | 0 | 0 | 0 | 0
| Supplying and fixing in position of UPVC Ventilator louvered ventilator type for all sizes SR 2021-2022 p-66 | 7720 | Sqm | 80.8 | 623776 |  | 0 |  | 0 | 0 |  | 0 |  | 0 | 0 | 0 | 80.8 | 623776
| Supplying and fixing in position of UPVC window of casement type( open) for all sizes SR 2021-2022 p-65 | 7126 | Sqm | 351.12 | 2502081.12 |  | 0 |  | 0 | 0 |  | 0 |  | 0 | 0 | 0 | 351.12 | 2502081.12
| Supply and fixing of colour wash basin oval shape CER No.178/2013-14 | 2286.45 | Each |  | 0 |  | 0 |  | 0 | 0 |  | 0 |  | 0 | 0 | 0 | 0 | 0
| Supplying and Fixing of Rolling shutters of all sizes (under 8m2) PWD SR | 2131 | Sqm |  | 0 |  | 0 |  | 0 | 0 |  | 0 |  | 0 | 0 | 0 | 0 | 0
| Supplying and fixing of solid core flush door shutter of thickness 35mm |  |  |  | 0 |  | 0 |  | 0 | 0 |  | 0 |  | 0 | 0 | 0 | *
| a) door size 1.80 m x 2.40 (Double leaf) | 2978.1 | Sqm |  | 0 |  | 0 |  | 0 | 0 |  | 0 |  | 0 | 0 | 0 | 0 | 0
| b) door size 1.80 m x 2.10 (Double leaf) | 2993.83 | Sqm | 13.2 | 39518.556 |  | 0 |  | 0 | 0 |  | 0 |  | 0 | 0 | 0 | 13.2 | 39518.556
| c) door size 1.50 m x 2.40 (Double leaf) | 3018.53 | Sqm |  | 0 |  | 0 |  | 0 | 0 |  | 0 |  | 0 | 0 | 0 | 0 | 0
| d). door size 1.50 m x 2.100 (Double leaf) | 3088.34 | Sqm | 37.8 | 116739.252 |  | 0 |  | 0 | 0 |  | 0 |  | 0 | 0 | 0 | 37.8 | 116739.252
| e). door size 1.200 m x 2.400 (double Leaf) | 3212.45 | Sqm |  | 0 |  | 0 |  | 0 | 0 |  | 0 |  | 0 | 0 | 0 | 0 | 0
| f). door size 1.200m x 2.100 (Double leaf) | 3236.56 | Sqm |  | 0 |  | 0 |  | 0 | 0 |  | 0 |  | 0 | 0 | 0 | 0 | 0
| g). door size 1.000 m x 2.100 (Single Leaf) | 2948.63 | Sqm | 27 | 79613.01 |  | 0 |  | 0 | 0 |  | 0 |  | 0 | 0 | 0 | 27 | 79613.01
| h). door size 1.00 m x 2.400 (Single Leaf) | 2922.19 | Sqm |  | 0 |  | 0 |  | 0 | 0 |  | 0 |  | 0 | 0 | 0 | 0 | 0
| i. door size 0.900 m x 2.100 (Single Leaf) | 3011.86 | Sqm |  | 0 |  | 0 |  | 0 | 0 |  | 0 |  | 0 | 0 | 0 | 0 | 0
| i. door size 0.900 m x 2.400 (Single Leaf) | 2982.24 | Sqm |  | 0 |  | 0 |  | 0 | 0 |  | 0 |  | 0 | 0 | 0 | 0 | 0
| Providing additional strutting to centering of plain surface. | 32.02 | Sqm |  | 0 |  | 0 |  | 0 | 0 |  | 0 |  | 0 | 0 | 0 | 0 | 0
| S & F of Granite slab of size 4'x2', 18 to 20mm Thick For kitchen arrangements (jet black) |  |  |  | 0 |  | 0 |  | 0 | 0 |  | 0 |  | 0 | 0 | 0 | *
| a. In Ground floor | 1924.39 | Sqm | 27.37 | 52670.5543 |  | 0 |  | 0 | 0 |  | 0 |  | 0 | 0 | 0 | 27.37 | 52670.5543
| b. In First floor | 1928.87 | Sqm |  | 0 |  | 0 |  | 0 | 0 |  | 0 |  | 0 | 0 | 0 | 0 | 0
| c. In Second floor | 1933.35 | Sqm |  | 0 |  | 0 |  | 0 | 0 |  | 0 |  | 0 | 0 | 0 | 0 | 0
| d. In Third floor | 1937.83 | Sqm |  | 0 |  | 0 |  | 0 | 0 |  | 0 |  | 0 | 0 | 0 | 0 | 0
| S & F of Granite tile of size 2'x 1', 10mm Thick For (jet black) |  |  |  | 0 |  | 0 |  | 0 | 0 |  | 0 |  | 0 | 0 | 0 | 0 | 0
| a. In Ground floor | 1055.26 | Sqm |  | 0 |  | 0 |  | 0 | 0 |  | 0 |  | 0 | 0 | 0 | 0 | 0
| b. In First floor | 1057.5 | Sqm |  | 0 |  | 0 |  | 0 | 0 |  | 0 |  | 0 | 0 | 0 | 0 | 0
| c. In Second floor | 1059.74 | Sqm |  | 0 |  | 0 |  | 0 | 0 |  | 0 |  | 0 | 0 | 0 | 0 | 0
| c. In Third floor | 1061.69 | Sqm |  | 0 |  | 0 |  | 0 | 0 |  | 0 |  | 0 | 0 | 0 | 0 | 0
| Aluminum Louvered ventilators |  |  |  | 0 |  | 0 |  | 0 | 0 |  | 0 |  | 0 | 0 | 0 | 0 | 0
| a. 1.35 x 0.60 mt ventilators | 4806.09 | Sqm |  | 0 |  | 0 |  | 0 | 0 |  | 0 |  | 0 | 0 | 0 | 0 | 0
| d. 1.0 x 0.60 mt ventilators | 4803.41 | Sqm |  | 0 |  | 0 |  | 0 | 0 |  | 0 |  | 0 | 0 | 0 | 0 | 0
| a. 0.90 x 0.60 mt ventilators | 4803.41 | Sqm |  | 0 |  | 0 |  | 0 | 0 |  | 0 |  | 0 | 0 | 0 | 0 | 0
| c. 0.75 x 0.60 mt ventilators | 5016.33 | Sqm |  | 0 |  | 0 |  | 0 | 0 |  | 0 |  | 0 | 0 | 0 | 0 | 0
| b. 0.60 x 0.60 mt ventilators | 5326.5 | Sqm |  | 0 |  | 0 |  | 0 | 0 |  | 0 |  | 0 | 0 | 0 | 0 | 0
| Supply & Fixing of MS door (for lockup door ) |  |  |  | 0 |  | 0 |  | 0 | 0 |  | 0 |  | 0 | 0 | 0 | 0 | 0
| MS door of Size 1000 x 2100mm | 8458.2 | each |  | 0 |  | 0 |  | 0 | 0 |  | 0 |  | 0 | 0 | 0 | 0 | 0
| MS door of Size 750 x 1350mm | 5510.55 | Each |  | 0 |  | 0 |  | 0 | 0 |  | 0 |  | 0 | 0 | 0 | 0 | 0
| Supply & Fixing of MS ventilator of size ( lockup) |  |  |  | 0 |  | 0 |  | 0 | 0 |  | 0 |  | 0 | 0 | 0 | 0 | 0
| MS Ventilator of Size 1350 x 600mm | 3840.75 | Sqm |  | 0 |  | 0 |  | 0 | 0 |  | 0 |  | 0 | 0 | 0 | 0 | 0
| MS ventilator of size 1200 x 800 mm | 4173.82 | Sqm |  | 0 |  | 0 |  | 0 | 0 |  | 0 |  | 0 | 0 | 0 | 0 | 0
| MS ventilator of size 1200 x 600 mm | 3884.75 | Sqm |  | 0 |  | 0 |  | 0 | 0 |  | 0 |  | 0 | 0 | 0 | 0 | 0
| MS ventilator of size 1000 x 800 mm | 4106.45 | Sqm |  | 0 |  | 0 |  | 0 | 0 |  | 0 |  | 0 | 0 | 0 | 0 | 0
| MS Ventilator of Size 900 x 600mm | 4366.33 | Sqm |  | 0 |  | 0 |  | 0 | 0 |  | 0 |  | 0 | 0 | 0 | 0 | 0
| MS Ventilator of Size 600 x 600mm | 4626.81 | Sqm |  | 0 |  | 0 |  | 0 | 0 |  | 0 |  | 0 | 0 | 0 | 0 | 0
| MS Ventilator of Size 1285 x 600mm | 3984.57 | Sqm |  | 0 |  | 0 |  | 0 | 0 |  | 0 |  | 0 | 0 | 0 | 0 | 0
| Supply and fixing of 19mm dia steam pipe for down rod of fan (SD 106) | 61.8 | Each |  | 0 |  | 0 |  | 0 | 0 |  | 0 |  | 0 | 0 | 0 | 0 | 0
| Supply and fixing of SS Towel rail (75cm length) CER No.178/13-14 | 405 | Rmt |  | 0 |  | 0 |  | 0 | 0 |  | 0 |  | 0 | 0 | 0 | 0 | 0
| Supply and fixing of weld mesh of size 7.5x2.5cmx10gauge | 325 | Sqm |  | 0 |  | 0 |  | 0 | 0 |  | 0 |  | 0 | 0 | 0 | 0 | 0
| Supply and fixing of Chicken mesh | 35 | Sqm |  | 0 |  | 0 |  | 0 | 0 |  | 0 |  | 0 | 0 | 0 | 0 | 0
| S & F of 15mm dia Engineering Polymer Tap (long body ) for coastal area only | 245 | Each | 105 | 25725 |  | 0 |  | 0 | 0 |  | 0 |  | 0 | 0 | 0 | 105 | 25725
| S & F of 15mm dia Engineering Polymer Tap short body tap for coastal area only | 234 | Each | 138 | 32292 |  | 0 |  | 0 | 0 |  | 0 |  | 0 | 0 | 0 | 138 | 32292
| S & F of CFL road way lighting luminaries suitable for fixing 36w CFL lamp | 3190.2 | Each |  | 0 |  | 0 |  | 0 | 0 |  | 0 |  | 0 | 0 | 0 | 0 | 0
| Prviding Augering 30 cm dia for compound wall | 378.37 | Rmt |  | 0 |  | 0 |  | 0 | 0 |  | 0 |  | 0 | 0 | 0 | 0 | 0
| Finshing the top of Terrace floor with one course of solar reflective Ceramic tiles without base concrete | 1584.95 | Sqm. | 850 | 1347207.5 |  | 0 |  | 0 | 0 |  | 0 |  | 0 | 0 | 0 | 850 | 1347207.5
51. 1 | HDPE water tank 200 lit capacity with ISI mark | 1920 | Each |  | 0 |  | 0 |  | 0 | 0 |  | 0 |  | 0 | 0 | 0 | 0 | 0
| UPVC Non Pressure pipe of SN8 SDR 34 ( S 16.5) as per IS 15328/2003 |  |  |  | 0 |  | 0 |  | 0 | 0 |  | 0 |  | 0 | 0 | 0 | *
| a. 110 mm UPVC Non Pressure pipe | 459.03 | Rmt | 150 | 68854.5 |  | 0 |  | 0 | 0 |  | 0 |  | 0 | 0 | 0 | 150 | 68854.5
| b. 160 mm UPVC Non Pressure pipe | 770.06 | Rmt | 250 | 192515 |  | 0 |  | 0 | 0 |  | 0 |  | 0 | 0 | 0 | 250 | 192515
| PVC Specials as per IS 10124/1982 Part II |  |  |  | 0 |  | 0 |  | 0 | 0 |  | 0 |  | 0 | 0 | 0 | 0 | 0
| a. 110 mm dia PVC bend (TWAD SR 19-20 P-19 S.No-4 ) | 156 | Each |  | 0 |  | 0 |  | 0 | 0 |  | 0 |  | 0 | 0 | 0 | 0 | 0
| b. 160 mm dia PVC bend (TWAD SR 19-20 P-19 it-1.5, S.No-4 ) | 497 | Each |  | 0 |  | 0 |  | 0 | 0 |  | 0 |  | 0 | 0 | 0 | 0 | 0
| PVC Equal Tee as per BIS 7834/1975 |  |  |  | 0 |  | 0 |  | 0 | 0 |  | 0 |  | 0 | 0 | 0 | 0 | 0
| a. 110 mm dia PVC Equal tee(TWAD SR 19-20 P-19 S.No-9 ) | 186 | Each |  | 0 |  | 0 |  | 0 | 0 |  | 0 |  | 0 | 0 | 0 | 0 | 0
| b. 160 mm dia PVC Equal tee(TWAD SR 19-20 P-19 S.No-9 ) | 328 | Each |  | 0 |  | 0 |  | 0 | 0 |  | 0 |  | 0 | 0 | 0 | 0 | 0
| S & F of Indian Water closet white glazed (Oriya type) of size 580 x 440mm with PVC SWR grade ' P' or "S' trap - in G.F. | 3179.94 | Each |  | 0 |  | 0 |  | 0 | 0 |  | 0 |  | 0 | 0 | 0 | 0 | 0
| S & F of Indian Water closet white glazed (Oriya type) of size 580 x 440mm with PVC SWR grade ' P' or "S' trap- Other than G.F. | 4935.6 | Each |  | 0 |  | 0 |  | 0 | 0 |  | 0 |  | 0 | 0 | 0 | 0 | 0
| S & F of E.W.C.(White) 500 mm with PVC SWR grade "P" or "S" TRAP | 6848.35 | Each |  | 0 |  | 0 |  | 0 | 0 |  | 0 |  | 0 | 0 | 0 | 0 | 0
| S & F of E.W.C.( Colour) 500 mm with PVC SWR grade "P" or "S" TRAP | 7238.35 | Each |  | 0 |  | 0 |  | 0 | 0 |  | 0 |  | 0 | 0 | 0 | 0 | 0
| French window ( SP Perambalur) |  |  |  | 0 |  | 0 |  | 0 | 0 |  | 0 |  | 0 | 0 | 0 | 0 | 0
| a. FW (2.1 x 2.0 m ) 3 bay openable | 3411.78 | Sqm |  | 0 |  | 0 |  | 0 | 0 |  | 0 |  | 0 | 0 | 0 | 0 | 0
| b.FW 1 (1.80 x 2.0 m )3 bay openable | 3713 | Sqm |  | 0 |  | 0 |  | 0 | 0 |  | 0 |  | 0 | 0 | 0 | 0 | 0
| c. FW 2 (1.20 x 2.0 m ) 2 bay openable | 3713.01 | Sqm |  | 0 |  | 0 |  | 0 | 0 |  | 0 |  | 0 | 0 | 0 | 0 | 0
| d.FW 3 (0.75 x 2.0 m ) Single bay openable | 4161.15 | Sqm |  | 0 |  | 0 |  | 0 | 0 |  | 0 |  | 0 | 0 | 0 | 0 | 0
| e. FD/ FW (0.57 x 2.0 m )Single bay openable | 5016.05 | Sqm |  | 0 |  | 0 |  | 0 | 0 |  | 0 |  | 0 | 0 | 0 | 0 | 0
| f. 1.50 x 2.00 mt.window sankar nagar DSP | 3405.09 | Sqm |  | 0 |  | 0 |  | 0 | 0 |  | 0 |  | 0 | 0 | 0 | 0 | 0
| Wiring with 1.5 sqmm PVC insulated single core multi strand fire retardant flexible copper cable with ISI mark confirming IS: 694:1990. ( PVC Box , Fire Retarded Box) For Coastal only |  |  |  | 0 |  | 0 |  | 0 | 0 |  | 0 |  | 0 | 0 | 0 | *
| a. Light point with ceiling rose | 1494 | Each | 1007 | 1504458 |  | 0 |  | 0 | 0 |  | 0 |  | 0 | 0 | 0 | 1007 | 1504458
| b. Light point without ceiling rose | 1497 | Each | 514 | 769458 |  | 0 |  | 0 | 0 |  | 0 |  | 0 | 0 | 0 | 514 | 769458
| c. Calling bell point with Buzzer/Calling bell | 1526 | Each | 20 | 30520 |  | 0 |  | 0 | 0 |  | 0 |  | 0 | 0 | 0 | 20 | 30520
| Wiring with 1.5 sqmm PVC insulated single core multi strand fire retardant flexible copper cable with ISI mark confirming IS: 694:1990 for Fan point.(PVC Electrical Box ) | 1547 | Each | 632 | 977704 |  | 0 |  | 0 | 0 |  | 0 |  | 0 | 0 | 0 | 632 | 977704
| Wiring with 1.5 sqmm PVC insulated single core multi strand fire retardant flexible copper cable with ISI mark confirming IS: 694:1990 for Staircase Light Point.(PVC Electrical Box ) | 2796 | Each | 30 | 83880 |  | 0 |  | 0 | 0 |  | 0 |  | 0 | 0 | 0 | 30 | 83880
67.1 | Wiring with 1.5 sqmm PVC insulated single core multi strand fire retardant flexible copper cable with ISI mark confirming IS: 694:1990 for 5 amps 5 pin plug socket point @ Switch Board Itself. | 765 | Each | 404 | 309060 |  | 0 |  | 0 | 0 |  | 0 |  | 0 | 0 | 0 | 404 | 309060
| Wiring with 1.5 sqmm PVC insulated single core multi strand fire retardant flexible copper cable with ISI mark confirming IS: 694:1990 for 5 amps 5 pin plug socket point @ Convenient Places.(PVC Electrical Box ) | 1038 | Each | 386 | 400668 |  | 0 |  | 0 | 0 |  | 0 |  | 0 | 0 | 0 | 386 | 400668
| Supplying and fixing of 15 Amps 3 pin flush type plug using ( PVC Box , Fire Retarded Box) | 133.5 | Each | 154 | 20559 |  | 0 |  | 0 | 0 |  | 0 |  | 0 | 0 | 0 | 154 | 20559
| Fabrication of Mild steel / RTS grills (without cement slurry) for all sizes of rods.(BINDING WIRE insulated with PVC) | 81223.8 | MT | 233.53 | 18968194.014 |  | 0 | 1.6 | 3.2 | 259916.16 |  | 0 |  | 0 | 3.2 | 259916.16 | 236.73 | 19228110.174
| PVC SWR 110 mm dia with ISI mark type- A for Rain water down fall pipe(UPVC SPECIAL CLAMP ) | 338.74 | Rmt | 684 | 231698.16 |  | 0 |  | 0 | 0 |  | 0 |  | 0 | 0 | 0 | 684 | 231698.16
| Supply and fixing in posistion of 6 rows of 10 guage GI barbed wire 20 guage | 35.23 |  |  | 0 |  | 0 |  | 0 | 0 |  | 0 |  | 0 | 0 | 0 | 0 | 0
| Supply ,laying & jointing the following pipes as per ASTM D 1785 of schedule 40 with UPVC Specials |  |  |  | 0 |  | 0 |  | 0 | 0 |  | 0 |  | 0 | 0 | 0 | 0 | 0
| a. 32 mm dia | 240.49 | Rmt |  | 0 |  | 0 |  | 0 | 0 |  | 0 |  | 0 | 0 | 0 | 0 | 0
| b. 25 mm dia | 223.26 | Rmt |  | 0 |  | 0 |  | 0 | 0 |  | 0 |  | 0 | 0 | 0 | 0 | 0
| c. 20mm dia PVC water supply ASTM pipe (fully consealed in walls) | 220.47 | Rmt |  | 0 |  | 0 |  | 0 | 0 |  | 0 |  | 0 | 0 | 0 | 0 | 0
|  | 355.87 | Sqm |  | 0 |  | 0 |  | 0 | 0 |  | 0 |  | 0 | 0 | 0 | 0 | 0
| S & F of 15mm dia half turn CP long body tap | 480 | Each |  | 0 |  | 0 |  | 0 | 0 |  | 0 |  | 0 | 0 | 0 | 0 | 0
| S & F of 15mm dia half turn CP short body tap | 432 | Each |  | 0 |  | 0 |  | 0 | 0 |  | 0 |  | 0 | 0 | 0 | 0 | 0
| S & F of MS angle of size 50x 50x 5mm | 51.4 | Kg |  | 0 |  | 0 |  | 0 | 0 |  | 0 |  | 0 | 0 | 0 | 0 | 0
| Granite Tiles flooring in cm1:3,20mm thk sathali steel/ grey | 2224.08 | Sqm |  | 0 |  | 0 |  | 0 | 0 |  | 0 |  | 0 | 0 | 0 | 0 | 0
1.9.3.1 | Bored cast sit piles installation of vertical cast in Situ Bored piles of following dia using Standardised concrete mix M30 Grade) as per nagapattinam data For Coastal area |  |  |  | 0 |  | 0 |  | 0 | 0 |  | 0 |  | 0 | 0 | 0 | 0 | 0
| a.500mm dia pile | 3037.52 | Rmt |  | 0 |  | 0 |  | 0 | 0 |  | 0 |  | 0 | 0 | 0 | 0 | 0
| b.450mm dia pile | 2692.95 | Rmt |  | 0 |  | 0 |  | 0 | 0 |  | 0 |  | 0 | 0 | 0 | 0 | 0
| c.400mm dia pile | 2384.22 | Rmt |  | 0 |  | 0 |  | 0 | 0 |  | 0 |  | 0 | 0 | 0 | 0 | 0
| Removing of clay from pile inlucing conveyance charges, loading and unloading charges etc.,all complete |  |  |  | 0 |  | 0 |  | 0 | 0 |  | 0 |  | 0 | 0 | 0 | 0 | 0
| Chipping of RCC pile head of 500mm Dia of pile to the required cut off level and clearing away the debris from site with an average lead of 5 km etc. |  |  |  | 0 |  | 0 |  | 0 | 0 |  | 0 |  | 0 | 0 | 0 | 0 | 0
| a.500mm dia pile | 764.05 | Rmt |  | 0 |  | 0 |  | 0 | 0 |  | 0 |  | 0 | 0 | 0 | 0 | 0
| b.450mm dia pile | 619.82 | Rmt |  | 0 |  | 0 |  | 0 | 0 |  | 0 |  | 0 | 0 | 0 | 0 | 0
| c.400mm dia pile | 491.17 | Rmt |  | 0 |  | 0 |  | 0 | 0 |  | 0 |  | 0 | 0 | 0 | 0 | 0
| Mobilization Charges inclusive of Transportation to site assembling and Dismantling the rotary pile equipment employed for the works etc.(Qtn) | 40000 | No |  | 0 |  | 0 |  | 0 | 0 |  | 0 |  | 0 | 0 | 0 | 0 | 0
| Conducting Routine vertical compression load test for bored cast in situ RCC piles of various dia by direct loading in accordance with IS 2911(PART IV)1985 excluding cost of pile and dismantling the same after testing, includung finishing pile head etc.(CER .no.60/2016-2017. Est Cochin house) | 70000 | No |  | 0 |  | 0 |  | 0 | 0 |  | 0 |  | 0 | 0 | 0 | 0 | 0
| False ceiling with plain gybsum board (as per PWD SR. rate 2017-18, Anx- VI -It- 154 -a) | 713.54 | Sqm |  | 0 |  | 0 |  | 0 | 0 |  | 0 |  | 0 | 0 | 0 | 0 | 0
| Wiring with 1.5 sqmm PVC insulated single core multi strand fire retardant flexible copper cable with ISI mark confirming IS: 694:1990. (Open wiring) |  |  |  | 0 |  | 0 |  | 0 | 0 |  | 0 |  | 0 | 0 | 0 | 0 | 0
| a. Light point with ceiling rose | 830.1 | Each |  | 0 |  | 0 |  | 0 | 0 |  | 0 |  | 0 | 0 | 0 | 0 | 0
| b. Light point without ceiling rose | 833.2 | Each |  | 0 |  | 0 |  | 0 | 0 |  | 0 |  | 0 | 0 | 0 | 0 | 0
| calling bell | 871.3 | Each |  | 0 |  | 0 |  | 0 | 0 |  | 0 |  | 0 | 0 | 0 | 0 | 0
| Wiring with 1.5 sqmm PVC insulated single core multi strand fire retardant flexible copper cable with ISI mark confirming IS: 694:1990 for 5 amps 5 pin plug socket point @ Convenient Places.(Open wiring) | 638.5 | Each |  | 0 |  | 0 |  | 0 | 0 |  | 0 |  | 0 | 0 | 0 | 0 | 0
| Wiring with 1.5 sqmm PVC insulated single core multi strand fire retardant flexible copper cable with ISI mark confirming IS: 694:1990 for 5 amps 5 pin plug socket point @ Switch Board Itself.(Open wiring) | 765 | Each |  | 0 |  | 0 |  | 0 | 0 |  | 0 |  | 0 | 0 | 0 | 0 | 0
| Wiring with 1.5 sqmm PVC insulated single core multi strand fire retardant flexible copper cable with ISI mark confirming IS: 694:1990 for Fan point .(Open wiring) | 917.4 | RMT |  | 0 |  | 0 |  | 0 | 0 |  | 0 |  | 0 | 0 | 0 | 0 | 0
| Aluminium Partition wall 1/3 5.5mm thick glass & 2/3 Novapan sheet 12mm thick outer top and bottom | 3734.46 | Sqm |  | 0 |  | 0 |  | 0 | 0 |  | 0 |  | 0 | 0 | 0 | 0 | 0
| Supply and fixing of colour matt finish door 15 microns double leaf door ( 1500 x 2100 mm) | 5753.67 | Sqm |  | 0 |  | 0 |  | 0 | 0 |  | 0 |  | 0 | 0 | 0 | 0 | 0
| Supply and fixing of colour matt finish door 15 microns double leaf door ( 1000 x 2100 mm) | 7396.05 | Sqm |  | 0 |  | 0 |  | 0 | 0 |  | 0 |  | 0 | 0 | 0 | 0 | 0
| supplying and fixing of colour matt finish floor tiles of size 12"x12" floor tiles | 1314.29 | Sqm |  | 0 |  | 0 |  | 0 | 0 |  | 0 |  | 0 | 0 | 0 | 0 | 0
| supplying and fixing of colour matt finish floor tiles of size 12"x18" for wall tiles | 1604.92 | Sqm |  | 0 |  | 0 |  | 0 | 0 |  | 0 |  | 0 | 0 | 0 | 0 | 0
| Supply and fixing of 20 Amps DP plug and socket in sheet enclosure with 32 A DP MCB in Flush with wall with earth connection ( For AC Plug ) Legrand ( MDS) / Hager( L& T) Equivalent/ Superior variety Ele SD -140 /2020-2021 | 1830 | Each |  | 0 |  | 0 |  | 0 | 0 |  | 0 |  | 0 | 0 | 0 | 0 | 0
| Supplying nd laying of 1000 x 1000 x 300mm size ms 16 swg powder coated cable terminal box with two compartment with necessary bus bar connected with TNEB etc., | 46399 | Each | 1 | 46399 |  | 0 |  | 0 | 0 |  | 0 |  | 0 | 0 | 0 | 1 | 46399
| Supplying and fixing of 200 Amps metal clad switch with rewirable fuse units, (Revised PWD SR 18-19Pg.no.80 it-J Part c) | 8100 | Each |  | 0 |  | 0 |  | 0 | 0 |  | 0 |  | 0 | 0 | 0 | 0 | 0
| Supply and Laying Rubber Moulded Hyraulic Pressed Paver Block 83 mm thick including labour charges for laying etc ( as per DB/1469/2018) | 703.53 | Each | 175.02 | 123131.8206 |  | 0 |  | 0 | 0 |  | 0 |  | 0 | 0 | 0 | 175.02 | 123131.8206
| Supplying and fixing of 250 Watts Metal halide Flood light etc., CER.No.28/2020-2021 | 8624 | Each | 1 | 8624 |  | 0 |  | 0 | 0 |  | 0 |  | 0 | 0 | 0 | 1 | 8624
21.6 | R.C.C.Door frames of size 100 x 75mm with one edge grooves size 't' x 20 mm ( with out M20 or M30 grade old data ) |  |  |  | 0 |  | 0 |  | 0 | 0 |  | 0 |  | 0 | 0 | 0 | 0 | 0
| a. 900 x 2100 mm | 2637.55 | Each |  | 0 |  | 0 |  | 0 | 0 |  | 0 |  | 0 | 0 | 0 | 0 | 0
| c. 1200 x 2100 mm | 3151.68 | Each |  | 0 |  | 0 |  | 0 | 0 |  | 0 |  | 0 | 0 | 0 | 0 | 0
| d. 750 x 2100 mm | 2602.37 | Each |  | 0 |  | 0 |  | 0 | 0 |  | 0 |  | 0 | 0 | 0 | 0 | 0
| c. 1000 x 2100 mm | 2658.37 | Each |  | 0 |  | 0 |  | 0 | 0 |  | 0 |  | 0 | 0 | 0 | 0 | 0
| Supply and fixing of 9 watts LED bulb PWD SR P-115 | 134 | Each | 514 | 68876 |  | 0 |  | 0 | 0 |  | 0 |  | 0 | 0 | 0 | 514 | 68876
| Supply and fixing of 4' 18 watts LED Tube Light PWD SR P-114 | 666 | Each | 1007 | 670662 |  | 0 |  | 0 | 0 |  | 0 |  | 0 | 0 | 0 | 1007 | 670662
| Supply and fixing of Bulk Head fitting suitable for 12W LED Bulb | 462 | Each |  | 0 |  | 0 |  | 0 | 0 |  | 0 |  | 0 | 0 | 0 | 0 | 0
| Supply, fiing of 25W LED street light etc., | 3190 | Each | 14 | 44660 |  | 0 |  | 0 | 0 |  | 0 |  | 0 | 0 | 0 | 14 | 44660
| Supply and fixing of 12 watts LED bulb (qtn) | 170 | Each | 20 | 3400 |  | 0 |  | 0 | 0 |  | 0 |  | 0 | 0 | 0 | 20 | 3400
| Supply and fixing of Prepainting G.I. Window/ Ventilator with Grill( PWDSR-18-19)P-56 it-190 | 5350 | Sqm |  | 0 |  | 0 |  | 0 | 0 |  | 0 |  | 0 | 0 | 0 | 0 | 0
| Wallputty ( one coat) | 91.05 | Sqm | 11609 | 1056999.45 |  | 0 |  | 0 | 0 |  | 0 |  | 0 | 0 | 0 | 11609 | 1056999.45
| External electrical arrangements |  |  |  | 0 |  | 0 |  | 0 | 0 |  | 0 |  | 0 | 0 | 0 | 0 | 0
| Supply and erection of 125 Amps capacity floor mounting panel board (Cubical type) | 34607 | Each |  | 0 |  | 0 |  | 0 | 0 |  | 0 |  | 0 | 0 | 0 | 0 | 0
| Supplying of 4x16 sqmm PVC armoured LTUG cable (SD 203) (below ground level) | 410 | Rmt |  | 0 |  | 0 |  | 0 | 0 |  | 0 |  | 0 | 0 | 0 | 0 | 0
| Supply and fixing of brass cable gland for 4x16 sqmm PVC armoured LTUG cable (above ground level) (SD 221) | 301 | Each |  | 0 |  | 0 |  | 0 | 0 |  | 0 |  | 0 | 0 | 0 | 0 | 0
| Supplying and fixing of aluminium Crimping lugs for end termination for 4 core 10 sqmm LTUG cable PWD SR 2020-21 Page.no:91 |  |  |  | 0 |  | 0 |  | 0 | 0 |  | 0 |  | 0 | 0 | 0 | 0 | 0
| Run of 4 Wires of 6 sqmm PVC insulated single core multi strand fire retardant flexible copper cable with ISI mark confirming IS: 694:1990. | 403 | Rmt |  | 0 |  | 0 |  | 0 | 0 |  | 0 |  | 0 | 0 | 0 | 0 | 0
| Supplying and fixing 25W LED street light with necessary fittings | 2780 | Each |  | 0 |  | 0 |  | 0 | 0 |  | 0 |  | 0 | 0 | 0 | 0 | 0
| Supplying and applying of 3mm APP Membrance of approved quality by means of gas torching, over the one coat of bitumen primer (Quotation) | 725 | SQm | 290 | 210250 |  | 0 |  | 0 | 0 |  | 0 |  | 0 | 0 | 0 | 290 | 210250
| External water supply arrangements |  |  |  | 0 |  | 0 |  | 0 | 0 |  | 0 |  | 0 | 0 | 0 | 0 | 0
| Drilling of 150mm dia vertical bores in hard rock area including drilling of 180mm dia pilot bore well to the required depth as directed by the departmental officers including labour charges for inserting casing pipe assembling in the drilled holes including pasting the jointing with solvent cement if necessary grouting the casing pipes, etc and including transporting charges of drilling rig and supporting vehicles from one place to another for all depths below G.L. etc all complete. | 295 | Rmt |  | 0 |  | 0 |  | 0 | 0 |  | 0 |  | 0 | 0 | 0 | 0 | 0
| Supplying and delivery of 165mm dia outer dia/ suitable for 150mm dia borewell PVC casing pipe of 6kg/sq. cm and approved quality with ISI mark confirming to ISI specifications as per 12818/1992 for borewells with average wall thickness of 6.10mm and inner / outer threaded ends at standard length of 3.0m including transporting charges to site of work, etc all complete (TWAD SR19-20 p-22) | 549 | Rmt |  | 0 |  | 0 |  | 0 | 0 |  | 0 |  | 0 | 0 | 0 | 0 | 0
| Supplying and fixing of 165mm dia PVC end cap for borewell of best approved quality with ISI mark confirming to IS spwcifications, including cost of materials, conveyance at site and labour charges for fixing in position etc all complete (TWAD SR19-20 p-26) | 91 | Each |  | 0 |  | 0 |  | 0 | 0 |  | 0 |  | 0 | 0 | 0 | 0 | 0
| Supply and delivery of clear water vertical wet type 5 HP submersible pumpset (Duty 50 lpm x 175 m) suitable for 150mm dia borewell conforming to IS 8034/2002 with latest amendments and BEE 3 Star Rated capable of discharging noted LPM against head of water column due to all causes. The pump shall be with stainless steel shaft and dynamically balanced bronze or Cast SS impeller, brass screws and CI FG 200 grade pump bowl/dif user with ISI mark. The pump shall be directly coupled to a continues rated two pole suitable wet type vertical squirrel cage induction motor as per IS9283 suitable for operation in AC 3 phase 415 V+/- 10 %, 50 HZ +/- 5 % and as directed by the departmental officers. (Reputed brand like kirloskar, texmo or equivalent) (TWAD SR19-20 p-104) | 52204 | Each |  | 0 |  | 0 |  | 0 | 0 |  | 0 |  | 0 | 0 | 0 | 0 | 0
| Supplying and Fixing of MS fabricated DOL 5 HP Panel control Board of wall mounting type with ISI mark with AmMetre, Volt Metre indicating lamps ON/OFF push button with necessary conductors and Single Phase cum dry run preventer, relay suitable for the above including the wire for fixing sensor in all respects and as directed by the departmental officers. PWD 2021-22 p105 | 13260 | Each |  | 0 |  | 0 |  | 0 | 0 |  | 0 |  | 0 | 0 | 0 | 0 | 0
| Labour charges for 5 HP borewell submersible & 5 HP Openwell Submersible pumpset in borewell / Openwell including fixing and jointing submersible cable with proper clamps upto the srarter to required depth and also fixing of riser pipes to the required depth valves erection clamps, pressure gauges upto the exterior wall of pump room and erection of panel board consisting of TPICN switches starter, voltmeter, ammeter, three pilot (indicating) lamps capacitor single phasing preventor, water level guard and laying and jointing the cables and twin earthing as per IE rules etc. complete and testing the pumpset for trail run of 10 days.(TWAD SR19-20 p-297) | 10051.1 | Each |  | 0 | 4 | 40204.4 |  | 0 | 0 |  | 0 |  | 0 | 4 | 40204.4 | 4 | 40204.4
| Supply and delivery of 3 HP Open well Submersible pump set (Duty 50 lpm x 100m) conforming to IS 14220 /2002 and as amended and BEE 3 Star Rated capable of discharging the following duties due to all causes. The pump shall be with stainless steel shaft and dynamically balanced bronze mixed type impeller, CI FG 200 grade casing and brass screws and rotor shall be of copper rod as per IS 613/1984 with ISI mark. The pump should be directly coupled to 2880 rpm, 3 phase, 50 Hz (±5), 415V+6% & 415V-15% squirrel cage induction motor suitable for DOL upto 3 HP, Fully Automatic Air break Star Delta up to 20 HP and Auto Transformer starter for above 20 HP starting and for continuous operationand as directed by the departmental officers. (TWAD SR19-20 p-107) | 49684 | Each |  | 0 | 2 | 99368 |  | 0 | 0 |  | 0 |  | 0 | 2 | 99368 | 2 | 99368
| Supply & Fixing of stater for 3 HP Open well submersible motor with two level guard auto start with ISI mark (TWAD SR19-20 p-117) | 14095 | Each |  | 0 | 2 | 28190 |  | 0 | 0 |  | 0 |  | 0 | 2 | 28190 | 2 | 28190
| Supplying and fixing of 4sqmm Pvc insulated and unsheated 3 core flat type copper cable of approved quality with ISI mark ,etc all complete.(TWAD SR 20-21) | 166 | Rmt |  | 0 |  | 0 |  | 0 | 0 |  | 0 |  | 0 | 0 | 0 | 0 | 0
| Supplying and fixing of 32mm dia adopter for connecting submerssible pumpset with UPVC pipe etc. | 70 | Each |  | 0 |  | 0 |  | 0 | 0 |  | 0 |  | 0 | 0 | 0 | 0 | 0
| Supply and fixing of 32mm dia UPVC Pipes of best approved quality, with ISI mark including cost and conveyence and fixing in position etc., all complete in all respects complying with relevant standard specification and as directed by the departmental officer (The brand and quality of the 'U' PVC pipe should be got approved from EE before use) (PWD SR 2020-21 p-106) | 126 | RMT |  | 0 |  | 0 |  | 0 | 0 |  | 0 |  | 0 | 0 | 0 | 0 | 0
| Supplying, delivering and fixing of 16mm thick Nylon Rope, tying with the open well submersible pump and connecting at the top of well with necessary clamps etc., complete. (PWD SR 2020-21 p-105) | 60.6 | RMT |  | 0 |  | 0 |  | 0 | 0 |  | 0 |  | 0 | 0 | 0 | 0 | 0
| supplying and delivery of the following dia Of GI Pipe 'B' Class with ISI in etc above G.L |  |  |  | 0 |  | 0 |  | 0 | 0 |  | 0 |  | 0 | 0 | 0 | 0 | 0
| a) 25 mm Dia GI Pipe B Class Above ground level | 215 | RMT |  | 0 |  | 0 |  | 0 | 0 |  | 0 |  | 0 | 0 | 0 | 0 | 0
| b) 50 mm Dia GI Pipe B Class Above ground level | 380 | RMT |  | 0 |  | 0 |  | 0 | 0 |  | 0 |  | 0 | 0 | 0 | 0 | 0
| c) 65 mm dia GI Pipe Below ground level | 450 | RMT |  | 0 |  | 0 |  | 0 | 0 |  | 0 |  | 0 | 0 | 0 | 0 | 0
| Supplying and laying of the following GI specials including cost of clamping and labour charges, fixing G I pipes etc complete, all complete and as directed by the departmental officers |  |  |  | 0 |  | 0 |  | 0 | 0 |  | 0 |  | 0 | 0 | 0 | *
| a) 50mm x 32mm reducer (TWAD SR) | 73 | Each |  | 0 |  | 0 |  | 0 | 0 |  | 0 |  | 0 | 0 | 0 | 0 | 0
| b) 80mm dia GI pipe (TWAD SR) | 653 | Each | 60 | 39180 |  | 0 |  | 0 | 0 |  | 0 |  | 0 | 0 | 0 | 60 | 39180
| c) 50mm dia Hex Nipple (PWD SR) | 87 | Each |  | 0 |  | 0 |  | 0 | 0 |  | 0 |  | 0 | 0 | 0 | 0 | 0
| d)50mmm dia union (PWD SR) | 266.3 | Each |  | 0 |  | 0 |  | 0 | 0 |  | 0 |  | 0 | 0 | 0 | 0 | 0
| e) 80mm dia GI bend (TWAD SR) | 395 | Each | 4 | 1580 |  | 0 |  | 0 | 0 |  | 0 |  | 0 | 0 | 0 | 4 | 1580
| f) 50mm Tee (PWD SR) | 139.8 | Each |  | 0 |  | 0 |  | 0 | 0 |  | 0 |  | 0 | 0 | 0 | 0 | 0
| g)80mm dia GI coupling (TWAD SR) | 276 | Each | 6 | 1656 |  | 0 |  | 0 | 0 |  | 0 |  | 0 | 0 | 0 | 6 | 1656
| h) 65mm dia Gun Metal Non return valve (TWAD SR) | 1881 | Each |  | 0 |  | 0 |  | 0 | 0 |  | 0 |  | 0 | 0 | 0 | 0 | 0
| j) 32mm dia Gun Metal Gate valve (PWD SR) below ground level | 746 | Each |  | 0 |  | 0 |  | 0 | 0 |  | 0 |  | 0 | 0 | 0 | 0 | 0
| Supplying and fixing of Pvc of 10kg/cm² including labour charge etc complete |  |  |  | 0 |  | 0 |  | 0 | 0 |  | 0 |  | 0 | 0 | 0 | 0 | 0
[5 empty] | 0 |  | 0 |  | 0 | 0 |  | 0 |  | 0 | 0 | 0 | 0 | 0
| Supplying and fixing of Pvc of 10kg/cm² including labour charge etc complete 50 mm dia | 285 | Rmt |  | 0 |  | 0 |  | 0 | 0 |  | 0 |  | 0 | 0 | 0 | 0 | 0
| Supplying and delivery of following dia PVC Pipe( 10kg for .per.cm2)specials with ISI mark of best quality confirming to IS specification including cost of materials and conveyance etc., all complete and as directed by the departmental officers. |  |  |  | 0 |  | 0 |  | 0 | 0 |  | 0 |  | 0 | 0 | 0 | 0 | 0
| a) 50mm dia Tee (PWD SR) | 36.8 | Each |  | 0 |  | 0 |  | 0 | 0 |  | 0 |  | 0 | 0 | 0 | 0 | 0
| b) 50mm dia Elbow (PWD SR) | 24.5 | Each |  | 0 |  | 0 |  | 0 | 0 |  | 0 |  | 0 | 0 | 0 | 0 | 0
| c)40mm x 32mm dia reducer (PWD SR) | 11.4 | Each |  | 0 |  | 0 |  | 0 | 0 |  | 0 |  | 0 | 0 | 0 | 0 | 0
| d)50mm x 40mm dia reducer (PWD SR) | 19.6 | Each |  | 0 |  | 0 |  | 0 | 0 |  | 0 |  | 0 | 0 | 0 | 0 | 0
| h)32mm dia MTA | 14 | Each |  | 0 |  | 0 |  | 0 | 0 |  | 0 |  | 0 | 0 | 0 | 0 | 0
| i)32mm dia FTA | 13 | Each |  | 0 |  | 0 |  | 0 | 0 |  | 0 |  | 0 | 0 | 0 | 0 | 0
| Supply and fixinng of 50mm dia MS bore well clamp set best approved quality including cost of bolts, nuts and conveyance etc (TWAD SR) | 197 | Each |  | 0 |  | 0 |  | 0 | 0 |  | 0 |  | 0 | 0 | 0 | 0 | 0
| Supplying and fixing of Aluminium die castel letters including labour charge etc complete. CER.No.28/2020-21 |  |  |  | 0 |  | 0 |  | 0 | 0 |  | 0 |  | 0 | 0 | 0 | 0 | 0
| Supplying and fixing of Aluminium TNPHC Emblem of 18" height | 4200 | Nos | 1 | 4200 |  | 0 |  | 0 | 0 |  | 0 |  | 0 | 0 | 0 | 1 | 4200
| Supply and fixing of 12" Height Aluminium letters | 840 | Nos | 16 | 13440 |  | 0 |  | 0 | 0 |  | 0 |  | 0 | 0 | 0 | 16 | 13440
| Supply and fixing of 9" Height Aluminium letters | 720 | Nos | 13 | 9360 |  | 0 |  | 0 | 0 |  | 0 |  | 0 | 0 | 0 | 13 | 9360
| Supply and fixing og 5" dia plastic foam plate of 3mm tk with 3" height numbers | 150 | Nos |  | 0 |  | 0 |  | 0 | 0 |  | 0 |  | 0 | 0 | 0 | 0 | 0
| Supply and fixing of 20"x5" plastic foam name plate with vinyl cutting letters | 320 | Nos | 85 | 27200 |  | 0 |  | 0 | 0 |  | 0 |  | 0 | 0 | 0 | 85 | 27200
| Supply and fixing of 24"x8" plastic foam name plate with vinyl cutting letters | 450 | Nos | 1 | 450 |  | 0 |  | 0 | 0 |  | 0 |  | 0 | 0 | 0 | 1 | 450
| Supply and fixing of SFRC Manhole cover with frame with locking arrangements |  |  |  | 0 |  | 0 |  | 0 | 0 |  | 0 |  | 0 | 0 | 0 | *
| a.600mmx600mm | 2675 | Each | 15 | 40125 |  | 0 |  | 0 | 0 |  | 0 |  | 0 | 0 | 0 | 15 | 40125
| b.300mmx300mm | 500 | Each |  | 0 |  | 0 |  | 0 | 0 |  | 0 |  | 0 | 0 | 0 | 0 | 0
| Providing of PVC beeding for suitable size for corner of wall tile | 90.9 | Rmt | 480 | 43632 |  | 0 |  | 0 | 0 |  | 0 |  | 0 | 0 | 0 | 480 | 43632
| Supplying and Delivery of "Godraj Navtal" lock 6 lever with three keys (Quotation) | 364.41 | Nos |  | 0 |  | 0 |  | 0 | 0 |  | 0 |  | 0 | 0 | 0 | 0 | 0
| Supplying of Aluminium ladder 15 feet length (Quotation) | 6250 | Rmt |  | 0 |  | 0 |  | 0 | 0 |  | 0 |  | 0 | 0 | 0 | 0 | 0
| Safety Firest 4 Kg Fire Extinguisher Mono Ammonium Phosphate powder, stored pressure Type, pressure gauge, Gross weight 8 Kg | 4545 | Kg | 10 | 45450 |  | 0 |  | 0 | 0 |  | 0 |  | 0 | 0 | 0 | 10 | 45450
| Safty first fire 4.5 Kg, Co2 Gas type Fire xtinguisher, Easy weight management used unused mechanism, Gross weight 19.1Kg, empty weight 14.6 Kg, Can Height 857mm, diameter 140mm, dischare Time less than 10 sec. | 7575 | Kg | 15 | 113625 |  | 0 |  | 0 | 0 |  | 0 |  | 0 | 0 | 0 | 15 | 113625
| Prividing 300mm dia auger pile | 809.99 | Rmt |  | 0 |  | 0 |  | 0 | 0 |  | 0 |  | 0 | 0 | 0 | 0 | 0
| Manufacturing, Supplying and Fixing of Stainless Steel Hand rails for staircase using 50mm dia 304L Grade Stainless Steel pipe of 1.60mm thick at required locations to a height of 900mm from finished floor level welded to 38mm dia Stainless Steel pipe post of 1.00mm thick as vertical at 900mm centre with 2 Nos. of 25mm dia intermediate horizontal stainless steel pipe of 1.60mm thick in between. The vertical pipe has to be welded to the 100 X 100 X 6mm MS base plate encased in the base concrete. The rate is inclusive of the charges for cutting, bending, welding, grinding, polishing, conveyance, electrical charges, etc. comp | 5482 | Sqm | 155.8 | 854095.6 |  | 0 |  | 0 | 0 |  | 0 |  | 0 | 0 | 0 | 155.8 | 854095.6
| Drilling of borewell anywhere including transportation from one place to another place in alluvial soil or sedimentary starta mud circulation method 150mm dia |  |  |  | 0 |  | 0 |  | 0 | 0 |  | 0 |  | 0 | 0 | 0 | *
| (a) Drilling of borewell in upto 60m (TWAD SR 2019-20 p-293) | 551.04 | Rmt. |  | 0 | 40 | 22041.6 |  | 0 | 0 |  | 0 |  | 0 | 40 | 22041.6 | 40 | 22041.6
| Drilling of 150mm dia vertical bores in hardrock formation to any required depth using "DTH Rig" |  |  |  | 0 |  | 0 |  | 0 | 0 |  | 0 |  | 0 | 0 | 0 | *
| (a) Drilling of borewell in rock area (DTH) | 450 | Rmt. |  | 0 | 140 | 63000 |  | 0 | 0 |  | 0 |  | 0 | 140 | 63000 | 140 | 63000
| Reaming of borewell from 150mm dia pilot bore up to 300mm dia bore |  |  |  | 0 |  | 0 |  | 0 | 0 |  | 0 |  | 0 | 0 | 0 | *
| (a) upto 60m (TWAD SR 2019-20 p-294) | 385.7 | Rmt |  | 0 | 40 | 15428 |  | 0 | 0 |  | 0 |  | 0 | 40 | 15428 | 40 | 15428
| (b) above 60m to 90m (TWAD SR 2019-20 p-294) | 409.5 | Rmt |  | 0 |  | 0 |  | 0 | 0 |  | 0 |  | 0 | 0 | 0 | 0 | 0
| Supply and delivery of 150 mm OD of PVC casing pipes [6Kg/CM2] as per IS 12818 / 1992 of approved quality for borewells (TWAD SR 2020-21) | 618 | Rmt |  | 0 | 100 | 61800 |  | 0 | 0 |  | 0 |  | 0 | 100 | 61800 | 100 | 61800
| Supply and delivery of 150 mm OD ribbed screen pipes [6Kg/CM2] as per IS 12818 / 1992 of approved quality confirming of ISI mark of borewells (TWAD SR 2020-21) | 969 | Rmt |  | 0 | 80 | 77520 |  | 0 | 0 |  | 0 |  | 0 | 80 | 77520 | 80 | 77520
| Labour Charges for inserting PVC casing pipes assembly (with slots or without slots) in the drilled hole (TWAD SR 2020-21) | 346.3 | Rmt. |  | 0 | 180 | 62334 |  | 0 | 0 |  | 0 |  | 0 | 180 | 62334 | 180 | 62334
| Supply and fixing of 160 mm dia PVC endcap for borewell bottam and top cover including all cost. (TWAD SR 2020-21) | 105 | no |  | 0 | 2 | 210 |  | 0 | 0 |  | 0 |  | 0 | 2 | 210 | 2 | 210
| Charges for developing the borewell for the entire depth with air compressor of 300cfm capacity [Minimum 8 hours] (TWAD SR 2020-21) | 1760.7 | Hour |  | 0 | 16 | 28171.2 |  | 0 | 0 |  | 0 |  | 0 | 16 | 28171.2 | 16 | 28171.2
| Supplying and delivery of following materials |  |  |  | 0 |  | 0 |  | 0 | 0 |  | 0 |  | 0 | 0 | 0 | *
| a) MS Clamp set | 170 | Nos |  | 0 |  | 0 |  | 0 | 0 |  | 0 |  | 0 | 0 | 0 | 0 | 0
| a). Nylon rope (PWD SR 2021-2022 p-105) | 61.2 | Rmt |  | 0 | 190 | 11628 |  | 0 | 0 |  | 0 |  | 0 | 190 | 11628 | 190 | 11628
| b). 40MM Dia HDPE PIPES (PWD SR 2021-2022, Pg No. 105) | 117 | Rmt. |  | 0 | 180 | 21060 |  | 0 | 0 |  | 0 |  | 0 | 180 | 21060 | 180 | 21060
| d) 32mm dia Gate valve | 746 | Nos |  | 0 |  | 0 |  | 0 | 0 |  | 0 |  | 0 | 0 | 0 | 0 | 0
| e) 2.5 sqmm 3 core flat cable | 125 |  |  | 0 | 330 | 41250 |  | 0 | 0 |  | 0 |  | 0 | 330 | 41250 | 330 | 41250
| Supplying, laying, fixing and jointing of 40mm dia UPVC pipe (Below Ground level) | 242.41 | Rmt. |  | 0 | 224.8 | 54493.768 |  | 0 | 0 |  | 0 |  | 0 | 224.8 | 54493.768 | 224.8 | 54493.768
| Supplying, laying, fixing and jointing of 40mm dia UPVC pipe (Above Ground level) | 298.87 | Rmt. |  | 0 |  | 0 |  | 0 | 0 |  | 0 |  | 0 | 0 | 0 | 0 | 0
| Supply and delivery of Openwell Submersible motor pumpset | 22864 | Nos |  | 0 |  | 0 |  | 0 | 0 |  | 0 |  | 0 | 0 | 0 | 0 | 0
| Labour charges for the erection of submersible pumpset in borewell/openwell | 9758.34 | Nos |  | 0 |  | 0 |  | 0 | 0 |  | 0 |  | 0 | 0 | 0 | 0 | 0
| Supply and delivery of Submersible motor pumpset without panel board of 1.5 HP capacity 20 LPMx125m head of electric motor pump set (TWAD SR 2020-21) | 31547 | Nos |  | 0 | 2 | 63094 |  | 0 | 0 |  | 0 |  | 0 | 2 | 63094 | 2 | 63094
| Supplying and fixing of single phase panel board, DOL with two level guard and auto start for 1.5 HP (TWAD SR 2020-21) | 6128 | Each |  | 0 | 2 | 12256 |  | 0 | 0 |  | 0 |  | 0 | 2 | 12256 | 2 | 12256
| Labour charges for laying of flat cable above ground level | 97 | Rmt |  | 0 |  | 0 |  | 0 | 0 |  | 0 |  | 0 | 0 | 0 | 0 | 0
| Labour charges for laying of flat cable below ground level | 150 | Rmt |  | 0 |  | 0 |  | 0 | 0 |  | 0 |  | 0 | 0 | 0 | 0 | 0
| Supply and delivery of Plumbing fittings |  |  |  | 0 |  | 0 |  | 0 | 0 |  | 0 |  | 0 | 0 | 0 | *
| a) 50mm non return valve (TWAD SR 2020-21) | 2082 | Nos |  | 0 | 2 | 4164 |  | 0 | 0 |  | 0 |  | 0 | 2 | 4164 | 2 | 4164
| b) 50mm Gate valve (PWD SR 2021-22) | 1229 | Nos |  | 0 | 6 | 7374 |  | 0 | 0 |  | 0 |  | 0 | 6 | 7374 | 6 | 7374
| c) 50mm Union (PWD SR 2021-22) | 266.3 | Nos |  | 0 | 4 | 1065.2 |  | 0 | 0 |  | 0 |  | 0 | 4 | 1065.2 | 4 | 1065.2
| d) 50mm G.I. Pipe (PWD SR 2021-22) | 209 | Nos |  | 0 | 12 | 2508 |  | 0 | 0 |  | 0 |  | 0 | 12 | 2508 | 12 | 2508
| e) 50mm G.I. Bend (PWD SR 2021-22) | 116.3 | Nos |  | 0 | 4 | 465.2 |  | 0 | 0 |  | 0 |  | 0 | 4 | 465.2 | 4 | 465.2
| f) 50 mm dia GI coupling (PWD SR 2021-22) | 69.8 | Each |  | 0 | 8 | 558.4 |  | 0 | 0 |  | 0 |  | 0 | 8 | 558.4 | 8 | 558.4
| Gearless Lift without Machine Room | 2405000 | Each | 2 | 4810000 |  | 0 |  | 0 | 0 |  | 0 |  | 0 | 0 | 0 | 2 | 4810000 | 2 | 4610000 | 4 | 9220000
| Manufactureing and supply of single steel cot deluxe of size 78' X36'X18' | 4181 | Each | 450 | 1881450 |  | 0 |  | 0 | 0 |  | 0 |  | 0 | 0 | 0 | 450 | 1881450 | 450 | 1881450 | 900 | 3762900
| Wiring for lift well light point and socket outlet with 2 x 1.5 sqmm FRLS PVC insulated stranded copper conductor of 1100V grade along with 1 x 1.5 sqmm FRLS PVC insulated stranded copper conductor cable as earth wire in surface MS conduit including providing and fixing MS switch box, 2 Nos. 5A single way flush type switch for (controlling light point and socket Outlet), 1 No. 5A 5 Pin shuttered socket outlet with flush type switch and making necessary connections etc. as per specification. (Data - U) | 1473 | Each | 20 | 29460 |  | 0 |  | 0 | 0 |  | 0 |  | 0 | 0 | 0 | 20 | 29460 | 20 | 24140 | 40 | 48280
1 | Supply, installation, testing and commissioning of125 KVA Diesel Generator set complete with all accessories like engine, alternator, batteries with leads control panel, base frame, antivibration mounts, residential silencer, 200 litres fuel tank, intake & exhaust piping, fuel oil motor operated pump, other miscellaneous accessories for the total set including test trial run at load for 8 hrs at factory (inclusive of consumable oil etc) necessary control wiring for battery charger etc., annunciation etc. as per specifications give below. |  |  |  | 0 |  | 0 |  | 0 | 0 |  | 0 |  | 0 | 0 | 0 | *
| SUPPLY: |  |  |  | 0 |  | 0 |  | 0 | 0 |  | 0 |  | 0 | 0 | 0 | 0 | 0
| a) Engine |  |  |  | 0 |  | 0 |  | 0 | 0 |  | 0 |  | 0 | 0 | 0 | 0 | 0
| The engine shall be of continuous rated, turbo charged, water cooled, electric starting, multi cylinders, 1500 RPM, 4 stroke to be coupled to 62.5 KVA alternator. The engine shall be of radiator water cooled, high tensile strength steel forged crank shaft, induction hardened bearings, alloy cast iron removable wet liner cylinder block, corrosion resistant cylinder heads with supply and return lines and valves, crank shaft actuated injectors with integral fly wheel, ball type governor for fuel system, |  |  |  | 0 |  | 0 |  | 0 | 0 |  | 0 |  | 0 | 0 | 0 | 0 | 0
| forced feed gear type pump for lubrication, aluminum alloy ring carrier piston with provision for thermal expansion, exhaust gas driven turbocharger for fuel economy and low smoke and noise, heat and corrosion resistant intake and exhaust valves etc. It shall also be fitted with standard components like breather crank case, air filter, coolant filter, oil filter, fuel filter, electronic governor, central pump, panel instruments provided with ammeter, hour meter, water temperature gauge, lubricating oil temperature gauge, lubricating oil pressure |  |  |  | 0 |  | 0 |  | 0 | 0 |  | 0 |  | 0 | 0 | 0 | 0 | 0
| gauge, starting key switch, belt driven centrifuged coolant, heavy duty radiator, supports to engine from base frame with pedestal type support in the front and rear, residential silencer, alternator directly coupled to the engine, complete painting, lubricating oil measuring lever, base frame with cushion / antivibration pads, 24 volts electric startic equipment complete with starter motor alternator and batteries with cable etc. |  |  |  | 0 |  | 0 |  | 0 | 0 |  | 0 |  | 0 | 0 | 0 | 0 | 0
| b) Alternator |  |  |  | 0 |  | 0 |  | 0 | 0 |  | 0 |  | 0 | 0 | 0 | 0 | 0
| 62.5 KVA rated for continuous duty single ended, brush less, self excited, totally enclosed IP 21/22 enclosure, class of insulation H, regulation ± 5%, terminal box suitable for two run of 3.5 core 120 Sq.mm. PVC/XLPE insulated aluminum armoured cable, terminal voltage 415 volts, 50 Hz, 3 phase, 4 wire system, automatic voltage regulator, suitable mounting arrangements and coupling with the base frame and engine etc. and painting in suitable colour. |  |  |  | 0 |  | 0 |  | 0 | 0 |  | 0 |  | 0 | 0 | 0 | 0 | 0
| c) Logic Control panel |  |  |  | 0 |  | 0 |  | 0 | 0 |  | 0 |  | 0 | 0 | 0 | 0 | 0
| The Control panel shall be made of 14 & 16 SWG sheet steel mounted on a channel frame, floor mounting, free standing, dust proof, cubical type, front operated etc. It shall be provided with 125 A 15 KA TPN MCCB with U/V coil and thermal magnetic realise, current transformers with suitable ratio for metering and protection, earth fault relay, square digital type ammeter (0 – 100A), square digital type voltmeter (0 - 600V), digital type frequency meter, KWH meter, indicating lamps, fuses and also provision for auto start / auto stop, logic modules etc., |  |  |  | 0 |  | 0 |  | 0 | 0 |  | 0 |  | 0 | 0 | 0 | 0 | 0
| The panel shall be equipped with tinned copper bus bars of suitable size, duly provided with heat shrink PVC sleeves mounted on suitable support insulators. Separate bus bars for incoming and outgoing with cable entry at bottom of panel with removable gland plate separately for incoming and outgoing cables, panel lifting hooks, base frame etc. |  |  |  | 0 |  | 0 |  | 0 | 0 |  | 0 |  | 0 | 0 | 0 | 0 | 0
| Battery charger comprising of |  |  |  | 0 |  | 0 |  | 0 | 0 |  | 0 |  | 0 | 0 | 0 | 0 | 0
| a) Transformer |  |  |  | 0 |  | 0 |  | 0 | 0 |  | 0 |  | 0 | 0 | 0 | 0 | 0
| b) Rectifier |  |  |  | 0 |  | 0 |  | 0 | 0 |  | 0 |  | 0 | 0 | 0 | 0 | 0
| c) DC Ammeter |  |  |  | 0 |  | 0 |  | 0 | 0 |  | 0 |  | 0 | 0 | 0 | 0 | 0
| d) DC Voltmeter |  |  |  | 0 |  | 0 |  | 0 | 0 |  | 0 |  | 0 | 0 | 0 | 0 | 0
| e) Charging rate selector |  |  |  | 0 |  | 0 |  | 0 | 0 |  | 0 |  | 0 | 0 | 0 | 0 | 0
| f) Circuit Breaker |  |  |  | 0 |  | 0 |  | 0 | 0 |  | 0 |  | 0 | 0 | 0 | 0 | 0
| d) 200 litres fuel oil tank complete with strainer, breather cum filter, drain plug, delivery line with gate valve, fuel level indicator. Hand operated fuel oil pump is to be supplied. |  |  |  | 0 |  | 0 |  | 0 | 0 |  | 0 |  | 0 | 0 | 0 | 0 | 0
| e) Acoustic hood for housing the above DG set to be mounted on a concrete platform. The acoustic enclosure shall be of suitable size as per norms prescribed by Central Pollution Control Board (CPCB). The guaranteed noise level shall be of 75 decibals at 1 mtr. distance. |  |  |  | 0 |  | 0 |  | 0 | 0 |  | 0 |  | 0 | 0 | 0 | 0 | 0
| The enclosure shall be of totally weather, vermin and dust proof to enable the generator to operate at an ambient temperature of 48oC. The outer casing of the container shall be of sheet steel of suitable thickness. The total container shall be of powder coated. |  |  |  | 0 |  | 0 |  | 0 | 0 |  | 0 |  | 0 | 0 | 0 | 0 | 0
| f) Supply and laying of MS fuel line connection between fuel tank and the engine with suitable supports |  |  |  | 0 |  | 0 |  | 0 | 0 |  | 0 |  | 0 | 0 | 0 | 0 | 0
| g) Supply of residential silencer. |  |  |  | 0 |  | 0 |  | 0 | 0 |  | 0 |  | 0 | 0 | 0 | 0 | 0
| h) Mounting of starting bateeries with suitable angle iron frame work support. |  |  |  | 0 |  | 0 |  | 0 | 0 |  | 0 |  | 0 | 0 | 0 | 0 | 0
| i) The base frame shall be of fabricated MS channel frame of rigid welded construction for mounting the generator set. |  |  |  | 0 |  | 0 |  | 0 | 0 |  | 0 |  | 0 | 0 | 0 | 0 | 0
| j) Providing ducting for hot air |  |  |  | 0 |  | 0 |  | 0 | 0 |  | 0 |  | 0 | 0 | 0 | 0 | 0
| Vide TNPWD Electrical schedule of rates for the year 2019-20 item No. XIV PART "N" Clause 4j | 827600 | set |  | 0 |  | 0 |  | 0 | 0 | 1 | 827600 |  | 0 | 1 | 827600 | 1 | 827600
| Erection, Testing and commissioning of 125 KVA Diesel generator set. |  |  |  | 0 |  | 0 |  | 0 | 0 |  | 0 |  | 0 | 0 | 0 | 0 | 0
3 | Insulation for the residential silencer (supply of residential silencer to be included under item for DG Sets) | 11000 | each |  | 0 |  | 0 |  | 0 | 0 | 1 | 11000 |  | 0 | 1 | 11000 | 1 | 11000
4 | Supply and installation of M.S. cable adopter box (made of 14 SWG sheet steel) with suitable copper bus extension link from alternator. The adopter box shall have tinned copper bus bar of suitable size for phases and neutral with suitable holes for cable termination (1R x 3.5 core, 120 Sq.mm). Necessary rubber gaskets between alternator and cable box shall be provided to avoid vibration between adopter box and alternator. | 25000 | each |  | 0 |  | 0 |  | 0 | 0 | 1 | 25000 |  | 0 | 1 | 25000 | 1 | 25000
| EXHAUST PIPE |  |  |  | 0 |  | 0 |  | 0 | 0 |  | 0 |  | 0 | 0 | 0 | *
5 | Supply and installation of MS exhaust pipe of suitable thickness with 100mm dia upto 5m from the silencer complete with necessary supports, brackets etc. The supports shall have at intervals of not more than 2.5m. | 2350 | Mtr. |  | 0 |  | 0 |  | 0 | 0 | 5 | 11750 |  | 0 | 5 | 11750 | 5 | 11750
[5 empty] | 0 |  | 0 |  | 0 | 0 |  | 0 |  | 0 | 0 | 0 | 0 | 0
6 | Supply and installation of MS exhaust pipe of suitable thickness with 125mm dia complete with MS wall / ceiling support, etc. | 3000 | Mtr. |  | 0 |  | 0 |  | 0 | 0 | 5 | 15000 |  | 0 | 5 | 15000 | 5 | 15000
[5 empty] | 0 |  | 0 |  | 0 | 0 |  | 0 |  | 0 | 0 | 0 | 0 | 0
7 | Supply and insulation of exhaust pipe thermal insulation lagging with mineral wool as per IS 3677 / 1973 reinforced with chicken mesh and cladded with aluminium sheet of 26 SWG and 50mm thick with 64 Kg/Cu. Mtr. Density. | 1360 | Mtr. |  | 0 |  | 0 |  | 0 | 0 | 8 | 10880 |  | 0 | 8 | 10880 | 8 | 10880
[5 empty] | 0 |  | 0 |  | 0 | 0 |  | 0 |  | 0 | 0 | 0 | 0 | 0
8 | Supply and installation of stainless steel rain hood / rain cap / bend at top of the exhaust pipe to prevent rain water entry to exhaust pipe with provision of drain plug in the system. | 5100 | each |  | 0 |  | 0 |  | 0 | 0 | 1 | 5100 |  | 0 | 1 | 5100 | 1 | 5100
| APPROVAL FROM CEIG / CEA |  |  |  | 0 |  | 0 |  | 0 | 0 |  | 0 |  | 0 | 0 | 0 | 0 | 0
9 | Preparation of necessary drawings for both DG sets for approval by Chief Electrical Inspector to Government / CEA, obtain approval for the same, arrange for the inspection by the Electrical Inspectorate / CEA Officials and obtain safety certificate from them for commissioning the DG set (This building is fed by HT power supply) | 30000 | Job |  | 0 |  | 0 |  | 0 | 0 | 1 | 30000 |  | 0 | 1 | 30000 | 1 | 30000
[5 empty] | 0 |  | 0 |  | 0 | 0 |  | 0 |  | 0 | 0 | 0 | 0 | 0
[5 empty] | 0 |  | 0 |  | 0 | 0 |  | 0 |  | 0 | 0 | 0 | 0 | 0
10 | CABLING AND END TERMINATION: |  |  |  | 0 |  | 0 |  | 0 | 0 |  | 0 |  | 0 | 0 | 0 | *
| Supply and laying of XLPE, aluminium conductor 1.1KV grade armoured ,MV cable of the following sizes in the existing cable trays / trenches as required generally confirming to IS: 1554/Part - I / 1970 |  |  |  | 0 |  | 0 |  | 0 | 0 |  | 0 |  | 0 | 0 | 0 | *
| Note: If necessary the cables are to be laid in ground / in a trench to be excavated at a depth of 0.75 Mtr. putting 0.15 Mtr. layer of sand and covering the cable completely with brick and sand and refilling the earth to make good. |  |  |  | 0 |  | 0 |  | 0 | 0 |  | 0 |  | 0 | 0 | 0 | 0 | 0
| a) 3 1/2 x 120 sqmm aluminium cable (Data-A) From DG panel to the common panel | 949 | Mtrs |  | 0 |  | 0 |  | 0 | 0 | 75 | 71175 |  | 0 | 75 | 71175 | 75 | 71175
11 | Supply and fixing of brass cable gland for XLPE armoured LTUG cable for following sizes with earth connection. |  |  |  | 0 |  | 0 |  | 0 | 0 |  | 0 |  | 0 | 0 | 0 | *
| a) 3 1/2 x 120 sqmm aluminium cable (Data-B) | 551 | each |  | 0 |  | 0 |  | 0 | 0 | 4 | 2204 |  | 0 | 4 | 2204 | 4 | 2204
[5 empty] | 0 |  | 0 |  | 0 | 0 |  | 0 |  | 0 | 0 | 0 | 0 | 0
12 | Supply and providing cable end termination of following sizes of XLPE armoured LTUG Aluminium cable with necessary aluminium cable sockets by crimping etc. with electrical connection complete. |  |  |  | 0 |  | 0 |  | 0 | 0 |  | 0 |  | 0 | 0 | 0 | *
| a) 3 1/2 x 120 sqmm aluminium cable (Data-C) | 464 | each |  | 0 |  | 0 |  | 0 | 0 | 4 | 1856 |  | 0 | 4 | 1856 | 4 | 1856
[5 empty] | 0 |  | 0 |  | 0 | 0 |  | 0 |  | 0 | 0 | 0 | 0 | 0
| EARTHING AND EARTH CONNECTIONS: |  |  |  | 0 |  | 0 |  | 0 | 0 |  | 0 |  | 0 | 0 | 0 | *
13 | Earthing as per the ISI specification with an earth electrode of 2.1 mt class 'B' GI pipe of dia not less than 40mm, with copper earth plate of size 125mm X 50mm X 6mm, with necessary funneling arrangements with necessary masonry rork and with 38mm RCC cover slab for the brick masonry. (Data D - SD 233) | 2516 | each |  | 0 |  | 0 |  | 0 | 0 | 3 | 7548 |  | 0 | 3 | 7548 | 3 | 7548
[5 empty] | 0 |  | 0 |  | 0 | 0 |  | 0 |  | 0 | 0 | 0 | 0 | 0
14 | Plate earthing with copper plate of size 600 x 600 x 3 mm as per the ISI specification with an earth electrode of 2.1 mtr class 'B' GI pipe of dia not less than 40mm, with copper earth plate of size 125mm x 50mm x 6mm with necessary funneling arrangements with necessary masonry work and with 38mm RCC cover slab for the brick masonry. Data E ( for neutral earthing) | 8739 | each |  | 0 |  | 0 |  | 0 | 0 | 2 | 17478 |  | 0 | 2 | 17478 | 2 | 17478
[5 empty] | 0 |  | 0 |  | 0 | 0 |  | 0 |  | 0 | 0 | 0 | 0 | 0
15 | Supply and run of 2 of No.8 tin coated copper for earth connections - Data F | 146 | Mtr. |  | 0 |  | 0 |  | 0 | 0 | 100 | 14600 |  | 0 | 100 | 14600 | 100 | 14600
[5 empty] | 0 |  | 0 |  | 0 | 0 |  | 0 |  | 0 | 0 | 0 | 0 | 0
16 | Providing and fixing 25mm x 3mm copper strip on surface or in recess for connections as required - Data G (SD - 76) | 435 | Mtr. |  | 0 |  | 0 |  | 0 | 0 | 40 | 17400 |  | 0 | 40 | 17400 | 40 | 17400
[5 empty] | 0 |  | 0 |  | 0 | 0 |  | 0 |  | 0 | 0 | 0 | 0 | 0
17 | Providing and fixing 25mm x 6mm copper strip on surface or in recess for connections as required for alternator neutral - Data H (SD 77) | 822 | Mtr. |  | 0 |  | 0 |  | 0 | 0 | 30 | 24660 |  | 0 | 30 | 24660 | 30 | 24660
[5 empty] | 0 |  | 0 |  | 0 | 0 |  | 0 |  | 0 | 0 | 0 | 0 | 0
| SUPPLY AND CLAMPING OF CONTROL CABLES |  |  |  | 0 |  | 0 |  | 0 | 0 |  | 0 |  | 0 | 0 | 0 | *
18 | Supply and clamping of 4 core 2.5 sq. mm PVC sheathed and armoured copper cable from alternator to the proposed DG panel on wall / in the hume pipe with necessary glands and crimping at both ends. Data I | 331 | Mtr |  | 0 |  | 0 |  | 0 | 0 | 50 | 16550 |  | 0 | 50 | 16550 | 50 | 16550
[5 empty] | 0 |  | 0 |  | 0 | 0 |  | 0 |  | 0 | 0 | 0 | 0 | 0
| Painting with two coat of plastic Emulsion paint over one coat of smartcare primero Acrylic primer for superior quality etc. all complete. | 1063.5 | sqm |  | 0 |  | 0 |  | 0 | 0 |  | 0 |  | 0 | 0 | 0 | 0 | 0
| Change over Panel |  |  |  | 0 |  | 0 |  | 0 | 0 |  | 0 |  | 0 | 0 | 0 | 0 | 0
19 | Supply and erection of 200 Amps capacity floor mounting panel board (Cubical type) with bus bar chamber made up of 14/16 SWG MS sheet for 3 phase 4 wire system with 25mm x 6 mm tin coated copper flats for phases and 25 mm x 3 mm for neutral; cable chamber, switch chamber and with 2 Nos. 25mmx3mm tinned copper flat for the earth bus on the rear side of the panel board; necessary interconnections by copper flat of suitable sizes; suitable PVC colour sleeves for the interconnecting copper flats / rigid copper wire; earth connections to all swithces / bus bar by copper flats of suitable sizes from the earth bus; hylam sheet separation between bus bar and swithces; 1set LED pilot lamps with switches, fuse units, suitable angle iron frame size of 40mmx 40mmx 6mm with powder coated painting over one coat of red primer and with numbering; superscription of cables sizes, capacity of switches etc and incorporating the following: |  |  |  | 0 |  | 0 |  | 0 | 0 |  | 0 |  | 0 | 0 | 0 | *
| Incomers 2 Nos. 125 A 4 pole 15 KA MCCB including spreader withnecessary protective devices. Bus Bar: 125 Amps 3 phase 4 wire Copper Bus Bar |  |  |  | 0 |  | 0 |  | 0 | 0 |  | 0 |  | 0 | 0 | 0 | 0 | 0
| Outgoing 1 No. 125 A 15 KA MCCB 1 No. 63 A TPN 15 KA MCCB |  |  |  | 0 |  | 0 |  | 0 | 0 |  | 0 |  | 0 | 0 | 0 | 0 | 0
| Dummy provision - 1 No. DATA - J | 58902 | Nos. |  | 0 |  | 0 |  | 0 | 0 | 1 | 58902 |  | 0 | 1 | 58902 | 1 | 58902
| SAFETY ACCESSORIES |  |  |  | 0 |  | 0 |  | 0 | 0 |  | 0 |  | 0 | 0 | 0 | *
20 | a) 2m x 1m Rubber Mat suitable for 11KV installation confirming to IS (Vide Item 8 Clause b) | 3711.6 | Nos. |  | 0 |  | 0 |  | 0 | 0 | 2 | 7423.2 |  | 0 | 2 | 7423.2 | 2 | 7423.2
| b) Shock Treatment Chart fixed in glass frame (Vide Item 8 Clause d) | 1696 | Each |  | 0 |  | 0 |  | 0 | 0 | 1 | 1696 |  | 0 | 1 | 1696 | 1 | 1696
| c) 4 Nos. Fire Buckets made out of 40 x 40 x 6mm MS Angle (Vide Item 8 Clause e) | 4666 | Each |  | 0 |  | 0 |  | 0 | 0 | 1 | 4666 |  | 0 | 1 | 4666 | 1 | 4666
| d) Fire Extinguisher Co2, 4.5Kg. Confirming to TAC Norms (Vide Item 8 Clause h) | 1432 | Each |  | 0 |  | 0 |  | 0 | 0 | 1 | 1432 |  | 0 | 1 | 1432 | 1 | 1432
| Supplying and erecting in position of following liters capacity Industrial Model Reverse Osmosis Water-cum-Purifier to deliver Potable Water with World Health Organisation (WHO) Standards with following accessories. (a) MS Skid - 1 No. (b) Media 11054 No. Vessel with 20 nb Multiport Valve (with Media Pubble and Fine Sand and Activated Carbon Filling) set (c) Feed Pump 0.50 HP – 1 No. (d) Vertical Pump 2-9, 2.00 HP / Single Phase – 1 No. (e) Membrane 40 x 40 filmtech (or) equilaents / Osmonic (USA) - 1 No. and Membrane Pressure Vessel 40 x 40 -1 No. & Pressure Gauge - 2 Nos. (f) Flow Meter - 1 No. 20” Filter with Housing - 1 No., Low Pressure Switch - 1 No., Level Switch - 1 No. & Necessary CPVC Pipes and Fittings. The system shall be provide with Two Panel Control System with necessary Stainless Valves and Fittings and Float Control etc. The rate should be inclusive of all civil works, wherever necessary to install the System in position and intact. | 107000 | Each | 5 | 535000 |  | 0 |  | 0 | 0 |  | 0 |  | 0 | 0 | 0 | 5 | 535000
| Total | 0 |  |  | 109265715.9053 |  | 718183.768 |  |  | 742274.028 |  | 1183920.2 |  | 645696.205 |  | 3290074.201 | * | 112555790.0964 | 112555790.1064 |  |  |  | #REF! | 0 | #REF!
[7 empty] | 0 |  |  | 0 |  | 0 |  | 0 | 0 | 3290074.201 | 110447319.42 | 0 | 535000 | 112020790.1064
| MS door of Size 1000 x 2100mm |  | Each |  | 0 |  | 0 |  |  | 0 |  | 0 |  |  | 0 | 3279188.36 | 0 | 0 | -12681.99
| MS door of Size 750 x 1350mm |  | Each |  | 0 |  | 0 |  |  | 0 |  | 0 |  | 3279188.36 | 0 | 0 | 12681.99 | 0
| MS Ventilator of Size 900 x 600mm | 4366.33 | Sqm |  | 0 |  | 0 |  |  | 0 |  | 0 |  | 0 | 0 | 0 | 0
| MS Ventilator of Size 600 x 600mm | 4626.81 | Sqm |  | 0 |  | 0 |  |  | 0 |  | 0 |  | 0 | 0 | 0 | 0
| MS Ventilator of Size 1285 x 600mm | 3984.57 | Sqm |  | 0 |  | 0 |  |  | 0 |  | 0 |  | 0 | 0 | 0 | 0 | 0
| MS Ventilator of Size 1350 x 600mm |  | Sqm |  | 0 |  | 0 |  |  | 0 |  | 0 |  | 0 | 0 | 0 | 0 | 0
| TW double leaves shutter of size 1800 x 2100mm |  | Sqm |  | 0 |  | 0 |  |  | 0 |  | 0 |  | 0 | 0 | 0 | 0 | 0
| Ornamental TW double leaves panelled shutter of size 1800 x 2100mm |  | Sqm |  | 0 |  | 0 |  |  | 0 |  | 0 |  | 0 | 0 | 0 | 0 | 0
| Ornamental TW double leaves panelled shutter of size 1800 x 2400mm |  | Sqm |  | 0 |  | 0 |  |  | 0 |  | 0 |  | 0 | 0 | 0 | 0 | 0
| 1500 liters capacity of HDPE Water Tank | 12300 | Each |  | 0 |  | 0 |  |  | 0 |  | 0 |  | 0 | 0 | 0 | 0 | 0
| Providing shahabad stone flooring | 1404.24 | Sqm |  | 0 |  | 0 |  |  | 0 |  | 0 |  | 0 | 0 | 0 | 0 | 0
| Vetrified Tiles flooring | 1197.38 | Sqm |  | 0 |  | 0 |  |  | 0 |  | 0 |  | 0 | 0 | 0 | 0 | 0
| Granite Tiles flooring | 1539.08 | Sqm |  | 0 |  | 0 |  |  | 0 |  | 0 |  | 0 | 0 | 0 | 0 | 0
| Plastering with ccccm 1:3, 12mm mixed with WPC | 252.48 | Sqm |  | 0 |  | 0 |  |  | 0 |  | 0 |  | 0 | 0 | 0 | 0 | 0
| HDPE water tank 5000 lit capacity | 41000 | Each |  | 0 |  | 0 |  |  | 0 |  | 0 |  | 0 | 0 | 0 | 0 | 0
| T.W DOOR SHUTTER TWO LEAVES(1200 X 2100 mm ) with Brass Fittings | 6332.27 | Sqm |  | 0 |  | 0 |  |  | 0 |  | 0 |  | 0 | 0 | 0 | 0 | 0
| TW Panelled Door 1500 X 2100MM (Double leaves) | 5172.69 | Sqm |  | 37.8 |  | 0 |  |  | 0 |  | 0 |  | 0 | 0 | 0 | 0 | 0
| TW Panelled Door 1500 X 2400MM (Double leaves) | 6314.91 | Sqm |  | 0 |  | 0 |  |  | 0 |  | 0 |  | 0 | 0 | 0 | 0 | 0
| TW Panelled Door 1200 X 2400MM (Double leaves) | 6296.61 | Sqm |  | 0 |  | 0 |  |  | 0 |  | 0 |  | 0 | 0 | 0 | 0 | 0
| TW Panelled Door 1800 X 2400MM (Double leaves) | 4977.61 | Sqm |  | 13.2 |  | 0 |  |  | 0 |  | 0 |  | 0 | 0 | 0 | 0 | 0
| Partly glazed and partly BWR panelled door shutter (Double leaves) with brass screws. a. 1500x2400mm | 5066.02 | Sqm |  | 0 |  | 0 |  |  | 0 |  | 0 |  | 0 | 0 | 0 | 0 | 0
| Partly glazed and partly TW panelled door shutter (Double leaves) with brass screws. a. 1200x2400mm | 5916.22 | Sqm |  | 0 |  | 0 |  |  | 0 |  | 0 |  | 0 | 0 | 0 | 0 | 0
| T.W DOOR SHUTTER TWO LEAVES(2000 X 2400 mm) WITH BRASS FITINGS | 5184.19 | Sqm |  | 0 |  | 0 |  |  | 0 |  | 0 |  | 0 | 0 | 0 | 0 | 0
| BWR door 900 x 2400 single leaf | 5646.56 | Sqm |  | 0 |  | 0 |  |  | 0 |  | 0 |  | 0 | 0 | 0 | 0 | 0
| BWR door 1050 x 2400 single leaf | 5007.73 | Sqm |  | 0 |  | 0 |  |  | 0 |  | 0 |  | 0 | 0 | 0 | 0 | 0
| BWR door 1200 x 2400 double leaves | 5555.66 | Sqm |  | 0 |  | 0 |  |  | 0 |  | 0 |  | 0 | 0 | 0 | 0 | 0
| BWR door 1500 x 2400 double leaves | 5066.02 | Sqm |  | 0 |  | 0 |  |  | 0 |  | 0 |  | 0 | 0 | 0 | 0 | 0
| 450 x 375 x 20 m thick TW plank | 1242.25 | Each |  | 0 |  | 0 |  |  | 0 |  | 0 |  | 0 | 0 | 0 | 0 | 0
| 40 mm dia GI pipe "B"class | 165 | Rmt |  | 0 |  | 0 |  |  | 0 |  | 0 |  | 0 | 0 | 0 | 0 | 0
| Supplying and fixing of Three phase ELCB | 2971.6 | Each |  | 0 |  | 0 |  |  | 0 |  | 0 |  | 0 | 0 | 0 | 0 | 0
| MDF 900 x 2100 single | 2788.64 | Sqm |  | 0 |  | 0 |  |  | 0 |  | 0 |  | 0 | 0 | 0 | 0 | 0
| MDF 1000 x 2100 | 2746.08 | Sqm |  | 0 |  | 0 |  |  | 0 |  | 0 |  | 0 | 0 | 0 | 0 | 0
| MDF 1200 x 2100 | 2672.49 | Sqm |  | 0 |  | 0 |  |  | 0 |  | 0 |  | 0 | 0 | 0 | 0 | 0
| MDF 1500 X 2100MM (Double Leaf) | 2901.01 | Sqm |  | 0 |  | 0 |  |  | 0 |  | 0 |  | 0 | 0 | 0 | 0 | 0
| MDF 1200 X 2100MM (Double Leaf) | 3023.8 | Sqm |  | 0 |  | 0 |  |  | 0 |  | 0 |  | 0 | 0 | 0 | 0 | 0
| MDF 1500 X 2400MM (Double Leaf) | 2846.18 | Sqm |  | 0 |  | 0 |  |  | 0 |  | 0 |  | 0 | 0 | 0 | 0 | 0
| MDF double leaf shutter with TW alround frame for ward robe / cup board | 2149.5 | Sqm |  | 0 |  | 0 |  |  | 0 |  | 0 |  | 0 | 0 | 0 | 0 | 0
| Varnishing one coat | 118.61 |  |  | 0 |  | 0 |  |  | 0 |  | 0 |  | 0 | 0 | 0 | 0 | 0
| Varnishing two coat | 185.88 |  |  | 0 |  | 0 |  |  | 0 |  | 0 |  | 0 | 0 | 0 | 0 | 0
| Red oxide plastering in CM 1:4 | 714.45 |  |  | 0 |  | 0 |  |  | 0 |  | 0 |  | 0 | 0 | 0 | 0 | 0
| Under reamed pile (Single) | 1579.71 |  |  | 0 |  | 0 |  |  | 0 |  | 0 |  | 0 | 0 | 0 | 0 | 0
| LIGHT POINT WITH CEILING ROSE FOR ADMINISTRATIVE BLOCKS AND COMMUNITY CENTRE | 2424.5 |  |  | 0 |  | 0 |  |  | 0 |  | 0 |  | 0 | 0 | 0 | 0 | 0
| LIGHT POINT WITH BAKELITE BATTERN TYPE HOLDER FOR ADMINISTRATIVE BLOCKS AND COMMUNITY CENTRE | 2425.5 |  |  | 0 |  | 0 |  |  | 0 |  | 0 |  | 0 | 0 | 0 | 0 | 0
| FAN POINT FOR ADMINISTRATIVE BLOCKS AND COMMUNITY CENTRE | 2492 |  |  | 0 |  | 0 |  |  | 0 |  | 0 |  | 0 | 0 | 0 | 0 | 0
| STAIRCASE LIGHT POINT FOR ADMINISTRATIVE BLOCKS AND COMMUNITY CENTRE | 4553.6 |  |  | 0 |  | 0 |  |  | 0 |  | 0 |  | 0 | 0 | 0 | 0 | 0
| 2 X 2.5 Sq mm in fully concealed PVC conduit | 209.8 |  |  | 0 |  | 0 |  |  | 0 |  | 0 |  | 0 | 0 | 0 | 0 | 0
| 2 X 4 Sq mm in fully concealed PVC conduit | 246.7 |  |  | 0 |  | 0 |  |  | 0 |  | 0 |  | 0 | 0 | 0 | 0 | 0
| 4 X 4 Sq mm in fully concealed PVC conduit | 368.6 |  |  | 0 |  | 0 |  |  | 0 |  | 0 |  | 0 | 0 | 0 | 0 | 0
| 32 AMPS DOUBLE POLE MAIN SWITCH ON TEAK WOOD BOARD TOP MES SERVICE CONNECTION / MOTOR PUMP( SINGLE PHASE ) SET | 1293.5 |  |  | 0 |  | 0 |  |  | 0 |  | 0 |  | 0 | 0 | 0 | 0 | 0
| Supply and fixing 4 way 250 volt single phase with neutral link metalic distribution board on suitable Teak wood board etc., all complete including connections. | 984.5 |  |  | 0 |  | 0 |  |  | 0 |  | 0 |  | 0 | 0 | 0 | 0 | 0
| 16 AMPS TPIC ON TEAK WOOD BOARD FOR 3 PHASE MES SERVICE CONNECTION AND 3 PHASE MOTOR PUMPSETS | 1662.7 |  |  | 0 |  | 0 |  |  | 0 |  | 0 |  | 0 | 0 | 0 | 0 | 0
| Supplying and fixing of 32 amps triple pole main switch with fuse and neutral link on a suitable well varnished teak wood board | 2083.7 |  |  | 0 |  | 0 |  |  | 0 |  | 0 |  | 0 | 0 | 0 | 0 | 0
| THREE PHASE DISTRIBUTION BOARD WITH 6 WAY PHASE AND 30 AMPS / WAY WITH FUSE AND NEUTRAL LINK ON SUITABLE TW PLANK TOP MES CONNECTION BOARD (FOR 12 IN 1 BLOCKS) | 4117 |  |  | 0 |  | 0 |  |  | 0 |  | 0 |  | 0 | 0 | 0 | 0 | 0
| THREE PHASE DISTRIBUTION BOARD WITH 4 WAY PHASE AND 3 AMPS/WAY FUSE AND NEUTRAL LINK FOR MES SERVICE CONNECTION ( 6 IN 1 BLOCKS ) | 3343 |  |  | 0 |  | 0 |  |  | 0 |  | 0 |  | 0 | 0 | 0 | 0 | 0
| FIXING OF TUBE LIGHT FITTINGS ON WALL / CEILING | 275.3 |  |  | 0 |  | 0 |  |  | 0 |  | 0 |  | 0 | 0 | 0 | 0 | 0
| FIXING OF TUBE FITTINGS SUSPENDED FROM CEILING | 463.6 |  |  | 0 |  | 0 |  |  | 0 |  | 0 |  | 0 | 0 | 0 | 0 | 0
| ( to be supplied by the department free of cost ) on suitable well varnished teak wood plank | 361.1 |  |  | 0 |  | 0 |  |  | 0 |  | 0 |  | 0 | 0 | 0 | 0 | 0
| Charges for fixing single phase RCCB/ELCB on fully concealed suitable MS BOX | 713.6 |  |  | 0 |  | 0 |  |  | 0 |  | 0 |  | 0 | 0 | 0 | 0 | 0
| Charges for fixing three phase RCCB/ ELCB on suitable well varnished teak wood plank | 450 |  |  | 0 |  | 0 |  |  | 0 |  | 0 |  | 0 | 0 | 0 | 0 | 0
| Charges for fixing Three phase RCCB/ELCB on fully concealed suitable MS BOX | 727.6 |  |  | 0 |  | 0 |  |  | 0 |  | 0 |  | 0 | 0 | 0 | 0 | 0
| Supplying and delivery of Single phase ELCB/RCCB | 1754 |  |  | 0 |  | 0 |  |  | 0 |  | 0 |  | 0 | 0 | 0 | 0 | 0
| Supplying and delivery of Three phase ELCB/RCCB | 1858 |  |  | 0 |  | 0 |  |  | 0 |  | 0 |  | 0 | 0 | 0 | 0 | 0
| 2 x 4 Sqmm Copper PVC insulated unsheathed single core 1 KV grade cable for EB service single phase. | 143 |  |  | 0 |  | 0 |  |  | 0 |  | 0 |  | 0 | 0 | 0 | 0 | 0
| 4 x 4 Sq mm copper PVC insulated unsheathed single core cable for 3 phase EB service connection | 251.2 |  |  | 0 |  | 0 |  |  | 0 |  | 0 |  | 0 | 0 | 0 | 0 | 0
| Supply of 40 mm dia GI pipe "B"class | 165 |  |  | 0 |  | 0 |  |  | 0 |  | 0 |  | 0 | 0 | 0 | 0 | 0
| Laying of U.G. Cable below Ground Level | 189 |  |  | 0 |  | 0 |  |  | 0 |  | 0 |  | 0 | 0 | 0 | 0 | 0
| Fixing of UG cables on Walls / Ceiling | 150.7 |  |  | 0 |  | 0 |  |  | 0 |  | 0 |  | 0 | 0 | 0 | 0 | 0
| Fixing of Tube light street light fitting | 2092 |  |  | 0 |  | 0 |  |  | 0 |  | 0 |  | 0 | 0 | 0 | 0 | 0
| Charges for fixing Mercury, Sodium Vapour lamp street light fittings ( all types ) in the existing pole with required GI pipes 'B' class and accessories ( Street light fittings alone will be supplied departmentally at free of cost ). | 2207 |  |  | 0 |  | 0 |  |  | 0 |  | 0 |  | 0 | 0 | 0 | 0 | 0
| S & F TNEB Meter Board made up of MS box 600 x 225 mm with door and lock and key arrangements | 5044.4 |  |  | 0 |  | 0 |  |  | 0 |  | 0 |  | 0 | 0 | 0 | 0 | 0
| 25 mm dia PVC pipe Heavy duty with ISI mark for TV/ Telephone line | 90 |  |  | 0 |  | 0 |  |  | 0 |  | 0 |  | 0 | 0 | 0 | 0 | 0
| TV/Telephone line junction | 54 |  |  | 0 |  | 0 |  |  | 0 |  | 0 |  | 0 | 0 | 0 | 0 | 0
| Supply and erection of Tubular lamp, using 65 mm dia GI pipe 'B' class pipe with ISI mark of 6 mt length and 20 mm dia GI pipe 'B' class upto 2 mt with. | 6869.5 |  |  | 0 |  | 0 |  |  | 0 |  | 0 |  | 0 | 0 | 0 | 0 | 0
| Tube light - Box type | 582.5 |  |  | 0 |  | 0 |  |  | 0 |  | 0 |  | 0 | 0 | 0 | 0 | 0
| Open wiring for Light point with ceiling rose for flats/ houses | 830.1 |  |  | 0 |  | 0 |  |  | 0 |  | 0 |  | 0 | 0 | 0 | 0 | 0
| Open wiring Light point with bakelite batern type holder for flats/ houses(Open wiring) | 833.2 |  |  | 0 |  | 0 |  |  | 0 |  | 0 |  | 0 | 0 | 0 | 0 | 0
| Open wiring POINT WIRING FOR CALLING BELL / BUZZER WITH PUSH SWITCH FOR ALL TYPE OF BUILDING (OPEN WIRING) | 871.3 |  |  | 0 |  | 0 |  |  | 0 |  | 0 |  | 0 | 0 | 0 | 0 | 0
| Open wiring FAN POINT FOR ADMINISTRATIVE BLOCKS AND COMMUNITY CENTRE | 917.4 |  |  | 0 |  | 0 |  |  | 0 |  | 0 |  | 0 | 0 | 0 | 0 | 0
| Open wiring STAIRCASE LIGHT POINT FOR ADMINISTRATIVE BLOCKS AND COMMUNITY CENTRE (Open wiring) | 1964 |  |  | 0 |  | 0 |  |  | 0 |  | 0 |  | 0 | 0 | 0 | 0 | 0
| Open wiring 5 AMPS 5 PIN PLUG SOCKET POINT AT CONVENIENT PLACES (OPEN WIRING) | 638.5 |  |  | 0 |  | 0 |  |  | 0 |  | 0 |  | 0 | 0 | 0 | 0 | 0
| Open wiring 2 X1.5 Sqmm in fully concealed PVC conduit | 119.3 |  |  | 0 |  | 0 |  |  | 0 |  | 0 |  | 0 | 0 | 0 | 0 | 0
| Open wiring 2 X 2.5 Sq mm in fully concealed PVC conduit (open wiring) | 136.5 |  |  | 0 |  | 0 |  |  | 0 |  | 0 |  | 0 | 0 | 0 | 0 | 0
| whitewashing one coat | 21.89 |  |  | 0 |  | 0 |  |  | 0 |  | 0 |  | 0 | 0 | 0 | 0 | 0
| whitewashing one coat for old wall | 25.91 |  |  | 0 |  | 0 |  |  | 0 |  | 0 |  | 0 | 0 | 0 | 0 | 0
| whitewashing two coat for old wall | 31.88 |  |  | 0 |  | 0 |  |  | 0 |  | 0 |  | 0 | 0 | 0 | 0 | 0
| Thorough scrapping the old wall | 4.02 |  |  | 0 |  | 0 |  |  | 0 |  | 0 |  | 0 | 0 | 0 | 0 | 0
| Thorough scrapping the old iron work | 8.69 |  |  | 0 |  | 0 |  |  | 0 |  | 0 |  | 0 | 0 | 0 | 0 | 0
| Thorough scrapping the old wood work | 9.35 |  |  | 0 |  | 0 |  |  | 0 |  | 0 |  | 0 | 0 | 0 | 0 | 0
| Cement paint one coat for old wall | 67.73 |  |  | 0 |  | 0 |  |  | 0 |  | 0 |  | 0 | 0 | 0 | 0 | 0
| Cement paint two coat for old wall | 129.47 |  |  | 0 |  | 0 |  |  | 0 |  | 0 |  | 0 | 0 | 0 | 0 | 0
| painting one coat for old iron work | 86.97 |  |  | 0 |  | 0 |  |  | 0 |  | 0 |  | 0 | 0 | 0 | 0 | 0
| painting two coat for old iron work | 134.73 |  |  | 0 |  | 0 |  |  | 0 |  | 0 |  | 0 | 0 | 0 | 0 | 0
| painting one coat for old wood work | 94.14 |  |  | 0 |  | 0 |  |  | 0 |  | 0 |  | 0 | 0 | 0 | 0 | 0
| painting two coat for old wood work | 153.36 |  |  | 0 |  | 0 |  |  | 0 |  | 0 |  | 0 | 0 | 0 | 0 | 0
| Matt paint one coat for old wall | 86.74 |  |  | 0 |  | 0 |  |  | 0 |  | 0 |  | 0 | 0 | 0 | 0 | 0
| Plastic Emulsion PAINT one coat for old wall | 80.57 |  |  | 0 |  | 0 |  |  | 0 |  | 0 |  | 0 | 0 | 0 | 0 | 0
| Plastic Emulsion PAINT two coat for old wall | 158.95 |  |  | 0 |  | 0 |  |  | 0 |  | 0 |  | 0 | 0 | 0 | 0 | 0
[5 empty] | 0 |  | 0 |  |  | 0 |  | 0 |  | 0 | 0 | 0 | 0 | 0
[5 empty] | 0 |  | 0 |  |  | 0 |  | 0 |  | 0 | 0 | 0 | 0 | 0
[5 empty] | 0 |  | 0 |  |  | 0 |  | 0 |  | 0 | 0 | 0 | 0 | 0
[5 empty] | 0 |  | 0 |  |  | 0 |  | 0 |  | 0 | 0 | 0 | 0 | 0
[5 empty] | 0 |  | 0 |  |  | 0 |  | 0 |  | 0 | 0 | 0 | 0 | 0
[5 empty] | 0 |  | 0 |  |  | 0 |  | 0 |  | 0 | 0 | 0 | 0 | 0
[5 empty] | 0 |  | 0 |  |  | 0 |  | 0 |  | 0 | 0 | 0 | 0 | 0
[5 empty] | 0 |  | 0 |  |  | 0 |  | 0 |  | 0 | 0 | 0 | 0 | 0
[5 empty] | 0 |  | 0 |  |  | 0 |  | 0 |  | 0 | 0 | 0 | 0 | 0
[5 empty] | 0 |  | 0 |  |  | 0 |  | 0 |  | 0 | 0 |  | 0 | 0
[5 empty] | 0 |  | 0 |  |  | 0 |  | 0 |  | 0 | 0 | 2572945.06 | 0 | 111153562.72
[5 empty] | 0 |  | 0 |  |  | 0 |  | 0 |  | 0 | 0 | 706243.3 | 0 | -718925.29
[5 empty] | 0 |  | 0 |  |  | 0 |  | 0 |  | 0 | 0 | 0 | 0 | 0
[5 empty] | 0 |  | 0 |  |  | 0 |  | 0 |  | 0 | 0 | 0 | 0 | 0
[5 empty] | 0 |  | 0 |  |  | 0 |  | 0 |  | 0 | 0 | 0 | 0 | 0
[5 empty] | 0 |  | 0 |  |  | 0 |  | 0 |  | 0 | 0 | 0 | 0 | 0
[5 empty] | 0 |  | 0 |  |  | 0 |  | 0 |  | 0 | 0 | 0 | 0 | 0
[5 empty] | 0 |  | 0 |  |  | 0 |  | 0 |  | 0 | 0 | 0 | 0 | 0
[5 empty] | 0 |  | 0 |  |  | 0 |  | 0 |  | 0 | 0 | 0 | 0 | 0
[5 empty] | 0 |  | 0 |  |  | 0 |  | 0 |  | 0 | 0 | 0 | 0 | 0
[5 empty] | 0 |  | 0 |  |  | 0 |  | 0 |  | 0 | 0 | 0 | 0 | 0
[5 empty] | 0 |  |  |  |  | 0 |  | 0 |  | 0 | 0 | 0 | 0 | 0
[5 empty] | 0 |  |  |  |  | 0 |  | 0 |  | 0 | 0 | 0 | 0 | 0
[5 empty] | 0 |  |  |  |  | 0 |  | 0 |  | 0
[5 empty] | 0 |  |  |  |  | 0 |  | 0 |  | 0
[5 empty] | 0 |  |  |  |  | 0 |  |  |  | 0
[5 empty] | 0 |  |  |  |  | 0 |  |  |  | 0
[5 empty] | 0 |  |  |  |  | 0 |  |  |  | 0
[5 empty] | 0 |  |  |  |  | 0 |  |  |  | 0
0
0
-12681.99