## Abstract (2) (hidden)
Name of work: Providing additional Infrastructure Facilities for 300 RPCs at TSP IXth Battalion Manimuthar in Tirunelveli District
Abstract
S.No | Quantity | Description of Works | Rate | Per | Amount
1 |  | #REF!
| #REF! | a. 0 to 2 mt. | #REF! | #REF! | #REF!
2 | 47 | Earth work excavation in Soft disintegrated rock (including refilling) | 196.8 | m3 | 9249.6
3 |  | Earth work excavation for Open foundation (excluding refilling)
| 133 | 0 to 2m depth | 63.6 | cum | 8458.8 |  | 1100
30800
4 | #REF! | #REF! | #REF! | #REF! | #REF!
5 | #REF! | #REF! | #REF! | #REF! | #REF!
6 | #REF! | #REF! | #REF! | #REF! | #REF!
7 |  | #REF!
a | #REF! | Ground floor | #REF! | #REF! | #REF!
8 |  | #REF!
a | #REF! | Ground floor | #REF! | #REF! | #REF!
9 |  | #REF!
| #REF! | Ground floor | #REF! | #REF! | #REF!
10 | #REF! | #REF! | #REF! | #REF! | #REF!
11 | #REF! | #REF! | #REF! | #REF! | #REF!
12 | #REF! | #REF! | #REF! | #REF! | #REF!
13 | #REF! | #REF! | #REF! | #REF! | #REF!
14 | #REF! | #REF! | #REF! | #REF! | #REF!
15 | #REF! | #REF! | #REF! | #REF! | #REF!
16 | #REF! | #REF! | #REF! | #REF! | #REF!
17 | #REF! | #REF! | #REF! | #REF! | #REF!
18 | #REF! | #REF! | #REF! | #REF! | #REF!
19 | #REF! | #REF! | #REF! | #REF! | #REF!
20 | #REF! | #REF! | #REF! | #REF! | #REF!
21 | #REF! | #REF! | #REF! | #REF! | #REF!
22 | #REF! | #REF! | #REF! | #REF! | #REF!
23 | #REF! | #REF! | #REF! | #REF! | #REF!
24 | #REF! | #REF! | #REF! | #REF! | #REF!
25 | #REF! | #REF! | #REF! | #REF! | #REF!
26 | #REF! | #REF! | #REF! | #REF! | #REF!
27 | #REF! | #REF! | #REF! | #REF! | #REF!
28 | #REF! | #REF! | #REF! | #REF! | #REF!
29 | #REF! | #REF! | #REF! | #REF! | #REF!
30 | #REF! | #REF! | #REF! | #REF! | #REF!
31 | #REF! | #REF! | #REF! | #REF! | #REF!
32 | #REF! | #REF! | #REF! | #REF! | #REF!
33 | #REF! | #REF! | #REF! | #REF! | #REF!
34 | #REF! | #REF! | #REF! | #REF! | #REF!
35 |  | #REF!
| #REF! | #REF! | #REF! | #REF! | #REF!
| #REF! | #REF! | #REF! | #REF! | #REF!
36 | #REF! | #REF! | #REF! | #REF! | #REF!
37 | #REF! | #REF! | #REF! | #REF! | #REF!
38 | #REF! | #REF! | #REF! | #REF! | #REF!
39 | #REF! | #REF! | #REF! | #REF! | #REF!
40 | #REF! | #REF! | #REF! | #REF! | #REF!
41 | #REF! | #REF! | #REF! | #REF! | #REF!
42 | #REF! | #REF! | #REF! | #REF! | #REF!
43 |  | #REF!
| #REF! | #REF! | #REF! | #REF! | #REF!
44 | #REF! | #REF! | #REF! | #REF! | #REF!
45 | #REF! | #REF! | #REF! | #REF! | #REF!
46 | #REF! | #REF! | #REF! | #REF! | #REF!
47 | #REF! | #REF! | #REF! | #REF! | #REF!
48 | #REF! | #REF! | #REF! | #REF! | #REF!
#REF!
49 | 16.2 | Supplying &filling with 40mm size etc all complete HSBJ including | 799.28 | cum | 12948.336
Data
50 | 16.2 | Supplying & filling with 20mm size HSBJetc all complete | 871.28 | cum | 14114.736
Data
51 | 14.3 | Plain cement cincrete 1:2:4 using 20mm HBS JELLY for bottom | 4807.47 | cum | 68746.821
Data
52 | 0.2 | CC 1:8:16 using 20mm broken brick jelly for benching &connecting etc | 3020.86 | cum | 604.172
Data
53 | 0.8 | Plastering in CM1:4, 20mm tk including etc | 319.87 | Sqm | 255.896
Data
54 | 124.8 | Plastering in CM 1:4, 12mm thick | 163.03 | Sqm | 20346.144
Data
55 | 370.6 | Ellispattern | 287.01 | M | 106365.906
Data
56 | 54 | UPVC Non Pressure pipe of SN8 SDR 34 ( S 16.5) as per IS 15328/2003 b. 160 mm UPVC Non Pressure pipe | 596.3313 | Nos | 32201.892
Data
57 | 3 | PVC Equal Tee as per BIS 7834/1975 b. 160 mm dia PVC Equal tee (TWAD SR 17-18 P-19 S.No-9 ) | 788 | Nos | 2364
Data
58 | 1 | PVC(SWR) pipe with ISI mark - type 'A' for Ventilating shaft with cowl | 439.4 | Nos | 439.4
Data
59 | 161 | Floor plastering in CM 1:4 20mm tk | 319.87 | m2 | 51499.07
Data
60 | 464.26 | Supplying and Fabricating Roof Truss Covered With GI Sheet nof .47mm tk | 1800 | Sqm | 835668
61 | 48 | Supplying & Fixing of 6' dia GI Pipe | 1255 | Rmt | 60240
(PWD SR, P-38)
62 | 31.4 | Providing Profile GI sheet of Ridge pice | 400 | m2 | 12560
63 | 266.4531 | Filling With gravel | 373.22 | Cum. | 99445.626
64 | 125.5 | Plastering with CM 1:3, 12mm with WPC | 180.2432 | Sqm. | 22620.5266
65 | 50 | b. 25 mm dia | 151.97 | Rmt | 7598.5
66 | 6 | Gate Value | 550 | Nos | 3300
67 | 68.7 | Washing Stone | 400 | Sqm | 27480
160444.6526
68 | 1 | Supply and delivery of Three Phase 3HP open well submersible Motor | 44640 | Nos | 44640
(TWAD SR 2017 - 2018)
69 | 1 | Supply and fixing of Panel Board for Submersible motor with need accessories etc all complete. | 11500 | Nos | 11500
(TWAD SR 2017 - 2018)
70 | 1 | Labour chargers for fixing of Three Phase Submersible motor | 4976.4 | Nos | 4976.4
(TWAD SR 2017 - 2018)
71 |  | Supply and laying of following dia of UPVC pipe
b. | 150 | 32 mm dia UPVC pipe | 97.7 | Rmt | 14655
(S.R P-68/2018-19)
72 | 130 | Supplying and Delivery of PVC insulated and sheated 3 core of 4 sq.mm Flat type copper cable with ISI mark etc all complete. | 153 | Rmt | 19890
(TWAD SR 2017 - 2018)
73 |  | Suppying & fixing of following GI/PVC specials
i) | 15 | 32mm dia UPVC Coupler | 15.99 | Nos | 239.85
(LOCAL DATA RATE)
ii) | 15 | 32mm GI Coupling | 43.9 | Nos | 658.5
(S.R P-47/2018-19)
iii) | 15 | 32mm UPVC Elbow | 35.65 | Nos | 534.75
(S.R P-69/2018-19)
iv) | 6 | 32mm dia UPVC union | 72.5 | Nos | 435
(S.R P-70/2018-19)
v) | 4 | 32mm GI Hex Nipple | 54.9 | Nos | 219.6
(S.R P-48/2018-19)
vi) | 2 | 32mm non return valve | 900 | Nos | 1800
vii) | 1 | 32mm GM Gate vale | 704 | Nos | 704
(S.R P-48/2018-19)
viii) | 1 | 32mm adopter set | 800 | Nos | 800
ix) | 5 | 32mm UPVC MTA | 24 | Nos | 120
x) | 5 | 32mm UPVC FTA | 28 | Nos | 140
xi) |  | 65 MM MS clamp
| 1 | For bore well | 28 | Nos | 28
74 | 40 | Eearth work excation for Below Ground Level and cuting ,Threating laying charges etc | 49.76 | Rmt | 1990.4
(Data)
75 | 10 | Above Ground Level and cuting ,Threating laying charges etc | 105.53 | Rmt | 1055.3
(Data)
76 |  | Supply and laying of following dia of GI pipe
a | 24 | 110mm dia GI pipe | 781 | Rmt | 18744
(TWAD SR 2017 - 2018)
77 | 100 | Supplying and Delivery of Nylon Rope 15m/ kg of approved superior Quality for Submersible pumpset in borewell etc all complete. | 28 | m | 2800
78 | 12 | Drilling of 150mm Dia Borewell in overburden soil including labour charges for insertion of casing pipe. | 385 | m | 4620
79 | 88 | Drilling of 150mm dia bore wells in hard rock areas anywhere in Tamil nadu including transportation to the work site in hard rock areas and developing the borewells. | 413 | m | 36344
80 | 12 | SUPPLYING & DELIVERY OF 160 MM DIA 6KG/CM2 PVC CASING PIPE | 482 | m | 5784
(PWD SR, P-62)
81 | 1121.5 | Supplying, fabricating, erecting and fixing Hilux (or) Equivalent Board False Ceiling upto a ceiling height of 4.5m from floor level a. Using Hilux Board Plain Sheets (10mm thick) | 900 | Sqm | 1009350
82 | 255 | Run off 2 wires of 2.5 sqmm open wiring FR cable with isi etc., | 106.8999 | Rmt | 27259.4764
83 | 12 | Supply and fixing of IWC white oriya type in Ground floor etc., | 2379.52 | Each | 28554.24
84 | 26 | Lightpoint with bakelite batern holder for open wiring etcc., | 629.997 | Each | 16379.922
85 | 130 | Supplying and fixing of 110mm dia PVC SWR pipe type -B isi etc., | 518.65 | Rmt | 67424.5
86 | 130 | Supply and fixing of 75mm dia PVC SWR pipe type B etc., | 406.75 | Rmt | 52877.5
87 | 30 | CP Short Body Tap | 250 | Each | 7500
88 | 9.5 | Supplying and fixing of solid core Pvc door shutter etc., | 2670 | Sqm | 25365
89 | 4 | supplying and delivery of 32mm GM gate valve etc., | 604 | Each | 2416
90 | 8 | Supplying and fixing of 4mm tk pinheaded glass with aluminium beedings with standard specifications etc., | 639.6 | Sqm | 5116.8
91 | 83 | Removing the damaged floor finish & plastering | 31.5 | Sqm | 2614.5
92 | 15 | Fixing of Ceiling Fan | 347.001 | Each | 5205.015
|  | Total |  |  | #REF! | #REF! | #REF!
|  | Provision for C GST @ 6% |  | 6% | #REF!
|  | Provision for S GST @ 6% |  | 6% | #REF!
|  | Sub Total - II |  |  | #REF!
|  | Provision for Labour Welfare Charges @ 1% |  | 1% | #REF!
|  | Provision for Contigiences Charges @ 2.5% |  | 2.5% | #REF!
|  | Provision for Supervision Charges @ 7.5% |  | 7.5% | #REF!
|  | Total |  |  | #REF!
11198644.2206
#REF!

## AB (hidden)
Name of Work : Special Repair to TY PRS at XII th BN at manimuthar in Tirunelveli Dist
Sl. No. | Qty | Description | Rate | Unit | Amount
1.1 |  | #REF!
| #REF! | a. 0 to 2 mt. | #REF! | Cum. | #REF! |  | 93.2
|  | b. 2 to 3 mt. |  | Cum. | 0
1.2 |  | Earth work excavation in all soils (excluding refilling) |  | Cum. | 0
|  | a. 0 to 2 mt. |  | Cum. | 0
|  | b. 2 to 3 mt. |  | Cum. | 0
|  | b. 2 to 3 mt. |  | Cum. | 0
1.4 |  | Earth work excavation for Open foundation (including refilling) |  | Cum. | 0
|  | a. 0 to 2 mt. |  | Cum. | 0
|  | b. 2 to 3 mt. |  | Cum. | 0
1.5 |  | Earth work excavation for Open foundation (excluding refilling) |  | Cum. | 0
|  | a. 0 to 2 mt. |  | Cum. | 0
|  | b. 2 to 3 mt. |  | Cum. | 0
1.6 |  | Earth work excavation for Open foundation for drains (excluding refilling) width upto 1.25 m |  | Cum. | 0
|  | a. 0 to 2 mt. |  | Cum. | 0
|  | b. 2 to 3 mt. |  | Cum. | 0
1.7 |  | Earth work excavation in Soft disintegrated rock (Excluding refilling) |  | Cum. | 0
|  | a. 0 to 2 mt. |  | Cum. | 0
|  | b. 2 to 3 mt. |  | Cum. | 0
1.8 |  | Earth work excavation in SDR for Open foundation (excluding refilling) |  | Cum. | 0
|  | a. 0 to 2 mt. |  | Cum. | 0
|  | b. 2 to 3 mt. |  | Cum. | 0
1.9 |  | Providing Driven PILES |  | Cum. | 0
|  | a.300mm dia |  | Cum. | 0
|  | b.330mm dia |  | Cum. | 0
|  | c.375mm dia |  | Cum. | 0
|  | d.400mm dia |  | Cum. | 0
|  | e.450mm dia |  | Cum. | 0
|  | f.500mm dia |  | Cum. | 0
1.3 | #REF! | #REF! | #REF! | Cum. | #REF! |  | 87.8
2.1 | #REF! | #REF! | #REF! | Cum. | #REF! |  | 44.5
2.2 |  | Sand Gravel Mix |  | Cum. | 0
2.3 |  | Supply and filling of 40 mm Brick jelly |  | Cum. | 0
2.4 |  | Supply and filling of 20 mm Brick jelly |  | Cum. | 0
2.5 |  | Gravel soling |  | Cum. | 0
2.6 |  | Supply and filling of 40 mm HBSJ |  | Cum. | 0
2.7 |  | Supply and filling of 20 mm HBSJ |  | Cum. | 0
2.1.1 | #REF! | #REF! | 380.47 | Cum. | #REF! |  | 266.45
3.1 | #REF! | #REF! | #REF! | Cum. | #REF! |  | 15.2013
3.2 |  | P.C.C. 1:2:4 for Foundation & Basement and other similar works |  | Cum. | 0
3.3 |  | P.C.C. 1:8:16 using 20 mm broken brick jelly |  | Cum. | 0
3.4 |  | Providing WBM 125 mm consolidated thick with gravel blindage |  | Sqm. | 0
3.5 |  | Surface dressing over WBM 25 mm thick |  | Sqm. | 0
3.6 |  | Providing WBM 125 mm consolidated thick with gravel blindage (IRC 63 to 45mm for 75mm thick and 37.5 to 26.5mm for 50.mm thick) |  | Sqm. | 0
3.7 |  | Surface dressing over WBM 25 mm tk. with pre-coated chips using 11.2mm size IRC |  | Sqm. | 0
4.1 | #REF! | #REF! | 5694.5 | Cum. | #REF! |  | 39.9
4.2 |  | R.C.C. 1: 11/2: 3 Foundation and Basement |  | Cum. | 0
5 |  | R.R. masonry in C.M. 1:5 Foundation and Basment |  | Cum. | 0
6.1 |  | Brick work in C.M. 1:5 (F& B) using Chamber Burnt brick of size 23 x 11.2 x 7 cm (9" x 4 3/8" x 2 3/4") |  | Cum. | 0
6.2 |  | Brick work in C.M. 1:5 (F& B) using chamber Burnt bricks of size 23 x 11.4 x 7.5 cm (9" x 4 1/2"x 3") |  | Cum. | 0
6.3 |  | Brick work in C.M. 1:5 (F& B) using Chamber Burnt brick of size 23 x 11 x 7 cm (9" x 4 1/4" x 2 3/4") |  | Cum. | 0
6.4 |  | Brick work in C.M. 1:5 (F& B) using Chamber Burnt brick of size 22 x 11 x 7 cm (8 3/4" x 4 1/4" x 2 3/4") |  | Cum. | 0
6.5 | #REF! | Brick work in C.M. 1:5 (F& B) using Kiln Burnt Country bricks of size 22 x 11 x 7 cm (8 3/4" x 4 1/4" x 2 3/4") | #REF! | Cum. | #REF! |  | 29.6
6.6 |  | Brick work in C.M. 1:5 (F& B) using Kiln Burnt Country bricks of size 22 x 11 x 5.7 cm (8 3/4" x 4 1/4" x 2 1/4") |  | Cum. | 0
7.1 |  | Damp Proof Course in C.M. 1:4, 12 MM thick mixed with Crude oil |  | Sqm. | 0
7.2 |  | Supply and fixing of Bituminous filler pad, 20 mm tk. for expansion joint |  | Sqm. | 0
7.3 |  | Damp Proof Course in C.M. 1:4, 12 MM thick mixed with Water proofing compound |  | Sqm. | 0
8.1 |  | #REF! |  |  | 0
| #REF! | a. In Ground floor | 5762.5 | Cum. | #REF! |  | 20.3
|  | c. In Second floor |  | Cum. | 0
|  | d. In Third floor |  | Cum. | 0
|  | e. In Fourth floor |  | Cum. | 0
8.2 |  | R.C.C.1: 1 1/2 :3 |  |  | 0
|  | a. In Ground floor |  | Cum. | 0
|  | b. In First floor |  | Cum. | 0
|  | c. In Second floor |  | Cum. | 0
|  | d. In Third floor |  | Cum. | 0
|  | e. In Fourth floor |  | Cum. | 0
9.1 |  | Brick work in C.M. 1:6 using Chamber Burnt brick of size 23 x 11.2 x 7 cm (9" x 4 3/8" x 2 3/4") |  |  | 0
|  | a. In Ground Floor |  | Cum. | 0
|  | b. In First Floor |  | Cum. | 0
|  | c. In Second Floor |  | Cum. | 0
|  | d. In Third Floor |  | Cum. | 0
|  | e. In Fourth Floor |  | Cum. | 0
9.2 |  | Brick work in C.M. 1:6 using chamber Burnt bricks of size 23 x 11.4 x 7.5 cm (9" x 4 1/2"x 3") |  |  | 0
|  | a. In Ground Floor |  | Cum. | 0
|  | b. In First Floor |  | Cum. | 0
|  | c. In Second Floor |  | Cum. | 0
|  | d. In Third Floor |  | Cum. | 0
|  | e. In Fourth Floor |  | Cum. | 0
9.3 |  | Brick work in C.M. 1:6 using Chamber Burnt brick of size 23 x 11 x 7 cm (9" x 4 1/4" x 2 3/4") |  |  | 0
|  | a. In Ground Floor |  | Cum. | 0
|  | b. In First Floor |  | Cum. | 0
|  | c. In Second Floor |  | Cum. | 0
|  | d. In Third Floor |  | Cum. | 0
|  | e. In Fourth Floor |  | Cum. | 0
9.4 |  | Brick work in C.M. 1:6 using Chamber Burnt brick of size 22 x 11 x 7 cm (8 3/4" x 4 1/4" x 2 3/4") |  |  | 0
|  | a. In Ground Floor |  | Cum. | 0
|  | b. In First Floor |  | Cum. | 0
|  | c. In Second Floor |  | Cum. | 0
|  | d. In Third Floor |  | Cum. | 0
|  | e. In Fourth Floor |  | Cum. | 0
9.5 |  | Brick work in C.M. 1:6 using Kiln Burnt Country bricks of size 22 x 11 x 7 cm ( 8 3/4" x 4 1/4" x 2 3/4") |  |  | 0
| #REF! | a. In Ground Floor | #REF! | Cum. | #REF! |  | 80.1
|  | c. In Second Floor |  | Cum. | 0
|  | d. In Third Floor |  | Cum. | 0
|  | e. In Fourth Floor |  | Cum. | 0
9.6 |  | Brick work in C.M. 1:6 using Kiln Burnt Country bricks of size 22 x 11 x 5.7 cm (8 3/4" x 4 1/4" x 2 1/4") |  |  | 0
|  | a. In Ground Floor |  | Cum. | 0
|  | b. In First Floor |  | Cum. | 0
|  | c. In Second Floor |  | Cum. | 0
|  | d. In Third Floor |  | Cum. | 0
|  | e. In Fourth Floor |  | Cum. | 0
10.1 |  | Brick partition work in C.M. 1:4 Chamber Burnt brick of size 23 x 11.2 x 7 cm (9" x 4 3/8" x 2 3/4")112 mm tk (B.P.) |  |  | 0
|  | a. In Foundation and basement |  | Sqm. | 0
|  | b. In Ground Floor |  | Sqm. | 0
|  | c. In First Floor |  | Sqm. | 0
|  | d. In Second Floor |  | Sqm. | 0
|  | e. In Third Floor |  | Sqm. | 0
|  | f. In Fourth Floor |  | Sqm. | 0
10.2 |  | Brick partition work in C.M. 1:4 using chamber Burnt bricks of size 23 x 11.4 x 7.5 cm (9" x 4 1/2"x 3") 114 mm tk (B.P.) |  |  | 0
|  | a. In Foundation and basement |  | Sqm. | 0
|  | b. In Ground Floor |  | Sqm. | 0
|  | c. In First Floor |  | Sqm. | 0
|  | d. In Second Floor |  | Sqm. | 0
|  | e. In Third Floor |  | Sqm. | 0
|  | f. In Fourth Floor |  | Sqm. | 0
10.3 |  | Brick partition work in C.M. 1:4 Chamber Burnt brick of size 23 x 11 x 7 cm (9" x 4 1/4" x 2 3/4") 110 mm tk (B.P.) |  |  | 0
|  | a. In Foundation and basement |  | Sqm. | 0
|  | b. In Ground Floor |  | Sqm. | 0
|  | c. In First Floor |  | Sqm. | 0
|  | d. In Second Floor |  | Sqm. | 0
|  | e. In Third Floor |  | Sqm. | 0
|  | f. In Fourth Floor |  | Sqm. | 0
10.4 |  | Brick partition work in C.M. 1:4 Chamber Burnt brick of size 22 x 11 x 7 cm (8 3/4" x 4 1/4" x 2 3/4") 110 mm tk (B.P.) |  |  | 0
|  | a. In Foundation and basement |  | Sqm. | 0
|  | b. In Ground Floor |  | Sqm. | 0
|  | c. In First Floor |  | Sqm. | 0
|  | d. In Second Floor |  | Sqm. | 0
|  | e. In Third Floor |  | Sqm. | 0
|  | f. In Fourth Floor |  | Sqm. | 0
10.5 |  | Brick partition work in C.M. 1:4 Kiln Burnt Country bricks of size 22 x 11 x 7 cm (8 3/4" x 4 1/4" x 2 3/4") 110 mm tk (B.P.) |  |  | 0
|  | a. In Foundation and basement |  |  | 0
|  | d. In Third Floor |  | Sqm. | 0
|  | e. In Fourth Floor |  | Sqm. | 0
|  | b. In First Floor |  | Sqm. | 0
|  | c. In Second Floor |  | Sqm. | 0
|  | d. In Third Floor |  | Sqm. | 0
|  | e. In Fourth Floor |  | Sqm. | 0
11.6 |  | Brick work in C.M. 1:4 Kiln Burnt Country bricks of size 22 x 11 x 5.7 cm (8 3/4" x 4 1/4" x 2 1/4") 57 mm tk (B.P.) |  |  | 0
|  | a. In Ground Floor |  | Sqm. | 0
|  | b. In First Floor |  | Sqm. | 0
|  | c. In Second Floor |  | Sqm. | 0
|  | d. In Third Floor |  | Sqm. | 0
|  | e. In Fourth Floor |  | Sqm. | 0
26 | #REF! | Flooring in C.C.1:5:10 | #REF! | Cum. | #REF! |  | 45.2017
27.1 |  | B.w. in C.M. 1:4 for staircase steps Chamber burnt bricks 23 x 11.2 x 7 cm. |  | Cum. | 0
27.2 |  | B.w. in C.M. 1:4 for staircase steps Chamber burnt bricks 23 x 11.4 x 7.5 cm. |  | Cum. | 0
27.3 |  | B.w. in C.M. 1:4 for staircase steps Chamber burnt bricks 23 x 11 x 7 cm. |  | Cum. | 0
27.4 |  | B.w. in C.M. 1:4 for staircase steps Chamber burnt bricks 22 x 11 x 7 cm. |  | Cum. | 0
27.5 |  | B.w. in C.M. 1:4 for staircase steps Kiln burnt country bricks 22 x 11 x 7 cm. |  | Cum. | 0
27.6 |  | B.w. in C.M. 1:4 for staircase steps Kiln burnt country bricks 22 x 11 x 5.7 cm. |  | Cum. | 0
29.1 |  | Mosaic tiles 20 cm x 20 cm x 2 cm. |  | Sqm. | 0
29.2 |  | Mosaic tiles 25 cm x 25 cm x 2 cm. |  | Sqm. | 0
29.3 |  | Floor ceramic tiles |  | Sqm. | 0
29.4 |  | Glazed tiles |  | Sqm. | 0
29.5 |  | Floor ceramic tiles (Anti-skid) |  | Sqm. | 0
30 | #REF! | Ellispattern | #REF! | Sqm. | #REF! |  | 364.6026
31 | 0 | Weathering course | 2386.514 | Cum. | 0 |  | 0
32 |  | Pressed tiles (23cmx23cmx20mm) mixed with Crude oil |  | Sqm. | 0
32.2 |  | Pressed tiles (23cmx23cmx18mm) mixed with Water proofing compound |  | Sqm. | 0
33 | #REF! | Plastering in C.M. 1:5, 12 mm tk. | 157.96 | Sqm. | #REF! |  | 707.8
35.1 | #REF! | Plastering with CM 1:3, 12mm with WPC | 180.74 | Sqm. | #REF! |  | 125.5
37.2 |  | Colour washing ( slaked) |  | Sqm. | 0
38.1 |  | Cement paint |  | Sqm. | 0
38.2 |  | Matt paint |  | Sqm. | 0
39 | #REF! | M.s Grills | #REF! | Kg. | #REF! |  | 252
41 | #REF! | Painting - New "iron work" | #REF! | Cum. | #REF! |  | 10.225
42 |  | Fabrication of Mild steel / RTS grills (with cement slurry wash) |  |  | 0
|  | a. upto 16mm dia rods |  | MT | 0
|  | b. above 16mm dia rods |  | MT | 0
43 |  | Fabrication of Mild steel / RTS grills |  |  | 0
|  | a. upto 16mm dia rods |  | MT | 0
|  | b. above 16mm dia rods |  | MT | 0
44.1 |  | PVC SWR 110 mm dia Rain water pipe |  | Rmt | 0
44.2 |  | Rain Water Harvesting using Defunct borewell method |  | Each | 0
45 |  | Stucco plastering 12 mm tk. |  | Sqm. | 0
50.5 |  | Supplying. Fabricating and erection of M.S Scheme Name board |  | Each | 0
51 |  | HDPE water tank 700 lit capacity with ISI mark | 6300 | Each | 0
52 |  | PVC Water supply (ASTM) |  |  | 0
| #REF! | b. 25 mm dia | 152.6 | Rmt | #REF! |  | 50
|  | c. 20 mm dia |  | Rmt | 0
87 |  | ELCB Single phase |  | Each | 0
112 |  | S & F of Exsaust Fan 300 mm dia |  | Each | 0
238 |  | Anticorrosive treatment for steel grills |  | MT | 0
86 | #REF! | Providing Antitreminate Treatment | 34 | Sqm. | #REF! |  | 301.3444
|  | ANNEXURE |  |  | 0 | 107.12
|  | RCC M30 mix using hard broken stone jelly for foundation and basement |  |  | 0
|  | a. Foundation & basement |  |  | 0
|  | b.Stilt floor |  |  | 0
|  | Cement Concrete using desing mix of grade M25 concrete |  |  | 0
|  | a. In Foundation and basement |  | Cum. | 0
|  | b. In Stilt /Ground Floor |  | Cum. | 0
|  | c. In First Floor |  | Cum. | 0
|  | d. In Second Floor |  | Cum. | 0
|  | e. In Third floor |  | Cum. | 0
|  | f. In Fourth Floor |  | Cum. | 0
|  | g. In Fifth Floor |  | Cum. | 0
|  | h. In Sixth Floor |  | Cum. | 0
|  | i. In Seventh Floor |  | Cum. | 0
|  | j.in Eighth floor |  | Cum. | 0
|  | k.in Ninth floor |  | Cum. | 0
|  | l.in Tenth floor |  | Cum. | 0
9.2 |  | Brick work in C.M. 1:6 using chamber Burnt bricks of size 23 x 11.4 x 7.5 cm (9" x 4 1/2"x 3") |  |  | 0
|  | g. In Fifth Floor |  | Cum. | 0
|  | h. In Sixth Floor |  | Cum. | 0
|  | i. In Seventh Floor |  | Cum. | 0
|  | j.in Eighth floor |  | Cum. | 0
|  | k.in Ninth floor |  | Cum. | 0
|  | l.in Tenth floor |  |  | 0
10.2 |  | Brick partition work in C.M. 1:4 using chamber Burnt bricks of size 23 x 11.4 x 7.5 cm (9" x 4 1/2"x 3") 114 mm tk (B.P.) |  |  | 0
|  | g. In Fifth Floor |  | Cum. | 0
|  | h. In Sixth Floor |  | Cum. | 0
|  | i. In Seventh Floor |  | Cum. | 0
|  | j.in Eighth floor |  | Cum. | 0 | 156.52
|  | k.in Ninth floor |  | Cum. | 0 | 1104.34
11.2 |  | Brick work in C.M. 1:4 using chamber Burnt bricks of size 23 x 11.4 x 7.5 cm (9" x 4 1/2"x 3") 75 mm tk (B.P.) |  |  | 0
|  | g. In Fifth Floor |  | Sqm | 0
|  | h. In Sixth Floor |  | Sqm | 0
|  | i. In Seventh Floor |  | Sqm | 0
|  | j.in Eighth floor |  | Sqm | 0
|  | k.in Ninth floor |  | Sqm | 0
|  | Supplying and filling stonedust |  | Cum. | 0 | 218.2
|  | B.W in CM 1:4 in Superstructure for OHT e) In fourth floor |  | Cum | 0 | 3142.557
|  | Earth work excavation in Loose / sandy soils (including refilling) |  |  | 0
|  | Earth work excavation in Loose / sandy soils (excluding refilling) for open foundation |  |  | 0
|  | Earth work excavation in Loose / sandy soils (excluding refilling) for drain |  |  | 0
3.8 |  | P.C.C. 1:4:8 |  | Cum | 0
8.4 |  | Providing earth quake resistant for Corner walls |  |  | 0
|  | a. Foundation & basement |  | Cum | 0
|  | b. Ground Floor |  | Cum | 0 | 5406.757
|  | c. First Floor |  | Cum | 0
|  | d. Second Floor |  | Cum | 0
8.5 |  | Providing earth quake resistant for Door/window Jambs |  |  | 0
|  | a. Ground Floor |  | Rmt | 0
|  | b. First Floor |  | Rmt | 0
|  | c. Second Floor |  | Rmt | 0
18.1 |  | Formwork using M.S.Sheet |  |  | 0 | 4408.915
| #REF! | a.For Column footings,plinth beam,Grade beam,Raftbeam,Raft slab etc., | #REF! | Sqm | #REF! | 107.12 | 216.4
| #REF! | b.Plain surfaces such as Roof slab,floorslab,Beams,lintels,lofts,sill slab,staircase,portico slab and other similar works | #REF! | Sqm | #REF! |  | 153.9
| #REF! | c.For Square and rectangular columns and small quantities | #REF! | Sqm | #REF! |  | 88.5
|  | d.For vertical walls |  | Sqm | 0
|  | e.Curved surface |  | Sqm | 0
|  | g.Double centering portico area |  | Sqm | 0
21.6 |  | R.C.C.Door frames of size 100 x 75mm with one edge grooves size 't' x 20 mm |  | Sqm | 0
|  | a. 900 x 2100 mm |  | Sqm | 0
|  | d. 750 x 2100 mm |  | Sqm | 0
|  | c. 1000 x 2100 mm |  | Sqm | 0
|  | Teak wood "Window" & Ventilator Shutter |  | Sqm | 0
|  | a. Window: 135 cm ht. |  | Sqm | 0
|  | b. Window: 120 cm ht. |  | Sqm | 0
|  | c. Window: 105 cm ht. |  | Sqm | 0
|  | d. Ventilator: (90 x 60 cm) |  | Sqm | 0
|  |  |  | Sqm | 0
22.3.2 |  | MDF board (18mm thick) double leaf shutters with TW frame for cup board/ ward robes. |  | Sqm | 0
|  | T.W. frame & TW styles & rails with BWR double leaf shutters for cup board/ ward robes including two coat enamel paint & one coat primer. |  | Sqm | 0
22.8 |  | MDF board door shutters (35mm thick) exterior grade both side laminated with external lipping. |  | Sqm | 0
|  | a. 1000X2100mm. |  | Sqm | 0
|  | b. 900X2100mm. |  | Sqm | 0
|  | c.1200X2100mm. |  | Sqm | 0
29.8 | #REF! | Glazed Tiles in CM 1:2, 12mm thick | 946.52 | Sqm | #REF! |  | 415.25
42 | #REF! | Fabrication of Mild steel / RTS grills for all sizes of rods. | #REF! | MT | #REF! |  | 5.418
43 |  | Fabrication of Mild steel / RTS grills (without cement slurry) for all sizes of rods. |  | MT | 0
38.8 | #REF! | Plastic Emulsion PAINT including primer | 151.87 | Sqm | #REF! |  | 707.8
|  | Augering 30 cm dia for compound wall |  | Rmt | 0
|  | Finshing the top of Terrace floor with one course of solar reflective Ceramic tiles |  | Sqm. | 0
51. 1 |  | HDPE water tank 200 lit capacity with ISI mark |  | Each | 0 | 156.52
| #REF! | Gate Value | 550 | Nos | #REF! | 1104.34 | 6
| LS | LS Provision for Washing Stone |  |  | 30000 |  | 68.7
| #REF! | #REF! | 1883 | Sqm | #REF!
|  | TOTAL RS. |  |  | #REF!
|  | Provision for C GST @ 6% |  | 6% | #REF!
|  | Provision for S GST @ 6% |  | 6% | #REF!
|  | Sub Total - II |  |  | #REF!
|  | Provision for Labour Welfare Charges @ 1% |  | 1% | #REF!
|  | Provision for Contigiences Charges @ 2.5% |  | 2.5% | #REF!
|  | Provision for Supervision Charges @ 7.5% |  | 7.5% | #REF!
|  | Total |  |  | #REF!
|  | TW double leaves shutter of size 1800 x 2100mm | 0 | Sqm
|  | Ornamental TW double leaves panelled shutter of size 1800 x 2100mm | 0 | Sqm
|  | Ornamental TW double leaves panelled shutter of size 1800 x 2400mm | 2434.624 | Sqm
|  | 1500 liters capacity of HDPE Water Tank | 12300 | Each
|  | Providing shahabad stone flooring | ============ | Sqm
|  | Eurocon Tiles flooring | 0 | Sqm |  | 5406.757
|  | Vetrified Tiles flooring | 0 | Sqm
|  | kota stone flooring | 0 | Sqm
|  | Granite Tiles flooring | = | Sqm
|  | Plastering with ccccm 1:3, 12mm mixed with WPC | 0 | Sqm
|  | HDPE water tank 5000 lit capacity | 41000 | Each
|  | 0 | 0 | Sqm
|  | TW Panelled Door 1500 X 2100MM (Double leaves) | 4326.6772 | Sqm |  | 4408.915
|  | TW Panelled Door 1500 X 2400MM (Double leaves) | 48.4 | Sqm
|  | TW Panelled Door 1200 X 2400MM (Double leaves) | 21.45 | Sqm
|  | TW Panelled Door 1800 X 2400MM (Double leaves) | 0 | Sqm
|  | Partly glazed and partly BWR panelled door shutter (Double leaves) with brass screws. a. 1500x2400mm | 24.2 | Sqm
|  | Partly glazed and partly TW panelled door shutter (Double leaves) with brass screws. a. 1200x2400mm | 0 | Sqm
5460.757
|  | BWR door 900 x 2400 single leaf | 48.9 | Sqm
|  | BWR door 1050 x 2400 single leaf | 331.49 | Sqm
|  | BWR door 1200 x 2400 double leaves | 97.8 | Sqm
|  | BWR door 1500 x 2400 double leaves | 24.2 | Sqm
|  | 450 x 375 x 20 m thick TW plank | 976.9967 | Each
|  | 40 mm dia GI pipe "B"class | 170.5 | Rmt
|  | Supplying and fixing of Three phase ELCB | 3202.05 | Each
|  | MDF 900 x 2100 single | 0 | Sqm
|  | MDF 1000 x 2100 | 0 | Sqm
|  | MDF 1200 x 2100 | 0 | Sqm
|  | MDF 1500 X 2100MM (Double Leaf) | 63 | Sqm
|  | MDF 1200 X 2100MM (Double Leaf) | 0 | Sqm
|  | MDF 1500 X 2400MM (Double Leaf) | 0 | Sqm
|  | MDF double leaf shutter with TW alround frame for ward robe / cup board | - | Sqm
|  | Varnishing one coat | 310.2
|  | Varnishing two coat | 0
|  | Red oxide plastering in CM 1:4 | 0
|  | Under reamed pile (Single) | 0
|  | LIGHT POINT WITH CEILING ROSE FOR ADMINISTRATIVE BLOCKS AND COMMUNITY CENTRE | 1687.2542
|  | LIGHT POINT WITH BAKELITE BATTERN TYPE HOLDER FOR ADMINISTRATIVE BLOCKS AND COMMUNITY CENTRE | 1689.2542
|  | FAN POINT FOR ADMINISTRATIVE BLOCKS AND COMMUNITY CENTRE | 1760.2542
|  | STAIRCASE LIGHT POINT FOR ADMINISTRATIVE BLOCKS AND COMMUNITY CENTRE | 3002.005
|  | 2 X 2.5 Sq mm in fully concealed PVC conduit | 164.2
|  | 2 X 4 Sq mm in fully concealed PVC conduit | 197.9
|  | 4 X 4 Sq mm in fully concealed PVC conduit | 283.8
|  | 32 AMPS DOUBLE POLE MAIN SWITCH ON TEAK WOOD BOARD TOP MES SERVICE CONNECTION / MOTOR PUMP( SINGLE PHASE ) SET | 782
|  | Supply and fixing 4 way 250 volt single phase with neutral link metalic distribution board on suitable Teak wood board etc., all complete including connections. | 867
|  | 16 AMPS TPIC ON TEAK WOOD BOARD FOR 3 PHASE MES SERVICE CONNECTION AND 3 PHASE MOTOR PUMPSETS | 935.9967
|  | Supplying and fixing of 32 amps triple pole main switch with fuse and neutral link on a suitable well varnished teak wood board | 1254.9967
|  | THREE PHASE DISTRIBUTION BOARD WITH 6 WAY PHASE AND 30 AMPS / WAY WITH FUSE AND NEUTRAL LINK ON SUITABLE TW PLANK TOP MES CONNECTION BOARD (FOR 12 IN 1 BLOCKS) | 4330.0007
|  | THREE PHASE DISTRIBUTION BOARD WITH 4 WAY PHASE AND 3 AMPS/WAY FUSE AND NEUTRAL LINK FOR MES SERVICE CONNECTION ( 6 IN 1 BLOCKS ) | 3430.0007
|  | FIXING OF TUBE LIGHT FITTINGS ON WALL / CEILING | 160.0045
|  | FIXING OF TUBE FITTINGS SUSPENDED FROM CEILING | 287.002
|  | ( to be supplied by the department free of cost ) on suitable well varnished teak wood plank | 223
|  | Charges for fixing single phase RCCB/ELCB on fully concealed suitable MS BOX | 559 |  |  | 4367.815
|  | Charges for fixing three phase RCCB/ ELCB on suitable well varnished teak wood plank | 308.996
|  | Charges for fixing Three phase RCCB/ELCB on fully concealed suitable MS BOX | 572.05
|  | Supplying and delivery of Single phase ELCB/RCCB | 1770
|  | Supplying and delivery of Three phase ELCB/RCCB | 2180
|  | 2 x 4 Sqmm Copper PVC insulated unsheathed single core 1 KV grade cable for EB service single phase. | 108
|  | 4 x 4 Sq mm copper PVC insulated unsheathed single core cable for 3 phase EB service connection | 195.5
|  | Supply of 40 mm dia GI pipe "B"class | 170.5
|  | Laying of U.G. Cable below Ground Level | 109.6
|  | Fixing of UG cables on Walls / Ceiling | 81.4
|  | Fixing of Tube light street light fitting | 1355.004
|  | Charges for fixing Mercury, Sodium Vapour lamp street light fittings ( all types ) in the existing pole with required GI pipes 'B' class and accessories ( Street light fittings alone will be supplied departmentally at free of cost ). | 1473.004
|  | S & F TNEB Meter Board made up of MS box 600 x 225 mm with door and lock and key arrangements | 4218.992
|  | 25 mm dia PVC pipe Heavy duty with ISI mark for TV/ Telephone line | 79.3
|  | TV/Telephone line junction | 59.995
|  | Supply and erection of Tubular lamp, using 65 mm dia GI pipe 'B' class pipe with ISI mark of 6 mt length and 20 mm dia GI pipe 'B' class upto 2 mt with. | 4970
|  | Tube light - Box type | 731.0045
|  | Open wiring for Light point with ceiling rose for flats/ houses | 685.551
|  | Open wiring Light point with bakelite batern type holder for flats/ houses(Open wiring) | 689.051
|  | Open wiring POINT WIRING FOR CALLING BELL / BUZZER WITH PUSH SWITCH FOR ALL TYPE OF BUILDING (OPEN WIRING) | 735.5477
|  | Open wiring FAN POINT FOR ADMINISTRATIVE BLOCKS AND COMMUNITY CENTRE | 788.551
|  | Open wiring STAIRCASE LIGHT POINT FOR ADMINISTRATIVE BLOCKS AND COMMUNITY CENTRE (Open wiring) | 1413.4017
|  | Open wiring 5 AMPS 5 PIN PLUG SOCKET POINT AT CONVENIENT PLACES (OPEN WIRING) | 548.7002
|  | Open wiring 2 X1.5 Sqmm in fully concealed PVC conduit | 108.3
|  | Open wiring 2 X 2.5 Sq mm in fully concealed PVC conduit (open wiring) | 124.5
|  | whitewashing one coat | 10.7796
|  | whitewashing one coat for old wall | 10.7796
|  | whitewashing two coat for old wall | 15.6619
|  | Thorough scrapping the old wall | 0
|  | Thorough scrapping the old iron work | 0
|  | Thorough scrapping the old wood work | 0
|  | Cement paint one coat for old wall | 337.953
|  | Cement paint two coat for old wall | 252.7
|  | painting one coat for old iron work | 0
|  | painting two coat for old iron work | 204
|  | painting one coat for old wood work | 0
992.2
|  | Matt paint one coat for old wall | 0
510.0763
3142.557
255.6519
2386.514
133.5408
159.214
57
93.7061
6300
159.99
34
416.6691
488.6841
586.4209
913.4316
58099.2
139.1575
663
301

## detail (hidden)
TAMILNADU POLICE HOUSING CORPORATION LIMITED
TRICHY DIVISION
Name of Work : Special Repair to TY PRS at XII th BN at manimuthar in Tirunelveli Dist
Detailed Estimate
SL NO | DESCRIPTION OF WORKS | NO'S |  |  | MEASUREMENTS |  |  | QTY
[5 empty] | L | B | D
1 | Earth work excavation in all soils (including refilling)
a. 0 to 2 mt.
| SINTEX TANK SUPPORT WALL | 1 |  | 3 | 2 | 2 | 0.9 | 10.8
[7 empty] | Total | 10.8
[6 empty] | Say | 10.8 | Cum
2 | Earth Work Excavtion For Open Foundation
| a) 0 t0 2m depth for septic tank | 2 | x | 1 | 15.1 | 4.1 | 1.5 | 185.73
| Inlet outlet chamber | 2 | x | 2 | 1.26 | 0.61 | 1.5 | 4.6116
| Inspection chamber | 2 | x | 46 | 1.36 | 1.36 | 0.9 | 153.1469
| For dispersion trench | 2 | x | 2 | 27 | 1 | 0.7 | 75.6
| sullage Drain | 1 | x | 3 | 35 | 0.6 | 0.9 | 56.7
475.7885
[6 empty] | Say | 475.8 | cum
3 | Supplying &filling with sand in layer 150mm thick
| For dispersion work | 2 | x | 2 | 27 | 1 | 0.4 | 43.2
[6 empty] | Say | 43.2 | cum
4 | Supplying &filling with 40mm size etc all complete HSBJ including
| For Dispersion Trench | 2 | x | 1 | 27 | 1 | 0.3 | 16.2
[6 empty] | Say | 16.2 | cum
5 | Supplying & filling with 20mm size HSBJetc all complete
| For Dispersion Trench | 2 | x | 1 | 27 | 1 | 0.3 | 16.2
[6 empty] | Say | 16.2 | cum
6 | P.C.C 1:5:10 for foundation using 40mm jelly
| for inlet and outlet chamber | 2 | x | 2 | 1.26 | 0.93 | 0.15 | 0.70308
| Inspection chamber | 2 | x | 46 | 1.36 | 1.36 | 0.1 | 17.0163
| SINTEX TANK SUPPORT WALL | 1 |  | 3 | 2 | 2 | 0.15 | 1.8
| BOREWELL CHAMBER | 1 | x | 1 | 4.52 | 0.38 | 0.1 | 0.17176
| sullage Drain | 1 | x | 3 | 35 | 0.6 | 0.15 | 9.45
29.1412
[6 empty] | Say | 29.2 | cum
7 | Plain cement cincrete 1:2:4 using 20mm HBS JELLY for bottom | 2 | x | 1 | 15.1 | 4.1 | 0.23 | 28.4786
[6 empty] | Say | 28.5 | cum
8 | CC 1:8:16 using 20mm broken brick jelly for benching &connecting etc
| Inspection chamber | 2 | x | 2 | 0.6 | 0.6 | 0.15 | 0.216
[6 empty] | Say | 0.3 | cum
9 | Standardised concrete Mix M20 Grade Concrete
In Foundation
| for cover slab | 2 | x | 1 | 14.46 | 3.46 | 0.12 | 12.0076
| D/F manhole | 2 | x | 2 | 0.6 | 0.6 | 0.12 | -0.1728
| Baffle walls | 2 | x | 1 | 3.5 | 0.23 | 0.3 | 0.483
12.3178
[6 empty] | Say | 12.4 | cum
10 | Brick work in CM 1:5 using country bricks of size 22*11*7 for foundation and basement
for septic tank
| 1st footing | 2 | x | 1 | 35.8 | 0.45 | 0.5 | 16.11
| 2nd footing | 2 | x | 1 | 35.36 | 0.34 | 0.6 | 14.4269
| 3rd footing | 2 | x | 1 | 34.92 | 0.23 | 1.5 | 24.0948
| for inspection chamber | 2 | x | 1 | 2.26 | 0.23 | 1 | 1.0396
| Baffle walls | 2 | x | 1 | 2 | 0.23 | 1.5 | 1.38
| oulet | 2 | x | 1 | 2.26 | 0.23 | 1 | 1.0396
| Inspection chamber | 2 | x | 30 | 2.26 | 0.23 | 0.75 | 23.391
81.4819
[6 empty] | Say | 81.5 | cum
11 | Filling with excavation earth in layers of 150mm tk
| For septic tank | 2 | x | 1 | 35.8 | 0.11 | 0.5 | 3.938
| 3rd footing | 2 | x | 1 | 35.36 | 0.11 | 0.6 | 4.6675
| 2nd footing | 2 | x | 1 | 34.92 | 0.11 | 1.5 | 11.5236
| dispersion trench | 2 | x | 3 | 6 | 1 | 0.3 | 10.8
30.9291
[6 empty] | Say | 31 | cum
12 | Precast slab 40mm tk etc all complete | 2 | x | 30 | 0.7 | 0.7 | 1 | 29.4
[6 empty] | Say | 29.4 | Sqm
13 | Standardised concrete Mix M20 Grade Concrete
In Ground Floor Beam
| Class 1 to 6 | 6 | x | 1 | 44.04 | 0.15 | 0.15
0
[7 empty] | say | 0
14 | Brick work in C.M. 1:6 using Country bricks of size 22l x 11 x 7 cm ( 8 3/4" x 4 1/4" x 2 3/4")
a | Ground floor
| SINTEX TANK SUPPORT WALL | 1 | x | 3 | 2 | 2 | 1.2 | 14.4
| BOREWELL CHAMBER | 1 | x | 1 | 4.52 | 0.23 | 0.6 | 0.62376
15.0238
[7 empty] | say | 15.5 | 13.7 | 13.47
15 | Brick work in C.M. 1:4 using Countrybricks of size 22l x 11 x 7 cm ( 8 3/4" x 4 1/4" x 2 3/4")
b | Foundation & Basement
| Sullage Drain | 3 | x | 2 | 35 |  | 0.75 | 157.5
157.5
[7 empty] | say | 157.5
[9 empty] | #REF! | #REF!
16 | Plastering in CM 1:4, 12mm thick
| Septic tank inner all round | 2 | x | 1 | 34 |  | 1.5 | 102
| Baffle wall | 2 | x | 2 | 3 |  | 1.5 | 18
| Top | 2 | x | 1 | 3 | 0.23 |  | 1.38
| Inlet &outlet chamber | 2 | x | 1 | 2.4 |  | 0.9 | 4.32
| inspection Champer | 2 | x | 30 | 2.4 |  | 0.75 | 108
| Inner | 2 | x | 2 | 9 |  | 1.5 | 54 | #REF! | #REF!
| Bath tub wall inner plastering | 2 | x | 2 | 11.62 |  | 1.5 | 69.72 | #REF! | #REF!
| Sullage Drain | 3 | x | 2 | 35 |  | 0.75 | 157.5
514.92
[6 empty] | Say | 515 | Sqm
17 | Plastering in C.M. 1:5, 12 mm tk.
| 1st footing | 2 | x | 1 | 35.8 |  | 0.6 | 42.96
| 2nd footing | 2 | x | 1 | 35.36 |  | 0.7 | 49.504
| 3rd footing | 2 | x | 1 | 34.92 |  | 1.5 | 104.76
| offset | 2 | x | 1 | 35.8 | 0.11 |  | 7.876
| wall top | 2 | x | 1 | 35.8 | 0.11 |  | 7.876
| inlet outer | 2 | x | 1 | 4.24 |  | 0.85 | 7.208
| inlet outer | 2 | x | 1 | 2.4 |  | 1 | 4.8
| outlet chamber inner | 2 | x | 1 | 2.4 |  | 0.85 | 4.08
| outlet | 2 | x | 1 | 4.24 |  | 1 | 8.48
| inspection Champer | 2 | x | 30 | 4.24 |  | 0.75 | 190.8
| Water Tub outer | 1 | x | 2 | 9.92 |  | 1.73 | 34.3232
| SINTEX TANK SUPPORT WALL - OUTER ALROUND | 1 |  | 3 | 8 |  | 1.5 | 36
BOREWELL CHAMBER
| INNER ALL AROUND | 1 | x | 1 | 3.6 |  | 0.6 | 2.16
| OUTER ALL AROUND | 1 | x | 1 | 5.44 |  | 0.83 | 4.5152
| Sullage Drain | 3 | x | 2 | 35 |  | 0.75 | 157.5
| Sullage Drain Top | 3 | x | 2 | 35 |  | 0.115 | 24.15
686.9924
[7 empty] | say | 687
18.a | Form work using MS sheet for column footing, plinth beam, raft beam and raft slab etc…
a | Form work for Plinth beam, Grade beam, Raft beam | 2 | x | 1 | 35.8 |  | 0.12 | 8.592
| Manhole side | 2 | x | 2 | 2.4 |  | 0.12 | 1.152
| Baffle | 2 | x | 2 | 3.46 |  | 0.23 | 3.1832
| coverslab | 2 | x | 1 | 14 | 3 |  | 84
| D/f Manhole | 2 | x | 2 | 0.6 | 0.6 |  | 1.44
98.3672
[6 empty] | Say | 98.4 | Sqm
19 | Plastering in CM1:4, 20mm tk including etc
| Toilet | 2 | x | 10 | 1.2 | 1.2 |  | 28.8
| Open Bath | 1 | x | 1 | 7.45 | 8.25 |  | 61.4625
| Sullage Drain | 3 | x | 1 | 35 | 0.3 |  | 31.5
121.7625
[6 empty] | Say | 121.8 | Sqm
20 | Ellispattern
| For Septic Tank Cover Slab | 2 |  | 1 | 14.46 | 3.46 |  | 100.0632
| Manhole | 2 |  | 2 | 0.6 | 0.6 |  | -1.44
98.6232
[6 empty] | Say | 98.7 | Sqm
21 | UPVC Non Pressure pipe of SN8 SDR 34 ( S 16.5) as per IS 15328/2003 a. 100 mm UPVC Non Pressure pipe
| For Toilet | 2 | x | 1 | 45 |  |  | 90
[5 empty] | . | Say | 90 | M
21 | UPVC Non Pressure pipe of SN8 SDR 34 ( S 16.5) as per IS 15328/2003 b. 160 mm UPVC Non Pressure pipe
| For Dispersion Trench | 2 | x | 2 | 40 |  |  | 160
[6 empty] | Say | 160 | M
22 | PVC Equal Tee as per BIS 7834/1975 b. 160 mm dia PVC Equal tee (TWAD SR 17-18 P-19 S.No-9 )
| For Septic Tank | 2 | x | 3 |  |  |  | 6
[6 empty] | Say | 6 | Nos
23 | PVC(SWR) pipe with ISI mark - type 'A' for Ventilating shaft with cowl
| Septic Tank | 2 | x | 1 |  |  |  | 2
[6 empty] | Say | 2 | Nos
24 | New Trus Roofing
| Class (saloon East ) | 1 | x | 1 | 8.69 | 6.6 |  | 57.354
57.354
[7 empty] | say | 57.5
25 | Kotto Stone Flooring
| Class (salun south ) | 1 | x | 1 | 6 | 15.3 |  | 91.8
| Class A (salun East ) | 1 | x | 1 | 6.1 | 15.3 |  | 93.33
| Auditoriam | 1 | x | 1 | 7.35 | 31 |  | 227.85
| New Class 1,2,3 | 1 | x | 3 | 7.3 | 11.9 |  | 260.61
| New Barrake 1,2,3 | 3 | x | 1 | 8.8 | 11.9 |  | 314.16
| New Mess | 1 | x | 1 | 8.8 | 14.9 |  | 131.12
1118.87
[7 empty] | say | 1119
26 | PAINTING ONE COAT OF PRIMER AND TWO COATS USING APPROVED QUALITY OF PLASTIC EMULSION PANIT OVER THE PRIMING COAT ON CEMENT PLASTERED / CONCRETE WALL SURFACES OR OTHER SIMILAR WORKS INCLUDING COST OF PLASTIC EMULSION PAINTS, PUTTY, BRUSHES, WATERING, CUIRING ETC ALL COMPLETE AND AS DIRECTED BY THE DEPARTMENTAL OFFICERS (PAINTS AND ITS SHADE SHALL BE GOT APPROVED FROM THE EXECUTIVE ENGINEER BEFORE USING)
| Class 1 to 6 Outer | 6 | x | 1 | 44.04 |  | 2.25 | 594.54
| Class (1 to 6) Inner | 6 | x | 1 | 42.2 |  | 2.25 | 569.7
| D/f Window | 6 | x | -10 | 0.9 |  | 1.05 | -56.7
| D/f Door | 6 | x | -2 | 1.2 |  | 2.25 | -32.4
| New Class Outer | 3 | x | 1 | 40.24 |  | 2.1 | 253.512
| New Class inner | 3 | x | 1 | 38.4 |  | 2.1 | 241.92
| D/f O | 3 | x | -1 | 1.2 |  | 1.5 | -5.4
| New Barrake Outer | 3 | x | 1 | 43.24 |  | 2.1 | 272.412
| New Barrake inner | 3 | x | 1 | 41.4 |  | 2.1 | 260.82
| D/f D | 3 | x | -1 | 1.2 |  | 1.5 | -5.4
| Mess | 1 | x | 1 | 49.24 |  | 3.4 | 167.416
| D/f W | 1 | x | -5 | 0.9 |  | 1.05 | -4.725
| D/f D | 1 | x | -1 | 1.2 |  | 2.1 | -2.52
682.603
[7 empty] | Say | 683
27 | Three coat colour Wash for new walls and other similar works.
| Old Barrake | 2 | x | 1 | 42.4 |  | 2 | 169.6
| D/f O | 2 | x | -3 | 0.8 |  | 2.1 | -10.08
| Toilet Outer | 4 | x | 1 | 36.06 |  | 3 | 432.72
| D/F D | 4 | x | -1 | 1 |  | 2.1 | -8.4
| Toilet Inner | 4 | x | 16 | 2.7 |  | 2.7 | 466.56
| D/f D1 | 4 | x | -16 | 0.75 |  | 2.1 | -100.8
949.6
[7 empty] | Say | 950
28 | Upvc soild Door
| toilet | 3 | x | 10 |  |  |  | 30
30
[7 empty] | Say | 30
29 | IWC Toilet
| toilet | 2 | x | 8 |  |  |  | 16
16
[7 empty] | Say | 16
30 | Fabrication of Mild steel / RTS grills (with cement slurry wash)
| Concrete Qty |  |  |  | 30.82 |  | 100 | 3082
| Coverslab |  |  |  | 1.32 |  | 100 | 132
3214
3.214
[7 empty] | Say | 3.5
31 | Manufacturing & supply of steel windows (Weight basis)
| Class A Window | 6 | x | 10 | 0.9 | 1.05 | 28 | 1587.6
1587.6
[7 empty] | say | 1588
32 | M.s Grills Door
| Class Room | 8 | x | 1 | 1.2 | 35 | 2.1 | 705.6
705.6
[7 empty] | say | 706
33 | Supplying, fabricating, erecting and fixing Hilux (or) Equivalent Board False Ceiling upto a ceiling height of 4.5m from floor level a. Using Hilux Board Plain Sheets (10mm thick)
| New Barrake - 1 - 3 | 1 | x | 3 | 8.8 | 11.8 |  | 311.52
[7 empty] | Total | 311.52
[7 empty] | Say | 312
34 | SUPPLYING AND FIXING OF 4 MM THICK PIN HEADED GLASS PANELS WITH ALUMINIUM ANODIZED U SHAPE BEEDING OR SIZE 12X12 MM WITH
| Class A Window | 6 | x | 10 | 0.9 |  | 1.05 | 56.7
| New BARRACK -1,2,3 | 3 | x | 1 | 0.9 |  | 1.05 | 2.835
[7 empty] | Total | 59.535
[6 empty] | Say | 59.6 | Sqm
35 | 150mm dia Bore well
35 | DRILLING OF 150MM DIA BORE WELLS IN OVER BURDEN SOIL AREAS INCLUDING LABOUR CHARGES INSERTING CASING PIPES ANYWHERE IN TAMILNADU INCLUDING TRANSPORTATION TO THE WORKSITE AND DEVELOPING THE BORE WELLS., ETC ALL COMPLETE AND AS DIRECTED BY THE DEPARTMENTAL OFFICERS
| For bore 1 | 1 | x | 1 | 24 |  |  | 24
36 | DRILLING OF 150MM DIA BORE WELLS IN ALL STRATUM INCLUDING HARD ROCK AREAS ANYWHERE IN TAMILNADU INCLUDING TRANSPORTATION TO THE WORKSITE IN HARD ROCK AREAS AND DEVELOPING THE BORE WELLS., ETC ALL COMPLETE AND AS DIRECTED BY THE DEPARTMENTAL OFFICERS. | 1 | x | 1 | 98 |  |  | 98
37 | SUPPLYING & DELIVERY OF 160 MM DIA 6KG/CM2 PVC CASING PIPE. OF ISI QUALITY INCLUDING LABOUR CHARGES FOR ERECTION THE PIPE IN THE BOREWELL ETC., ALL COMPLETE AND AS DIRECTED BY THE DEPARTMENTAL OFFICERS. | 1 | x | 1 | 24 |  |  | 24
38 | SUPPLYING & FIXING OF 160 MM DIA BORE WELL PVC END CAP, COVERING THE BOREWELL ETC ALL COMPLETE AND AS DIRECTED BY THE DEPARTMENTAL OFFICERS. |  | x
| For Bore 1 | 1 | x | 1 |  |  |  | 1
39 | SUPPLY AND ERECTION OF ROTATIONAL MOULDED POLYETHYLENE WATER STORAGE TANKS (HDPE CYLINDRICAL VERTICAL TYPE) FOR OUTDOOR USE HAVING CAPACITY OF 1000 LITRES
| DRINKING PURPOSE | 1 | x | 3 | 1000 |  |  | 3000 |  | 204500
[7 empty] | Total | 3000 |  | 126790
[6 empty] | Say | 3000 | LITRES
40 | SUPPLY AND DELIVERY OF THE FOLLOWING DIA HDPE HOSE PIPE CLASS-51 MPA OR 10KG/CM2 PRESSURE OF APPROVED SUPERIOR QUALITY AND AS DIRECTED BY THE DEPARTMENTAL OFFICERS (THE PIPE SHOULD BE GOT APPROVED FROM THE EXECUTIVE ENGINEER BEFORE USE) (FOR COMPRESSOR MOTOR)
a.32 mm Dia pipe
| For bore well no -1 | 1 | x | 1 | 122 |  |  | 122
[7 empty] | Total | 122
b. 25 mm Dia pipe
| For bore well no -1 | 1 | x | 1 | 122 |  |  | 122
[7 empty] | Total | 122
41 | SUPPLY AND DELIVERY OF 5 HP AIR COMPRESSOR PUMPSET WITH MOTOR THREE PHASE SINGLE CYLINDER COMPRESSOR 1440 RPM) SUITABLE CAPACITY DISCHARGING THE FOLLOWING LPS AND HEAD DUE TO ALL LOSSES, SUITABLE FOR THE OPERATION IN SINGLE PHASE, THE MOTOR, OFFERED SHOULD BE CONFIRMING TO RELEVANT IS SPECIFICATION WITH ISI MARK SUITABLE FOR THE FOLLOWING REQUIREMENT. THE BRAND NAME OF PUMP AND MOTOR HP RATING TO BE SPECIFIED.
| For Bore Well | 1 | x | 1 |  |  |  | 1
| For Stand by | 1 | x | 1 |  |  |  | 1
[6 empty] | Total | 2 | Nos
42 | SUPPLY AND DELIVERY OF THREE PHASE AUTO DOL STARTER CONFIRM TO IS SPECIFICATION WITH ISI MARK SUITABLE FOR THE ABOVE PUMPSET ETC., COMPLETE AND AS DIRECTED BY THE DEPARTMENTAL OFFICERS.
| For Bore Well | 1 | x | 1 |  |  |  | 1
[6 empty] | Total | 1 | Nos
43 | LABOUR CHARGES FOR ERECTION OF 5 HP AIR COMPRESSOR WITH MOTOR IN BOREWELL INCLUDING FIXING OF SUCTION PIPES,COMPOUND GAUGES TO THE REQUIRED DEPTH AND DELIVERY PIPES WITH VALVES PRESSURE GAUGE UPTO THE EXTERIOR WALL OF THE PUMP ROOM AND ERECTION OF STARTER,VOLTEMETRE. AND LAYING AND JOINTING THE CABLES AND TWIN EARTHING AS PER I.E. RULES ETC. COMPLETE AND INCLUDING FIXING ON CONCRETE BASE OF REQUITED SIZE IN CC 1:2:4 (ONE OF CEMENT AND TWO OF SAND AND FOUR OF HBG STONE JELLY ) USING 20MM JELLY AND INCLUDING COST OF BOLTS AND NUTS ETC., COMPLETE AND TESTING THE PUMPS ON TRIAL RUN FOR 3 DAYS ETC., COMPLETE IN ALL RESPECTS AND AS DIRECTED BY THE DEPARTMENTAL OFFICERS.
| For Bore Well | 1 | x | 1 |  |  |  | 1
[6 empty] | Total | 1 | Nos
[6 empty] | Total | #REF! | Nos
44 | Long Body Tap | 4 | x | 10 |  |  |  | 40
| water tank | 3 | x | 5 |  |  |  | 15
55
[7 empty] | say | 55
45 | Wiring with 1.5 sqmm PVC insulated single core multi strand fire retardant flexible copper cable with ISI mark confirming IS: 694:1990.( Ordinary)
| a. Light point with ceiling rose | 1 | x | 20 |  |  |  | 20
| b. Light point without ceiling rose | 9 | x | 4 |  |  |  | 36
46 | Wiring with 1.5 sqmm PVC insulated single core multi strand fire retardant flexible copper cable with ISI mark confirming IS: 694:1990 for Fan point. | 1 | x | 30 |  |  |  | 30
47 | Wiring with 1.5 sqmm PVC insulated single core multi strand fire retardant flexible copper cable with ISI mark confirming IS: 694:1990 for 5 amps 5 pin plug socket point @ Switch Board Itself. | 1 | x | 10 |  |  |  | 10
48 | Wiring with 1.5 sqmm PVC insulated single core multi strand fire retardant flexible copper cable with ISI mark confirming IS: 694:1990 for 5 amps 5 pin plug socket point @ Convenient Places. | 1 | x | 10 |  |  |  | 10
49 | S & F of Tube light fitting (patty type ) with Electronic ballast and 36 W slim tube light | 1 | x | 120 |  |  |  | 120
50 | Supply and delivery of 48" (1200 mm) Fan with ISI mark with Eletronic Dimmer | 1 | x | 60 |  |  |  | 60
51 | Run of 2 Wires of 4 sqmm 7/20 for EB PVC insulated single core multi strand fire retardant flexible copper cable with ISI mark confirming IS: 694:1990. | 6 | x | 45 |  |  |  | 270
52 | Run of 2 Wires of 1.5 sqmm PVC insulated single core multi strand fire retardant flexible copper cable with ISI mark confirming IS: 694:1990. | 1 | x | 250 |  |  |  | 250
53 | Compact Fluoresent Lamp (CFL)
| b. 18w bulb for Bulk Head fittings | 1 | x | 4 |  |  |  | 4
54 | S & F of Bulk head fitting suitable for CFL | 1 | x | 4 |  |  |  | 4
55 | Box type Fibre Fan hook | 1 | x | 30 |  |  |  | 30
56 | Charges for fixing of "Fan" | 1 | x | 60 |  |  |  | 60
57 | Street lights | 9 | x | 4 |  |  |  | 36
58 | Focouse Light 200 watts | 1 | x | 4 |  |  |  | 4
59 | 63mm GI Post for Street light Fittings | 1 | x | 4 |  |  |  | 4
60 | Elcb For Class and barrake | 21 | x | 1 |  |  |  | 21
61 | Exhast Fan | 1 | x | 3 |  |  |  | 3
62 | 15 KVA Generator | 1 | x | 1 |  |  |  | 1
42 | Painting New Iron Work
| Door | 1 | x | 8 | 1.2 |  | 2.1 | 20.16
| Window | 1 | x | 60 | 0.95 |  | 1.05 | 59.85
80.01
[7 empty] | say | 80.01
| Day Toilet 10nos | 2 | x | 1 |  |  |  | 2

## Abstract IX (hidden)
Name of Work : Special Repair to TY PRS at IX th BN at manimuthar in Tirunelveli Dist
Abstract
S.No | Quantity | Description of Works | Rate | Per | Amount
1 | 2898.1 | White wasshing | #REF! | CUM | #REF!
2 | 2961.1 | Colour wasshing | #REF! | CUM | #REF!
|  | Total |  |  | #REF!
|  | Provision for C GST @ 6% |  | 6% | #REF!
|  | Provision for S GST @ 6% |  | 6% | #REF!
|  | Sub Total - II |  |  | #REF!
|  | Provision for Labour Welfare Charges @ 1% |  | 1% | #REF!
|  | Provision for Contigiences Charges @ 2.5% |  | 2.5% | #REF!
|  | Provision for Supervision Charges @ 7.5% |  | 7.5% | #REF!
|  |  | Total |  | #REF!
|  |  | Say | Rs. | 38.4 lakhs

## Abstract
TAMIL NADU POLICE HOUSING CORPORATION LIMITED TIRUNELVELI DIVISION
Name of Work : Special Repair works for Old Taluk office Building for Newly formed Police Canteen at Tenkasi in Tenkasi District
Abstract Estimate
S.No | Quantity | Description of Works | Rate | Per | Amount
1 | 8.8 | Damaged Tile Roof Patch Work For Tar Sheet | 234.3 | Sqm | 2061.84
(SR- 2021-22)
2 | 4.7 | Dismantling The Old BW Wall | 244 | Cum | 1146.8
(SR- 2021-22)
3 | 3.2 | EARTH WORK EXCAVATION FOR FOUNDATION IN ALL SOILS AND SUB-SOILS AND TO THE REQUIRED DEPTH AS MAY BE DIRECTED EXCEPT IN HARD ROCK REQUIRING BLASTING BUT INCLUSIVE OF SHORING ,STRUTTING,AND BALING OUT WATER WHEREVER NECESSARY AND REFILLING THE SIDES OF FOUNDATION WITH EXCAVATED EARTH IN 150 MM LAYERS WELL WATERED RAMMED AND CONSOLIDATED AND DEPOSITING THE SURPLUS EARTH IN PLACES SHOWN CLEARING AND LEVELLING THE SITES WITH AN INITIAL LEAD OF 10 METRES AND LIFT AS SPECIFIED HERE UNDER ETC. COMPLETE IN ALL RESPECTS COMPLYING WITH RELEVANT STANDARD SPECIFICATIONS.(INCLUDING REFILLING) | 204.4 | Cum | 654.08
Data (2021-22)
4 | 1.1 | PLAIN CEMENT CONCRETE 1:5:10 (ONE OF CEMENT,FIVE OF SAND AND TEN OF HARD BROKEN STONE JELLY) FOR FOUNDATION USING 40MM GAUGE HARD BROKEN STONE JELLY INCLUSIVE OF SHORING STRUTTING AND BAILING OUT WATER WHEREVER NECESSARY RAMMING, CURING ETC., COMPLETE IN ALL RESPECTS COMPLYING WITH RELEVANT STANDARD SPECIFICATIONS AND AS DIRECTED BY THE DEPARTMENTAL OFFICERS. | 4311.04 | Cum | 4742.144
Data (2021-22)
5 | 3.8 | BRICK WORK IN CM 1:5(ONE OF CEMENT AND FIVE OF SAND) USING KILN BURNT COUNTRY BRICKS OF SIZE 8 3/4"x4 1/4"x2 3/4"(22x11x7CM)IN FOUNDATION AND BASEMENT INCLUDING DEWATERING WHEREVER NECESSARY, PROPER SETTING,CURING ETC., COMPLETE WITH RELEVANT STANDARD SPECIFICATIONS. | 6126.44 | Cum | 23280.472
Data (2021-22)
6 |  | Providing Form work and centering for reinforced cement concrete works including supports and strutting up to 3.30m height for plane surfaces as detailed below with all cross bracings using mild steel sheets of size 90cm x 60cm and MS 10 gauge stiffened with welded mild steel angles of size 25mmx25mmx3mm for boarding laid over silver oak or country wood joists of size 10cmx6.5cm spaced at about 90cm centre to centre and supported by casurina props 10cm to 13cm dia spaced at 75cm intervals and removing the same after a specified period without damaging the R.C.C works etc., complete complying with standard specifications and as directed by the departmental officers
| 5.1 | a) For Column footings, plinth beam, Grade beam, Raft beam, Raft slab etc., | 739.38 | Sqm | 3770.838
Data (2021-22)
| 1.7 | b) Plain surfaces such as Roof slab, floorslab, Beams, lintels, lofts, sillslab, staircase waist, portico slab and other similar works | 831.23 | Sqm | 1413.091
Data (2021-22)
7 |  | Cement Concrete 1:2:4 (One of cement, two of sand and four of stone jelly) for all reinforced cement concrete works, namely plinth beams,tie beams, column and column footing, slabs, etc. using 20mm gauge hard broken stone jelly excluding the cost and fabrication of reinforcement grills, shuttering and centering but including vibrating, laying, curing, with relevant standard specifications in Foundation and basement
| 0.6 | a) In Foundation & Basement | 7155.09 | Cum | 4293.054
Data (2021-22)
8 | 5.7 | Brick work in cement mortor 1:6 (One of cement and six of sand) using Chamber burnt bricks of size 9"x43/8"x2¾" (23x11.2x7cm) for super structure in the following floors including labour for fixing the doors, windows and ventilator frames in position, fixing of hold fasts, scaffoldings, curing etc., complete in all respect complying with relevant standard specifications and drawings | 6122.92 | Cum | 34900.644
Data (2021-22)
9 | 12.6 | Brick partition wall in Cement Mortar 1:4 (One of cement and four of sand) 110mm thick for super structure in the following floors using kiln burnt country bricks of size 8¾”x4¼”x2¾” (22x11x7cm) including labour for fixing the doors, windows and ventilator frames in position, fixing of hold fasts, scaffoldings, curing etc., complete in all respect complying with relevant standard specifications and drawings | 742.81 | Sqm | 9359.406
Data (2021-22)
10 |  | Cement Concrete 1:2:4 (One of cement, two of sand and four of Hard broken stone jelly) for all RCC works namely TEE, ELL or rectangular beams, lintel, parapet cum drops, waist and landing slab, canophy, circular column, fin projections, sunshades, window boxing slab, slab and other similar works using 20mm gauge hard broken stone jelly excluding the cost and fabrication of reinfor- cement grills, shuttering and centering but including vibrating, laying, curing, finishing etc., complying with relevant standard specifications in the following floors.
| 0.2 | a) In Ground Floor | 7258.39 | Cum | 1451.678
Data (2021-22)
11 | 0.08 | Supplying, fabricating and placing in position of Mild steel Grills/Ribbed Tor Steels for reinforcement for all floors including cost of binding wire, bending, tying etc., all complete and as directed by the departmental officers. | 78398 | MT | 6271.84
Data (2021-22)
12 | 85 | PLASTERING WITH CM 1:5 (ONE OF CEMENT AND FIVE OF SAND)12MM THICK FINISHED WITH NEAT CEMENT INCLUDING PROVIDING BAND CORNICE , CEILING CORNICE, CURING, SCAFFOLDING ETC., COMPLETE IN ALL RESPECTS AND COMPLYING WITH RELEVANT STANDARD SPECIFICATIONS. | 222.1 | Sqm | 18878.5
Data (2021-22)
13 | 85 | WHITE WASHING THREE COATS USING CLEAN SHELL LIME SLAKED INCLUDING COST OF LIME, GUM, BLUE, BRUSHES INCLUDING SCAFFOLDING ETC., COMPLETE IN ALL RESPECTS. | 39.22 | Sqm | 3333.7
Data (2021-22)
14 | 992.4 | WHITE WASHING TWO COATS FOR OLD WALLS USING CLEAN SHELL LIME SLAKED INCLUDING COST OF LIME, GUM, BLUE, BRUSHES INCLUDING SCAFFOLDING ETC., COMPLETE IN ALL RESPECTS. | 29.07 | Sqm | 28849.068
Data (2021-22)
15 | 110.3 | Supplying and fixing Mild Steel grills as per the design approved to verandah enclosure or gate including one coat of primer and labour for fixing in position etc. all complete | 62.6 | Kg | 6904.78 | 987
Data (2021-22)
16 | 253.7 | PAINTING THE OLD WOOD WORK WITH ONE COATS OF APPROVED SECOND CLASS SYNTHETIC ENAMEL READY MIXED PAINT OF APPROVED QUALITY AND SHADE. THE PAINT SHOULD BE SUPPLIED BY THE CONTRACTOR AT HIS OWN COST (THE QUALITY AND THE SHADE OF PAINT SHOULD BE GOT APPROVED BY THE EXECUTIVE ENGINEER BEFORE USE) INCLUDING SCRAPPING CHARGES & PAINTING CHARGES, COST OF PAINTS PUTTY, BRUSHES ETC., ALL COMPLETE WITH RELEVANT STANDARD SPECIFICATIONS. | 88.28 | Sqm | 22396.636
Data (2021-22)
17 | 55.8 | PAINTING THE OLD IRON WORK AND OTHER SIMILAR WORKS SUCH AS PVC/ASTM PIPES, KERB STONE AND GRILLS WITH TWO COATS OF APPROVED SECOND CLASS SYNTHETIC ENAMEL READY MIXED PAINT OF APPROVED QUALITY AND BRAND.THE PAINT SHOULD BE SUPPLIED BY THE CONTRACTOR AT HIS OWN COST (THE QUALITY AND BRAND OF PAINT SHOULD BE GOT APPROVED BY THE EXECUTIVE ENGINEER BEFORE USE)INCLUDING SCRAPPING CHARGES & PAINTING CHARGES, COST OF PAINTS PUTTY, BRASHES ETC., ALL COMPLETE WITH RELEVANT STANDARD SPECIFICATION. | 81.27 | Sqm | 4534.866
Data (2021-22)
18 | 3.2 | Painting the new Iron work and other similar works such as PVC / ASTM Pipes, Kerb Stone and grills with two coats of approved first class synthetic enamel ready mixed paint of approved quality and brand, the paint should be supplied by the contractor at his own cost, (The quality and the brand of paint should be got approved by the Executive Engineer before use) complying with relevant standard specifications. | 125.87 | Sqm | 402.784
Data (2021-22)
19 | 17.6 | Alminium Sliding Widow | 4153.94 | Sqm | 73109.344
Data (2021-22)
20 | 15.3 | Calcium Sheet Work For Rear Varandah | 1545 | Sqm | 23638.5
SR 2021-22
21 |  | WIRING WITH 1.5 SQMM COPPER PVC INSULATED UNSHEATHED SINGLE CORE 1.1 K.V. GRADE CABLE WITH CONTINUOUS EARTH BY MEANS OF 1.5 SQMM COPPER INSULATED UNSHEATHED SINGLE CORE 1.1 K.V. GRADE CABLE IN FULLY CONCEALED PVC RIGID CONDUIT PIPE HEAVY DUTY WITH ISI WITH SUITABLE SIZE MS BOX OF 16 GAUGE THICK CONCEALED AND COVERED WITH 3MM THICK LAMINATED HYLEM SHEET CONTROLLED BY 5 AMPS FLUSH TYPE SWITCH INCLUDING CIRCUIT MAINS COST OF ALL MATERIALS, SPECIALS ETC., ALL COMPLETE. (OPEN WIRING)
| 36 | A. LIGHT POINT WITH CEILING ROSE | 830.11 | Nos | 29883.96
Data (2021-22)
| 11 | B. LIGHT POINT WITHOUT CEILING ROSE | 833.16 | Nos | 9164.76
Data (2021-22)
22 | 16 | WIRING WITH 1.5 SQMM PVC INSULATED SINGLE CORE MULTI STRAND FIRE RETARDANT FLEXIBLE COPPER CABLE WITH ISI MARK CONFIRMING IS: 694:1990 FOR 5 AMPS 5 PIN PLUG SOCKET POINT @ SWITCH BOARD ITSELF. | 764.91 | Nos | 12238.56
Data (2021-22)
23 | 29 | SUPPLY AND FIXING OF 4 FEET 18 WATTS CRYSTAL LED TUBE LIGHT AND FIXING OF TUBE LIGHT FITTINGS ON TEAK WOOD ROUND BLOCKS OF 75 MM DIA OR 40MM DEEP SUSPENDED FROM CEILING OR MOUNDED ON THE WALL INCLUDING COST OF ALL MATERIALS AND LABOUR FOR FIXING IN POSITION AND AS DIRECTED BY THE DEPARTMENTAL OFFICERS. ( THE ENTIRE FITTINGS SHOLUD BE GOT APPROVED FROM THE EXECUTIVE ENGINEER BEFORE USE ) | 660.19 | Nos | 19145.51
Data (2021-22)
24 | 20 | Run off main with 2 wires of 4 Sqmm Copper PVC insulated unsheathed single core 1.1 KV grade cable with continuous earth by means of 2.5 sqmm copper PVC insulated unsheathed single core 1.1 KV grade cable in open wiring 19/20mm dia rigid PVC conduit pipe with ISI mark etc. including cost of all materials, specials etc. all complete and as directed by the departmental officers (OPEN WIRING) | 164.83 | Rmt | 3296.6
Data (2021-22)
25 | 40 | Run off main with 2 wires of 2.5 Sqmm Copper PVC insulated unsheathed single core 1.1 KV grade cable with continuous earth by means of 2.5 sqmm copper PVC insulated unsheathed single core 1.1 KV grade cable in open wiring 19/20mm dia rigid PVC conduit pipe with ISI mark etc. including cost of all materials, specials etc. all complete and as directed by the departmental officers(OPEN WIRING) | 136.43 | Rmt | 5457.2
Data (2021-22)
26 | 11 | SUPPLYING AND FIXING OF 9W LED BULB AND FIXING THE BULB INCLUDING COST OF ALL MATERIALS AND LABOUR FOR FIXING IN POSITION AND AS DIRECTED BY THE DEPARTMENTAL OFFICERS.(THE ENTIRE FITTINGS SHOLUD BE GOT APPROVED FROM THE EXECUTIVE ENGINEER BEFORE USE ) | 125 | Nos | 1375
Data (2021-22)
27 | 4 | SUPPLYING AND DELIVERY OF 25W LED STREET LIGHT FITTINGS COMPLETE WITH HEAVY GAUGE ALUMINIUM SHEET FABRICATED CANOPHY TREATED PRIMERED AND PAINTED WITH STOVE ENAMELED CRCA SHEET STEEL CONTRACT GEAR CUM REFLECTOR TRAY DULY FINISHED GLOSSY WHITE FOR OPTIMUM REFLECTION WITH CLEAR RIBBED ACRYLIC BOWL FIXED TO ALUMINIUM FRAME WITH GASKET LINING SECURED TO CANOPHY BY MEANS OF HINGES ON ONE SIDE AND FOGGLE CATCHES IN THE OTHER SIDE FOR EFFECTIVE PROJECTION AGAINST DUST AND WATER ENTRY ALL PREWIRED UPTO TERMINAL BLOCK COMPLETE WITH ALL ACCESSORIES SUCH AS COPPER WIRE,TUBE LIGHTS 40 WATTS, 4 FEET LONG, WOUND BALLAST CAPACITOR, STARTER ETC., COMPLETE WITH SIDE ENTRY MOUNTING CONFOR-MING TO IS 10322 AND INCLUDING LABOUR CHARGES FOR FIXING STREET LIGHT FITTINGS IN THE EB POLE/ WALL WITH GI PIPE 20MM DIA 2M LENGTH AND ACCESSORIES ETC., WITH 15 AMPS 500V. FUSE UNIT ON A T.W.PLANK 150X100X 20 MM THICK ETC., COMPLETE AND AS DIRECTED | 2774.3 | Nos | 11097.2
Data (2021-22)
28 | 12 | WIRING WITH 1.5 SQMM COPPER P.V.C. INSULATED UNSHEATHED SINGLE CORE 1.1.K. V. GRADE CABLE WITH CONTINUOUS EARTH BY MEANS OF 1.5 SQMM COPPER PVC INSULATED UNSHEATHED SINGLE CORE 1.1.K.V. GRADE CABLE IN FULLY CONCEALED PVC RIGID CONDUIT PIPE HEAVY DUTY WITH ISI MARK WITH SUITABLE SIZE MS BOX OF 16G THICK CONCEALED AND COVERED WITH 3MM THICK LAMINATED HYLEM SHEET FOR FAN POINT CONTROLLED BY 5 AMPS FLUSH TYPE SWITCH INCLUDING CIRCUIT MAINS, COST OF ALL MATERIALS, SPECIALS, ETC., ALL COMPLETE | 917.46 | Nos | 11009.52
29 | 11 | SUPPLY AND DELIVERY OF FOLLOWING ELECTRIC CEILING FAN WITH ISI MARK WITH BLADES AND DOUBLE BALL BEARING, CAPACITOR, ETC., COMPLETE WITH 300MM DOWN ROD, CANOPIES, CAPACITOR, SHACKLEBLADES WITH SPEED REGULATOR (RESISTANCE TYPE) SUITABLE FOR OPERATION ON 230 VOLTS 50 HTZ SINGLE PHASE AC SUPPLY CONFORMING TO ISS NO.374/79 AND PROVIDED WITH INSULATION . (THE BRAND SHOULD BE GOT APPROVED FROM THE EXECUTIVE ENGINEER BEFORE SUPPLY MADE). | 1437.4 | Nos | 15811.4
Data (2021-22)
30 | 11 | CHARGES FOR ASSEMBLING AND FIXING OF CEILING FAN OF DIFFERENT SWEEP WITH NECESSARY CONNECTIONS AND FIXING OF FAN REGULATOR ON THE EXISTING BOARD ETC., ALL COMPLETE (EXCLUDING COST OF FAN) | 520.8 | Nos | 5728.8
Data (2021-22)
31 | 4 | SUPPLYING AND FIXING 15AMPS 3 PIN PLUG TYPE SOCKET ON A SUITABLE MS BOX 16G THICK CONCEALED AND COVERED WITH 3 MM THICK LAMINATED HYLEM SHEET INCLUSIVE OF ALL CONNECTIONS AND COST OF ALL MATERIALS. | 138.7 | Nos | 554.8
Data (2021-22)
32 | 2 | Supplying and fixing of 230 mm dia sweep AC exhaust fan of approved ISI Quality including necessary wall opening, fixing and finishing the wall opening and making good including cost of materials, labour for fixing, chipping and redoing necessary inter connection, scaffolding, hire charges for tools and plants etc., all complete and as directed by the departmental Officers | 1942.75 | Nos | 3885.5
Data (2021-22)
33 | 4 | Supplying, fixing and concealing TW box of size 8’x6’x4" covered with 3mm thick hylem sheet including Cost of TV line socket I Telephone line Socket etc., all complete and as directed by the departmental officers. | 76.67 | Nos | 306.68
Data (2021-22)
34 | 50 | Supplying, laying and concealing of PVC pipe of 20mm dia with necessary specials and other materials including Run off 1 No. Fish wire (G.I. 22g) for drawing cable for T.V. I Telephone etc., all complete and as directed by the departmental officers. | 80.64 | Rmt | 4032
Data (2021-22)
35 | 2 | 100 Watts Spocus Light Fittings | 1500 | Nos | 3000
Data (2021-22)
36 | 5.3 | Supplying of stone dust including conveyance and cost of materials etc., all complete and as directed by the departmental officers. | 160.7 | Cum | 851.71
Data (2021-22)
37 | 5.3 | Supplying of 3 to 10 mm size HBSJ Including conveyance and cost of materials etc., all complete and directed by the departmental officers. | 799.98 | Cum | 4239.894
Data (2021-22)
38 | 69.6 | Conveyance charges of 63 mm tk paver block including loading and unloding charges etc., all complete and as direcetd by the departmental officers. | 145 | Sqm | 10092
Data (2021-22)
39 | 69.6 | Supplying and delivery of 63 mm tk Rubber moulded hydraulic pressed paver block etc., all complete and as directed by the departmental officers .(The quality of paver block should be got approved by the Executive engineer before use) | 459 | Sqm | 31946.4
Data (2021-22)
40 | 69.6 | Labour charges for spreading 3mm to 10 mm size stone chips and stone dust of required thickness and compaction by the earth rammer and laying paver block of 63mm tk and compacted and filling the gab between paver block including labour charges and machine charges etc all complete | 160 | Sqm | 11136
Data (2021-22)
41 | 114.057 | Weld Mesh | 62.6 | Kg | 7139.9682
Data (2021-22)
42 |  | SUPPLYING, LAYING, FIXING AND JOINTING THE FOLLOWING PVC PIPES AS PER ASTMD - 1785 OF SCHEDULE 40 OF WALL THICKNESS NOT LESS THAN THE SPECIFIED IN IS 4985 SUITABLE FOR PLUMBING BY THREADING OF WALL THICKNESS INCLUDING THE COST OF SUITABLE PVC/GI SPECIALS /GM SPECIALS LIKE ELBOW, TEE REDUCERS, PLUG, UNION, BEND, COUPLER, NIPPLE/ GM GATE VALVE, CHECK AND WHEEL VALVE ETC., WHEREVER REQUIRED ABOVE THE GROUND LEVEL INCLUDING THE COST OF TEFLON TAPE, SPECIAL CLAMPS, NAILS, ETC., FIXING ON WALL TO THE PROPER GRADIENT AND ALIGNMENT AND REDOING THE CHIPPED OF MASONRY ETC., AS DIRECTED BY THE DEPARTMENTAL OFFICERS.
| 15 | A. 32MM ASTM D SCHEDULE 40 THREADED PVC PIPE WITH NECESSARY PVC/GI SPECIALS | 225.97 | Rmt | 3389.55
Data (2021-22)
| 10 | B) 25MM ASTM D SCHEDULE 40 THREADED PVC PIPE WITH NECESSARY PVC/GI SPECIALS | 208.73 | Rmt | 2087.3
Data (2021-22)
43 |  | SUPPLYING, LAYING, FIXING AND JOINTING THE FOLLOWING PVC PIPES AS PER ASTM D - 1785 OF SCHEDULE 40 OF WALL THICKNESS NOT LESS THAN THE SPECIFIED IN IS 4985 SUITABLE FOR PLUMBING BY THREADING OF WALL THICKNESS INCLUDING THECOST OF SUITABLE PVC/GI SPECIALS /GM SPECIALS LIKE ELBOW, TEE REDUCERS, PLUG , UNIONS, BEND, COUPLER, NIPPLE/ GM GATE VALVE, CHECK AND WHEEL VALVE ETC., WHEREVER REQUIRED ABOVE THE GROUND LEVEL INCLUDING THE COST OF TEFLON TAPEETC., FULLY CONCEALED IN WALLS TO THE PROPER GRADIENT AND ALIGNMENT AND REDOING THE CHIPPED PORTION OF MASONRY ETC.,ALL COMPLETE AND AS DIRECTED BY THE DEPARTMENTAL OFFICERS.
| 10 | a) 20MM ASTM D SCHEDULE 40 THREADED PVC PIPE WITH NECESSARY PVC/GI SPECIALS | 203.95 | Rmt | 2039.5
Data (2021-22)
44 | 2 | SUPPLYING AND FIXING OF HALF TURN PVC LONG BODY TAP OF 15MM DIA OF BEST QUALITY INCLUDING COST OF PVC TAP WITH REQUIRED SPECIALS AND LABOUR FOR FIXING ETC., ALL COMPLETE AND AS DIRECTED BY THE DEPARTMENTAL OFFICERS. (THE QUALITY AND BRAND SHOULD BE GOT APPROVED FROM THE EXECUTIVE ENGINEER BEFORE USE) | 150 | Nos | 300
Quotation
46 | 1 | Supplying and fixing of approved brand Porcelain Flat Back urinal superior variety including cost of Urinal lead pipe, waste pipe, 15mm wheel valve, TW plug and labour for fixing etc., all complete as directed by the departmental officers (The brand and quality shall be got approved from the Executive Engineer before use) | 2016.25 | Nos | 2016.25
Data (2021-22)
48 | 1 | SUPPLY AND INSTALLATIONS OF CO2 TYPE FIRE EXTINGUISHERS, WALL MOUNTING TYPE, CYLINDRICAL IN SHAPE, WITH DISCHARGE HORN CAPACITY 4.5 KGS.ISI MARKED ETC., ALL COMPLETE AND AS DIRECTED BY THE DEPARTMENTAL OFFICERS. | 6666 | Nos | 6666
Data (2021-22)
51 | 6 | Wiring with 1.5 sqmm copper P. V.C. insulated unsheathed single core 1.1.k.v. grade cable withcontinuous earth by means of 1.5 sq.mm copper PVC insulated unsheathed single core 1.1.K.V. grade cable in fully concealed PVC rigid conduit pipe heavy duty with ISI mark with suitable size MS box of 1 No (each) 16g thick concealed and covered with 3mm thick laminated hylem sheet for 5 amps. 5 pin plug socket point at convenient places including circuit mains, cost of all materials, specials, etc., all complete | 638.45 | Nos | 3830.7
Data (2021-22)
| 52 | SUPPLYING AND FIXING OF VETRIFIED TILES OF BEST APPROVED QUALITY (IVORY) 600X600X8MM FOR FLOORING AND OTHER SIMILAR WORKS (THE COLOUR AND SHADE SHALL BE GOT APPROVED FROM THE EXECUTIVE ENGINEER BEFORE USING) OVER CEMENT MORTAR 1:3 (ONE OF CEMENT AND THREE OF CRUSHED STONE SAND) 20MM THICK INCLUDING FIXING IN POSITION CUTTING THE TILES TO THE REQUIRED SIZE WHEREVER NECESSARY POINTING THE JOINTS WITH GROUT (TILE JOINT FILLER) CURING FINISHING ETC., ALL COMPLETE AND AS DIRECTED BY THE DEPARTMENTAL OFFICERS. | 1430.97 | Sqm | 74410.44
Data (2021-22)
|  | Sub Total - I |  |  | 571527.2672
|  | C - GST |  | 6% | 34291.636
|  | S - GST |  | 6% | 34291.636
|  | Sub Total - II |  |  | 640110.5393
|  | Labour Welfare Charges |  | 1% | 6401.1054
|  | Unforscen & Petty Supervision Charges |  | 2.5% | 16002.7635
|  | Supervision Charges |  | 7.5% | 48008.2904
|  |  | Total |  | 710522.6986
|  |  | Say | Rs. | 7.00 Lakhs

## Details Ix (hidden)
Name of Work : Special Repair to TY PRS at IX th BN at manimuthar in Tirunelveli Dist
Detailed Measurements.
S.No | Description of Works | Nos |  |  | L | B | D | Quantity
1 | White wasshing
| Old Barrake Inner 1to 6 | 6 | x | 1 | 60.84 |  | 3 | 1095.12
| D/f Open | 6 | x | -4 | 1.2 |  | 2.1 | -60.48
| Store Inner | 6 | x | 1 | 18.2 |  | 3 | 327.6
| D/f Open | 6 | x | -1 | 1.2 |  | 2.1 | -15.12
| Varandah Inner | 6 | x | 1 | 21.44 |  | 2.7 | 347.328
| D/f Open | 6 | x | -3 | 1.2 |  | 2.1 | -45.36
| D/f Door | 6 | x | -1 | 1.2 |  | 2.1 | -15.12
| Old Toilet no 2,3 Inner | 2 | 22 | 1 | 6 |  | 2.25 | 594
| D/f Toilet D | -2 | 22 | 1 | 0.75 |  | 2 | -66
| Old Toilet no 2,3 Passage Inner | 2 | 1 | 1 | 34 |  | 2.25 | 153
| D/f Toilet D | -2 | 22 | 1 | 0.75 |  | 2 | -66
| New Toilet no 4 -Inner | 1 | 10 | 1 | 5.4 |  | 2.25 | 121.5
| D/f Toilet D | -1 | 10 | 1 | 0.75 |  | 2.1 | -15.75
| Passage Inner | 1 | 1 | 2 | 6.92 |  | 2.5 | 34.6
| D/f Toilet D | -1 | 10 | 1 | 0.75 |  | 2.1 | -15.75
| Old Toilet no 5 Inner | 1 | 16 | 1 | 5.4 |  | 2.25 | 194.4
| D/f Toilet D | -1 | 16 | 1 | 0.75 |  | 2 | -24
| Passage Inner | 1 | 1 | 1 | 27.76 |  | 2.25 | 62.46
| D/f Toilet D | -1 | 16 | 1 | 0.75 |  | 2 | -24
| Old Toilet no 6,7 Inner | 2 | 10 | 1 | 5.4 |  | 2.25 | 243
| Bath | 2 | 3 | 1 | 5.2 |  | 2.25 | 70.2
| D/f Toilet D | -2 | 13 | 1 | 0.75 |  | 2 | -39
| Old Toilet no 6,7 Passage Inner | 2 | 1 | 1 | 17.88 |  | 2.25 | 80.46
| D/f Toilet D | -2 | 13 | 1 | 0.75 |  | 2 | -39
2898.088
[6 empty] | Say | 2898.1 | Sqm
2 | Colour wasshing
| Old Barrake Outer 1to 6 | 6 | x | 1 | 74.9 |  | 3.6 | 1617.84
| Old Barrake Triangle Portision of end wall | 6 | 4 | 0.5 | 3.39 |  | 1.2 | 48.816
| D/f Door | 6 | x | -1 | 1.2 |  | 2.1 | -15.12
| New Barrake Outer 1to 3 | 3 | x | 1 | 42.4 |  | 3.6 | 457.92
| D/f Door | 3 | x | -1 | 1.2 |  | 2.1 | -7.56
| D/f Window | 3 | x | -6 | 0.9 |  | 1.05 | -17.01
| New Barrake Inner 1to 3 | 3 | x | 1 | 41.2 |  | 3 | 370.8
| D/f Door | 3 | x | -1 | 1.2 |  | 2.1 | -7.56
| D/f Window | 3 | x | -6 | 0.9 |  | 1.05 | -17.01
| Old Toilet no 2,3 Outer | 2 | x | 1 | 42.3 |  | 3.1 | 262.26
| D/f Door | -2 | x | 1 | 1 |  | 2 | -4
| New Toilet no 4 -Outer | 1 | x | 1 | 4.52 |  | 3.1 | 14.012
| D/f Door | -1 | x | 2 | 1.2 |  | 2.5 | -6
| Old Toilet no 5 Outer | 1 | x | 1 | 36.06 |  | 3.1 | 111.786
| D/f Door | -1 | x | 1 | 1 |  | 2 | -2
| Old Toilet no 6,7 Inner | 2 | x | 1 | 25.46 |  | 3.1 | 157.852
| D/f Door | -2 | x | 1 | 1 |  | 2 | -4
2961.026
[6 empty] | Say | 2961.1 | Sqm

## Details
TAMIL NADU POLICE HOUSING CORPORATION LIMITED
TIRUNELVELI DIVISION
Name of Work : Special Repair works for Old Taluk office Building for Newly formed Police Canteen at Tenkasi in Tenkasi District
DETAILED MEASUREMENT
S.No | Description of Works | Nos |  |  | Length | Breadth | Depth | Quantity
1 | Damaged Tile Roof Patch Work For Tar Sheet
| Hall | 1 | x | 1 | 2 | 2 |  | 4
| Front Varandah | 1 | x | 1 | 2.4 | 2 |  | 4.8
[6 empty] | Total |  | 8.8
[6 empty] | Say | 8.8 | Sqm
2 | Dismantling the Old Brick Work Wall with Cement Mortar
| Front Varandha | 1 | x | 3 | 2.4 | 0.23 | 2.4 | 3.9744
| Front Entrance Open | 1 | x | 1 | 2.4 | 0.23 | 1.2 | 0.6624
[6 empty] | Total |  | 4.6368
[6 empty] | Say | 4.7 | Cum
3 | EARTH WORK EXCAVATION FOR FOUNDATION IN ALL SOILS AND SUB-SOILS AND TO THE REQUIRED DEPTH AS MAY BE DIRECTED EXCEPT IN HARD ROCK REQUIRING BLASTING BUT INCLUSIVE OF SHORING ,STRUTTING,AND BALING OUT WATER WHEREVER NECESSARY AND REFILLING THE SIDES OF FOUNDATION WITH EXCAVATED EARTH IN 150 MM LAYERS WELL WATERED RAMMED AND CONSOLIDATED AND DEPOSITING THE SURPLUS EARTH IN PLACES SHOWN CLEARING AND LEVELLING THE SITES WITH AN INITIAL LEAD OF 10 METRES AND LIFT AS SPECIFIED HERE UNDER ETC. COMPLETE IN ALL RESPECTS COMPLYING WITH RELEVANT STANDARD SPECIFICATIONS.(INCLUDING REFILLING)
| Entrance Side Wall | 1 | x | 1 | 9.5 | 0.45 | 0.45 | 1.9238
| Entrance Wall | 1 | x | 1 | 6 | 0.45 | 0.45 | 1.215
[6 empty] | Total |  | 3.1388
[6 empty] | Say | 3.2 | Cum
4 | PLAIN CEMENT CONCRETE 1:5:10 (ONE OF CEMENT,FIVE OF SAND AND TEN OF HARD BROKEN STONE JELLY) FOR FOUNDATION USING 40MM GAUGE HARD BROKEN STONE JELLY INCLUSIVE OF SHORING STRUTTING AND BAILING OUT WATER WHEREVER NECESSARY RAMMING, CURING ETC., COMPLETE IN ALL RESPECTS COMPLYING WITH RELEVANT STANDARD SPECIFICATIONS AND AS DIRECTED BY THE DEPARTMENTAL OFFICERS.
| Entrance Side Wall | 1 | x | 1 | 9.5 | 0.45 | 0.15 | 0.64125
| Entrance Wall | 1 | x | 1 | 6 | 0.45 | 0.15 | 0.405
[6 empty] | Total |  | 1.0463
[6 empty] | Say | 1.1 | Cum
5 | BRICK WORK IN CM 1:5(ONE OF CEMENT AND FIVE OF SAND) USING KILN BURNT COUNTRY BRICKS OF SIZE 8 3/4"x4 1/4"x2 3/4"(22x11x7CM) IN FOUNDATION AND BASEMENT INCLUDING DEWATERING WHEREVER NECESSARY, PROPER SETTING,CURING ETC., COMPLETE WITH RELEVANT STANDARD SPECIFICATIONS.
| Entrance Side Wall | 1 | x | 1 | 9.5 | 0.45 | 0.45 | 1.9238
| Entrance Wall | 1 | x | 1 | 6 | 0.45 | 0.45 | 1.215
| Chamber | 1 | x | 1 | 3.32 | 0.23 | 0.75 | 0.5727
[6 empty] | Total |  | 3.7115
[6 empty] | Say | 3.8 | Cum
6 | Providing Form work and centering for reinforced cement concrete works including supports and strutting up to 3.30m height for plane surfaces as detailed below with all cross bracings using mild steel sheets of size 90cm x 60cm and MS 10 gauge stiffened with welded mild steel angles of size 25mmx25mmx3mm for boarding laid over silver oak or country wood joists of size 10cmx6.5cm spaced at about 90cm centre to centre and supported by casurina props 10cm to 13cm dia spaced at 75cm intervals and removing the same after a specified period without damaging the R.C.C works etc., complete complying with standard specifications and as directed by the departmental officers
a) For Column footings, plinth beam, Grade beam, Raft beam, Raft slab etc.,
| Front verandah grade beam | 2 | x | 2 | 2.4 |  | 0.23 | 2.208
| Entrance Side Wall | 1 | x | 2 | 9.5 |  | 0.15 | 2.85
[6 empty] | Total |  | 5.058
[6 empty] | Say | 5.1 | Sqm
b) Plain surfaces such as Roof slab, floorslab, Beams, lintels, lofts, sillslab, staircase waist, portico slab and other similar works
| Varandah Door bottom | 1 | x | 1 | 0.9 | 0.23 |  | 0.207
| Varandah Lintel Side | 2 | x | 2 | 2.4 |  | 0.15 | 1.44
[6 empty] | Total |  | 1.647
[6 empty] | Say | 1.7 | Sqm
7 | Cement Concrete 1:2:4 (One of cement, two of sand and four of stone jelly) for all reinforced cement concrete works, namely plinth beams,tie beams, column and column footing, slabs, etc. using 20mm gauge hard broken stone jelly excluding the cost and fabrication of reinforcement grills, shuttering and centering but including vibrating, laying, curing, with relevant standard specifications in Foundation and basement
a) In Foundation & Basement
| Front Varandha Grade Beam | 2 | x | 1 | 2.4 | 0.23 | 0.23 | 0.25392
| Entrance Side Wall | 1 | x | 1 | 9.5 | 0.23 | 0.15 | 0.32775
[6 empty] | Total |  | 0.58167
[6 empty] | Say | 0.6 | Cum
8 | Brick work in cement mortor 1:6 (One of cement and six of sand) using Chamber burnt bricks of size 9"x43/8"x2¾" (23x11.2x7cm) for super structure in the following floors including labour for fixing the doors, windows and ventilator frames in position, fixing of hold fasts, scaffoldings, curing etc., complete in all respect complying with relevant standard specifications and drawings
| Front Varandha | 2 | x | 1 | 2.4 | 0.23 | 2.1 | 2.3184
| Front Varandha Above Lintel | 3 | x | 0.5 | 2.4 | 0.23 | 1.2 | 0.9936
| Entrance Front Wall | 1 | x | 1 | 0.9 | 0.23 | 2.1 | 0.4347
| Entrance Front Wall | 2 | x | 1 | 2.4 | 0.23 | 1.1 | 1.2144
| Main Entrance Front Wall | 1 | x | 1 | 2.4 | 0.23 | 2.1 | 1.1592
| D/f Main Door | 1 | x | -1 | 1.5 | 0.23 | 2.1 | -0.7245
| Entrance Side Wall Pillar | 1 | x | 5 | 0.23 | 0.23 | 1.5 | 0.39675
| D/f lintel Concrete | 2 | x | -1 | 2.4 | 0.23 | 0.15 | -0.1656
[6 empty] | Total |  | 5.6269
[6 empty] | Say | 5.7 | Cum
9 | Brick partition wall in Cement Mortar 1:4 (One of cement and four of sand) 110mm thick for super structure in the following floors using kiln burnt country bricks of size 8¾”x4¼”x2¾” (22x11x7cm) including labour for fixing the doors, windows and ventilator frames in position, fixing of hold fasts, scaffoldings, curing etc., complete in all respect complying with relevant standard specifications and drawings
| Entrance Side Wall | 1 | x | 1 | 9.5 |  | 1.5 | 14.25
| Entrance Side Wall Pillar | 1 | x | 5 | 0.23 |  | 1.5 | -1.725
[6 empty] | Total |  | 12.525
[6 empty] | Say | 12.6 | Sqm
10 | Cement Concrete 1:2:4 (One of cement, two of sand and four of Hard broken stone jelly) for all RCC works namely TEE, ELL or rectangular beams, lintel, parapet cum drops, waist and landing slab, canophy, circular column, fin projections, sunshades, window boxing slab, slab and other similar works using 20mm gauge hard broken stone jelly excluding the cost and fabrication of reinfor- cement grills, shuttering and centering but including vibrating, laying, curing, finishing etc., complying with relevant standard specifications in the following floors.
a) In Ground Floor
| Front Varandha lintel Concrete | 2 | x | 1 | 2.4 | 0.23 | 0.15 | 0.1656
[6 empty] | Total |  | 0.1656
[6 empty] | Say | 0.2 | Cum
11 | Supplying, fabricating and placing in position of Mild steel Grills/Ribbed Tor Steels for reinforcement for all floors including cost of binding wire, bending, tying etc., all complete and as directed by the departmental officers.
| SI No . 7 Qty | [6 empty] | 0.6
| SI No . 10 Qty | [6 empty] | 0.2
[7 empty] | 100 | 0.8
[6 empty] | Total |  | 80
[6 empty] | Say | 0.08 | MT
12 | PLASTERING WITH CM 1:5 (ONE OF CEMENT AND FIVE OF SAND)12MM THICK FINISHED WITH NEAT CEMENT INCLUDING PROVIDING BAND CORNICE , CEILING CORNICE, CURING, SCAFFOLDING ETC., COMPLETE IN ALL RESPECTS AND COMPLYING WITH RELEVANT STANDARD SPECIFICATIONS.
| Front Varandha | 2 | x | 2 | 2.4 |  | 2.1 | 20.16
| Front Varandha add Height | 3 | 2 | 0.5 | 2.4 |  | 1.2 | 8.64
| Entrance Side Wall | 1 | 2 | 1 | 9.5 |  | 1.5 | 28.5
| Entrance Side Wall Top | 1 |  | 1 | 9.5 | 0.115 |  | 1.0925
| Entrance Pillar Sides | 2 |  | 5 | 9.5 | 0.115 |  | 10.925
| Entrance Wall | 2 | x | 1 | 0.9 |  | 2.1 | 3.78
| Entrance Wall Top | 1 |  | 1 | 0.9 | 0.23 |  | 0.207
| Entrance Side Wall | 2 | x | 2 | 2.4 |  | 1.1 | 10.56
| Entrance Side Wall | 2 |  | 1 | 2.4 | 0.23 |  | 1.104
[6 empty] | Total |  | 84.9685
[6 empty] | Say | 85 | Sqm
13 | WHITE WASHING THREE COATS USING CLEAN SHELL LIME SLAKED INCLUDING COST OF LIME, GUM, BLUE, BRUSHES INCLUDING SCAFFOLDING ETC., COMPLETE IN ALL RESPECTS.
| Front Varandha | 2 | x | 2 | 2.4 |  | 2.1 | 20.16
| Front Varandha add Height | 3 | 2 | 0.5 | 2.4 |  | 1.2 | 8.64
| Entrance Side Wall | 1 | 2 | 1 | 9.5 |  | 1.5 | 28.5
| Entrance Side Wall Top | 1 |  | 1 | 9.5 | 0.115 |  | 1.0925
| Entrance Pillar Sides | 2 |  | 5 | 9.5 | 0.115 |  | 10.925
| Entrance Wall | 2 | x | 1 | 0.9 |  | 2.1 | 3.78
| Entrance Wall Top | 1 |  | 1 | 0.9 | 0.23 |  | 0.207
| Entrance Side Wall | 2 | x | 2 | 2.4 |  | 1.1 | 10.56
| Entrance Side Wall | 2 |  | 1 | 2.4 | 0.23 |  | 1.104
[6 empty] | Total |  | 84.9685
[6 empty] | Say | 85 | Sqm
14 | WHITE WASHING TWO COATS FOR OLD WALLS USING CLEAN SHELL LIME SLAKED INCLUDING COST OF LIME, GUM, BLUE, BRUSHES INCLUDING SCAFFOLDING ETC., COMPLETE IN ALL RESPECTS.
| Hall Inner | 1 | x | 1 | 39.9 |  | 4.8 | 191.52
| Hall Inner Add Height Triangle Portion | 2 | 2 | 0.5 | 2.7 |  | 2 | 10.8
| D/f Window | 1 | x | -6 | 1.2 |  | 1.65 | -11.88
| D/f Door | 1 | x | -5 | 1.3 |  | 2.5 | -16.25
| D/f Arch Open | 1 | x | -1 | 3 |  | 2.5 | -7.5
| D/f Arch Open Half Circle | 1 | -0.5 | 3.14 | 1.5 | 1.5 |  | -3.5325
| Add for Window Jambs | 1 | x | 6 | 5.7 | 0.56 |  | 19.152
| Add for Door Jambs | 1 | x | 5 | 6.3 | 0.56 |  | 17.64
| Arch Open Jambs | 1 | x | 2 | 2.5 | 0.56 |  | 2.8
| Arch Open Half Circle Jambs | 1 | 0.5 | 3.14 | 1.5 | 0.56 |  | 1.3188
| Room1 Inner | 1 | x | 1 | 20.4 |  | 4.8 | 97.92
| Add Height Triangle Portion | 2 | 2 | 0.5 | 2.7 |  | 2 | 10.8
| D/f Door | 1 | x | -3 | 1.3 |  | 2.5 | -9.75
| D/f Arch Open | 1 | x | -1 | 3 |  | 2.5 | -7.5
| D/f Arch Open | 1 | x | -1 | 3 |  | 2.5 | -7.5
| D/f Arch Open Half Circle | 1 | -0.5 | 3.14 | 1.5 | 1.5 |  | -3.5325
| Add for Door Jambs | 1 | x | 3 | 6.3 | 0.56 |  | 10.584
| Arch Open Jambs | 1 | x | 2 | 2.5 | 0.56 |  | 2.8
| Arch Open Half Circle Jambs | 1 | 0.5 | 3.14 | 1.5 | 0.56 |  | 1.3188
| Room Inner | 1 | x | 1 | 14.1 |  | 4.8 | 67.68
| D/f Door | 1 | x | -1 | 1.3 |  | 2.5 | -3.25
| D/f Arch Open | 1 | x | -1 | 3 |  | 2.5 | -7.5
| D/f Arch Open Half Circle | 1 | -0.5 | 3.14 | 1.5 | 1.5 |  | -3.5325
| Add for Door Jambs | 1 | x | 1 | 6.3 | 0.56 |  | 3.528
| Room2 Inner | 1 | x | 1 | 16.8 |  | 4.8 | 80.64
| Add Height Triangle Portion | 2 | 2 | 0.5 | 2.7 |  | 2 | 10.8
| D/f Door | 1 | x | -3 | 1.3 |  | 2.5 | -9.75
| Add for Door Jambs | 1 | x | 3 | 6.3 | 0.56 |  | 10.584
| Room 3 Inner | 1 | x | 1 | 16.8 |  | 4.8 | 80.64
| Add Height Triangle Portion | 2 | 2 | 0.5 | 2.7 |  | 2 | 10.8
| D/f Window | 1 | x | -1 | 1.2 |  | 1.65 | -1.98
| D/f Door | 1 | x | -1 | 1.3 |  | 2.5 | -3.25
| Add for Window Jambs | 1 | x | 1 | 5.7 | 0.56 |  | 3.192
| Add for Door Jambs | 1 | x | 1 | 6.3 | 0.56 |  | 3.528
| Front Varandah Rear Wall | 1 | x | 1 | 26.445 |  | 3.3 | 87.2685
| Front Varandah Front Wall Inner | 1 | x | 1 | 26.445 |  | 1.3 | 34.3785
| D/f for Wall | 1 | x | -2 | 0.23 |  | 1.3 | -0.598
| Varandha C/w | 2 | x | 2 | 2.4 |  | 2.4 | 23.04
| Varandha C/w add Height Triangle Portion | 2 | 2 | 0.5 | 2.4 |  | 0.5 | 2.4
| Front Varandah Front Wall Outer | 1 | x | 1 | 26.445 |  | 1.3 | 34.3785
| Rear Varandah Rear Wall | 1 | x | 1 | 14.3 |  | 3.3 | 47.19
| Rear Varandah Front Wall Inner | 1 | x | 1 | 14.3 |  | 1.3 | 18.59
| Varandha C/w add Height Triangle Portion | 1 | 2 | 0.5 | 2.4 |  | 0.5 | 1.2
| Rear Varandah Front Wall Outer | 1 | x | 1 | 18 |  | 1.3 | 23.4
| Roof Ventolator Wall East side | 1 | x | 1 | 26.445 |  | 1.5 | 39.6675
| Roof Ventolator Wall West side | 1 | x | 1 | 18 |  | 1.5 | 27
| Open Space South side Wall | 1 | x | 1 | 4.7 |  | 4.8 | 22.56
| Open Space North side Wall | 1 | x | 1 | 4.7 |  | 4.8 | 22.56
| Women Toilet Urinal Inner | 1 | x | 1 | 4.8 |  | 2.25 | 10.8
| Men & Women Toilet Urinal Inner | 2 | x | 1 | 4.8 |  | 2.25 | 21.6
| D/f for O | 2 | x | -1 | 1.1 |  | 2.2 | -4.84
| Men & Women Toilet Inner | 2 | x | 1 | 2.09 |  | 2.25 | 9.405
| D/f for D1 | 2 | x | -1 | 0.75 |  | 2.2 | -3.3
| Men & Women Toilet Passage Both Side | 2 | x | 2 | 2.7 |  | 2.2 | 23.76
| D/f for O | 2 | x | -1 | 1.1 |  | 2.2 | -4.84
| D/f for D1 | 2 | x | -1 | 0.75 |  | 2.2 | -3.3
| Add for O Jambs | 2 | x | 1 | 5.5 | 0.23 |  | 2.53
| Add for D1 Jambs | 2 | x | 1 | 5.15 | 0.23 |  | 2.369
| Motor Room Inner | 1 | x | 1 | 7 |  | 2.03 | 14.21
| D/f for D1 | 1 | x | -1 | 0.75 |  | 2.2 | -1.65
| Add for D1 Jambs | 2 | x | 1 | 5.15 | 0.115 |  | 1.1845
[6 empty] | Total |  | 992.3016
[6 empty] | Say | 992.4 | Sqm
15 | Supplying and fixing Mild Steel grills as per the design approved to verandah enclosure or gate including one coat of primer and labour for fixing in position etc. all complete
| Front Entrance | 1 | x | 1 | 1.5 |  | 2.1 | 3.15
[6 empty] | 35 | Kg/ m2 | 3.15
[6 empty] | Total |  | 110.25
[6 empty] | Say | 110.3 | Kg
16 | PAINTING THE OLD WOOD WORK WITH ONE COATS OF APPROVED SECOND CLASS SYNTHETIC ENAMEL READY MIXED PAINT OF APPROVED QUALITY AND SHADE. THE PAINT SHOULD BE SUPPLIED BY THE CONTRACTOR AT HIS OWN COST (THE QUALITY AND THE SHADE OF PAINT SHOULD BE GOT APPROVED BY THE EXECUTIVE ENGINEER BEFORE USE) INCLUDING SCRAPPING CHARGES & PAINTING CHARGES, COST OF PAINTS PUTTY, BRUSHES ETC., ALL COMPLETE WITH RELEVANT STANDARD SPECIFICATIONS.
| Hall Door | 1 | x | 5 | 1.3 | 2.6 | 2.5 | 42.25
| Hall Window | 1 | x | 6 | 1.2 | 2.6 | 1.65 | 30.888
| Hall Roof Ventilator | 1 | x | 6 | 1.2 | 2.6 | 1 | 18.72
| Room Door | 1 | x | 1 | 1.3 | 2.6 | 2.5 | 8.45
| Room Window | 1 | x | 1 | 1.2 | 2.6 | 1.65 | 5.148
| Room 1 Door | 1 | x | 3 | 1.3 | 2.6 | 2.5 | 25.35
| Room 2 Door | 1 | x | 2 | 1.3 | 2.6 | 2.5 | 16.9
| Room 2 Door Partision Wood | 1 | x | 1 | 3 | 2.6 | 2.5 | 19.5
| Room 3 Door | 1 | x | 1 | 1.3 | 2.6 | 2.5 | 8.45
| Room 3 Window | 1 | x | 1 | 1.2 | 2.6 | 1.65 | 5.148
| Rear Varandah Fixed Window | 1 | x | 7 | 2.3 | 2.6 | 1.2 | 50.232
| Rear Varandah Fixed Window | 1 | x | 1 | 0.95 | 2.6 | 1.2 | 2.964
| Frond Varandah Wood & Weild Mesh Window | 1 | x | 1 | 1.95 | 2.6 | 1.2 | 6.084
| Frond Varandah Wood & Weild Mesh Window | 1 | x | 1 | 2.15 | 2.6 | 1.2 | 6.708
| Frond Varandah Wood & Weild Mesh Window | 1 | x | 1 | 2.2 | 2.6 | 1.2 | 6.864
[6 empty] | Total |  | 253.656
[6 empty] | Say | 253.7 | Sqm
17 | PAINTING THE OLD IRON WORK AND OTHER SIMILAR WORKS SUCH AS PVC/ASTM PIPES, KERB STONE AND GRILLS WITH TWO COATS OF APPROVED SECOND CLASS SYNTHETIC ENAMEL READY MIXED PAINT OF APPROVED QUALITY AND BRAND.THE PAINT SHOULD BE SUPPLIED BY THE CONTRACTOR AT HIS OWN COST (THE QUALITY AND BRAND OF PAINT SHOULD BE GOT APPROVED BY THE EXECUTIVE ENGINEER BEFORE USE)INCLUDING SCRAPPING CHARGES & PAINTING CHARGES, COST OF PAINTS PUTTY, BRASHES ETC., ALL COMPLETE WITH RELEVANT STANDARD SPECIFICATION.
| Hall Window | 1 | x | 6 | 1.2 |  | 1.65 | 11.88
| Room Window | 1 | x | 1 | 1.2 |  | 1.65 | 1.98
| Room 2 Door Partision Wood | 1 | x | 1 | 3 |  | 2.5 | 7.5
| Room 3 Door | 1 | x | 1 | 1.3 |  | 2.5 | 3.25
| Room 3 Window | 1 | x | 1 | 1.2 |  | 1.65 | 1.98
| Rear Varandah Door | 1 | x | 1 | 0.9 |  | 2.4 | 2.16
| Frond Varandah Wood & Weild Mesh Window | 1 | x | 1 | 1.95 |  | 1.2 | 2.34
| Frond Varandah Wood & Weild Mesh Window | 1 | x | 1 | 2.15 |  | 1.2 | 2.58
| Frond Varandah Wood & Weild Mesh Window | 1 | x | 1 | 2.2 |  | 1.2 | 2.64
| Frond Varandah Grill Window | 1 | x | 6 | 2.2 |  | 1.2 | 15.84
| Frond Varandah Grill Window | 1 | x | 1 | 1.4 |  | 1.2 | 1.68
| Frond Varandah Grill Door | 1 | x | 1 | 0.9 |  | 2.1 | 1.89
[6 empty] | Total |  | 55.72
[6 empty] | Say | 55.8 | Sqm
18 | Painting the new Iron work and other similar works such as PVC / ASTM Pipes, Kerb Stone and grills with two coats of approved first class synthetic enamel ready mixed paint of approved quality and brand, the paint should be supplied by the contractor at his own cost, (The quality and the brand of paint should be got approved by the Executive Engineer before use) complying with relevant standard specifications.
| Front Entrance | 1 | x | 1 | 1.5 |  | 2.1 | 3.15
[6 empty] | Total |  | 3.15
[6 empty] | Say | 3.2 | Sqm
19 | Suplying and Fixing of Two track Alminium Sliding Widow
| Frond Varandah Grill Window | 1 | x | 6 | 2.2 |  | 1.2 | 15.84
| Frond Varandah Grill Window | 1 | x | 1 | 1.4 |  | 1.2 | 1.68
[6 empty] | Total |  | 17.52
[6 empty] | Say | 17.6 | Sqm
20 | Supplying and Fixing of Calcium Sheet Work for Existing Rear Verandah
| Rear Varandah Fixed Window | 1 | x | 7 | 2.3 |  | 1.2 | 19.32
| D/f Open Window | 2 | x | -1 | 0.95 |  | 1.2 | -2.28
| D/f Open Window | 1 | x | -1 | 1.5 |  | 1.2 | -1.8
[6 empty] | Total |  | 15.24
[6 empty] | Say | 15.3 | Sqm
21 | Wiring with 1.5 sqmm copper PVC insulated unsheathed single core 1.1 K.V. grade cable with continuous earth by means of 1.5 sqmm copper insulated unsheathed single core 1.1 K.V. grade cable in fully concealed PVC rigid conduit pipe heavy duty with ISI with suitable size MS box of 16 gauge thick concealed and covered with 3mm thick laminated hylem sheet controlled by 5 amps flush type switch including circuit mains cost of all materials, specials etc., all complete
A. LIGHT POINT WITH CEILING ROSE
| Hall | 1 | x | 8 |  |  |  | 8
| Room | 1 | x | 1 |  |  |  | 1
| Room 1 | 1 | x | 4 |  |  |  | 4
| Room 2 | 1 | x | 2 |  |  |  | 2
| Room 3 | 1 | x | 2 |  |  |  | 2
| Front Varandah | 1 | x | 5 |  |  |  | 5
| Rear Varandah | 1 | x | 5 |  |  |  | 5
| Entrance | 1 | x | 3 |  |  |  | 3
| Toilet | 1 | x | 2 |  |  |  | 2
| 100W Focus light | 1 | x | 2 |  |  |  | 2
| Rear Varandah Exhast Fan | 1 | x | 2 |  |  |  | 2
[7 empty] | Total | 36
[6 empty] | Say | 36 | Nos
B. LIGHT POINT WITHOUT CEILING ROSE
| Hall | 1 | x | 4 |  |  |  | 4
| Room | 1 | x | 1 |  |  |  | 1
| Room 1 | 1 | x | 1 |  |  |  | 1
| Room 2 | 1 | x | 1 |  |  |  | 1
| Room 3 | 1 | x | 1 |  |  |  | 1
| Entrance | 1 | x | 1 |  |  |  | 1
| Toilet | 1 | x | 2 |  |  |  | 2
[7 empty] | Total | 11
[6 empty] | Say | 11 | Nos
22 | Wiring with 1.5 sqmm copper P.V.C. insulated unsheathed single core 1.1.K.V. grade cable with continuous earth by means of 1.5 sqmm copper PVC insulated unsheathed single core 1.1.K.V. grade cable in fully concealed PVC rigid conduit pipe heavy duty with ISI mark with suitable size MS box of 16g thick concealed and covered with 3mm thick laminated hylem sheet for 5 amps 5 pin plug socket point at Switch Board Itself including circuit mains, cost of all materials, specials, etc., all complete
| Hall | 1 | x | 5 |  |  |  | 5
| Room | 1 | x | 1 |  |  |  | 1
| Room 1 | 1 | x | 1 |  |  |  | 1
| Room 2 | 1 | x | 2 |  |  |  | 2
| Room 3 | 1 | x | 2 |  |  |  | 2
| Front Varandah | 1 | x | 3 |  |  |  | 3
| Rear Varandah | 1 | x | 2 |  |  |  | 2
[7 empty] | Total | 16
[6 empty] | Say | 16 | Nos
23 | SUPPLY AND FIXING OF 4 FEET 18 WATTS CRYSTAL LED TUBE LIGHT AND FIXING OF TUBE LIGHT FITTINGS ON TEAK WOOD ROUND BLOCKS OF 75 MM DIA OR 40MM DEEP SUSPENDED FROM CEILING OR MOUNDED ON THE WALL INCLUDING COST OF ALL MATERIALS AND LABOUR FOR FIXING IN POSITION AND AS DIRECTED BY THE DEPARTMENTAL OFFICERS. ( THE ENTIRE FITTINGS SHOLUD BE GOT APPROVED FROM THE EXECUTIVE ENGINEER BEFORE USE )
| Hall | 1 | x | 8 |  |  |  | 8
| Room | 1 | x | 1 |  |  |  | 1
| Room 1 | 1 | x | 4 |  |  |  | 4
| Room 2 | 1 | x | 2 |  |  |  | 2
| Room 3 | 1 | x | 2 |  |  |  | 2
| Front Varandah | 1 | x | 5 |  |  |  | 5
| Rear Varandah | 1 | x | 5 |  |  |  | 5
| Toilet | 1 | x | 2 |  |  |  | 2
[7 empty] | Total | 29
[6 empty] | Say | 29 | Nos
24 | Run off main with 2 wires of 4 Sqmm Copper PVC insulated unsheathed single core 1.1 KV grade cable with continuous earth by means of 2.5 sqmm copper PVC insulated unsheathed single core 1.1 KV grade cable in open wiring 19/20mm dia rigid PVC conduit pipe with ISI mark etc. including cost of all materials, specials etc. all complete and as directed by the departmental officers(OPEN WIRING)
| Hall DP to Room 1 DP | 1 | x | 1 | 10 |  |  | 10
| Hall DP to Rear Varandha DP | 1 | x | 1 | 5 |  |  | 5
| Hall DP to Front Varandha DP | 1 | x | 1 | 5 |  |  | 5
[7 empty] | Total | 20
[6 empty] | Say | 20 | Rmt
25 | Run off main with 2 wires of 2.5 Sqmm Copper PVC insulated unsheathed single core 1.1 KV grade cable with continuous earth by means of 2.5 sqmm copper PVC insulated unsheathed single core 1.1 KV grade cable in open wiring 19/20mm dia rigid PVC conduit pipe with ISI mark etc. including cost of all materials, specials etc. all complete and as directed by the departmental officers (OPEN WIRING)
| Hall DP to Hall 15amps Power Pluk | 1 | x | 1 | 10 |  |  | 10
| Hall DP to Hall 15amps Power Pluk | 1 | x | 1 | 10 |  |  | 10
| Hall DP to Room 1 15amps Power Pluk | 1 | x | 1 | 10 |  |  | 10
| Hall DP to Room 1 15amps Power Pluk | 1 | x | 1 | 10 |  |  | 10
[7 empty] | Total | 40
[6 empty] | Say | 40 | Rmt
26 | SUPPLYING AND FIXING OF 9W LED BULB AND FIXING THE BULB INCLUDING COST OF ALL MATERIALS AND LABOUR FOR FIXING IN POSITION AND AS DIRECTED BY THE DEPARTMENTAL OFFICERS.(THE ENTIRE FITTINGS SHOLUD BE GOT APPROVED FROM THE EXECUTIVE ENGINEER BEFORE USE )
| Hall | 1 | x | 4 |  |  |  | 4
| Room | 1 | x | 1 |  |  |  | 1
| Room 1 | 1 | x | 1 |  |  |  | 1
| Room 2 | 1 | x | 1 |  |  |  | 1
| Room 3 | 1 | x | 1 |  |  |  | 1
| Entrance | 1 | x | 1 |  |  |  | 1
| Toilet | 1 | x | 2 |  |  |  | 2
[7 empty] | Total | 11
[6 empty] | Say | 11 | Nos
27 | SUPPLYING AND DELIVERY OF 25W LED STREET LIGHT FITTINGS COMPLETE WITH HEAVY GAUGE ALUMINIUM SHEET FABRICATED CANOPHY TREATED PRIMERED AND PAINTED WITH STOVE ENAMELED CRCA SHEET STEEL CONTRACT GEAR CUM REFLECTOR TRAY DULY FINISHED GLOSSY WHITE FOR OPTIMUM REFLECTION WITH CLEAR RIBBED ACRYLIC BOWL FIXED TO ALUMINIUM FRAME WITH GASKET LINING SECURED TO CANOPHY BY MEANS OF HINGES ON ONE SIDE AND FOGGLE CATCHES IN THE OTHER SIDE FOR EFFECTIVE PROJECTION AGAINST DUST AND WATER ENTRY ALL PREWIRED UPTO TERMINAL BLOCK COMPLETE WITH ALL ACCESSORIES SUCH AS COPPER WIRE,TUBE LIGHTS 40 WATTS, 4 FEET LONG, WOUND BALLAST CAPACITOR, STARTER ETC., COMPLETE WITH SIDE ENTRY MOUNTING CONFOR-MING TO IS 10322 AND INCLUDING LABOUR CHARGES FOR FIXING STREET LIGHT FITTINGS IN THE EB POLE/ WALL WITH GI PIPE 20MM DIA 2M LENGTH AND ACCESSORIES ETC., WITH 15 AMPS 500V. FUSE UNIT ON A T.W.PLANK 150X100X 20 MM THICK ETC., COMPLETE AND AS DIRECTED
| Front & Rear | 1 | x | 4 |  |  |  | 4
[7 empty] | Total | 4
[6 empty] | Say | 4 | Nos
28 | WIRING WITH 1.5 SQMM COPPER P.V.C. INSULATED UNSHEATHED SINGLE CORE 1.1.K. V. GRADE CABLE WITH CONTINUOUS EARTH BY MEANS OF 1.5 SQMM COPPER PVC INSULATED UNSHEATHED SINGLE CORE 1.1.K.V. GRADE CABLE IN FULLY CONCEALED PVC RIGID CONDUIT PIPE HEAVY DUTY WITH ISI MARK WITH SUITABLE SIZE MS BOX OF 16G THICK CONCEALED AND COVERED WITH 3MM THICK LAMINATED HYLEM SHEET FOR FAN POINT CONTROLLED BY 5 AMPS FLUSH TYPE SWITCH INCLUDING CIRCUIT MAINS, COST OF ALL MATERIALS, SPECIALS, ETC., ALL COMPLETE
| Hall | 1 | x | 5 |  |  |  | 5
| Room 1 | 1 | x | 2 |  |  |  | 2
| Room 2 | 1 | x | 2 |  |  |  | 2
| Entrance | 1 | x | 1 |  |  |  | 1
| Rear Varandah | 1 | x | 2 |  |  |  | 2
[7 empty] | Total | 12
[6 empty] | Say | 12 | Nos
29 | SUPPLY AND DELIVERY OF FOLLOWING ELECTRIC CEILING FAN WITH ISI MARK WITH BLADES AND DOUBLE BALL BEARING, CAPACITOR, ETC., COMPLETE WITH 300MM DOWN ROD, CANOPIES, CAPACITOR, SHACKLEBLADES WITH SPEED REGULATOR (RESISTANCE TYPE) SUITABLE FOR OPERATION ON 230 VOLTS 50 HTZ SINGLE PHASE AC SUPPLY CONFORMING TO ISS NO.374/79 AND PROVIDED WITH INSULATION . (THE BRAND SHOULD BE GOT APPROVED FROM THE EXECUTIVE ENGINEER BEFORE SUPPLY MADE).
a) 48" ELECTRIC FAN 1200MM SWEEP
| Hall | 1 | x | 6 |  |  |  | 6
| Room 1 | 1 | x | 2 |  |  |  | 2
| Room 2 | 1 | x | 2 |  |  |  | 2
| Entrance | 1 | x | 1 |  |  |  | 1
[7 empty] | Total | 11
[6 empty] | Say | 11 | Nos
30 | CHARGES FOR ASSEMBLING AND FIXING OF CEILING FAN OF DIFFERENT SWEEP WITH NECESSARY CONNECTIONS AND FIXING OF FAN REGULATOR ON THE EXISTING BOARD ETC., ALL COMPLETE (EXCLUDING COST OF FAN)
| Hall | 1 | x | 6 |  |  |  | 6
| Room 1 | 1 | x | 2 |  |  |  | 2
| Room 2 | 1 | x | 2 |  |  |  | 2
| Entrance | 1 | x | 1 |  |  |  | 1
[7 empty] | Total | 11
[6 empty] | Say | 11 | Nos
31 | SUPPLYING AND FIXING 15AMPS 3 PIN PLUG TYPE SOCKET ON A SUITABLE MS BOX 16G THICK CONCEALED AND COVERED WITH 3 MM THICK LAMINATED HYLEM SHEET INCLUSIVE OF ALL CONNECTIONS AND COST OF ALL MATERIALS.
| Hall | 1 | x | 2 |  |  |  | 2
| Room 1 | 1 | x | 2 |  |  |  | 2
[7 empty] | Total | 4
[6 empty] | Say | 4 | Nos
32 | Supplying and fixing of 230 mm dia sweep AC exhaust fan of approved ISI Quality including necessary wall opening, fixing and finishing the wall opening and making good including cost of materials, labour for fixing, chipping and redoing necessary inter connection, scaffolding, hire charges for tools and plants etc., all complete and as directed by the departmental Officers
| Canteen | 1 | x | 2 |  |  |  | 2
[7 empty] | Total | 2
[6 empty] | Say | 2 | Nos
33 | Supplying, fixing and concealing TW box of size 8’x6’x4" covered with 3mm thick hylem sheet including Cost of TV line socket I Telephone line Socket etc., all complete and as directed by the departmental officers.
| Room 1 | 1 | x | 2 |  |  |  | 2
| Room 2 | 1 | x | 2 |  |  |  | 2
[7 empty] | Total | 4
[6 empty] | Say | 4 | Nos
34 | Supplying, laying and concealing of PVC pipe of 20mm dia with necessary specials and other materials including Run off 1 No. Fish wire (G.I. 22g) for drawing cable for T.V./Telephone etc., all complete and as directed by the departmental officers.
| Room 1 | 1 | x | 2 |  | 10 |  | 20
| Room 2 | 1 | x | 2 |  | 15 |  | 30
[7 empty] | Total | 50
[6 empty] | Say | 50 | Rmt
35 | 100 Watts Spocus Light Fittings
| Hall | 1 | x | 2 |  |  |  | 2
[7 empty] | Total | 2
[6 empty] | Say | 2 | Nos
36 | Supplying of stone dust including conveyance and cost of materials etc., all complete and as directed by the departmental officers.
| Front Entrance | 1 | x | 1 | 12 | 5.8 | 0.075 | 5.22
[7 empty] | Total | 5.22
[6 empty] | Say | 5.3 | Cum
37 | Supplying of 3 to 10 mm size HBSJ Including conveyance and cost of materials etc., all complete and directed by the departmental officers.
| Front Entrance | 1 | x | 1 | 12 | 5.8 | 0.075 | 5.22
[7 empty] | Total | 5.22
[6 empty] | Say | 5.3 | Cum
38 | Conveyance charges of 63 mm tk paver block including loading and unloding charges etc., all complete and as direcetd by the departmental officers.
| Front Entrance | 1 | x | 1 | 12 | 5.8 |  | 69.6
[7 empty] | Total | 69.6
[6 empty] | Say | 69.6 | Sqm
39 | Supplying and delivery of 63 mm tk Rubber moulded hydraulic pressed paver block etc., all complete and as directed by the departmental officers .(The quality of paver block should be got approved by the Executive engineer before use)
| Front Entrance | 1 | x | 1 | 12 | 5.8 |  | 69.6
[7 empty] | Total | 69.6
[6 empty] | Say | 69.6 | Sqm
40 | Labour charges for spreading 3mm to 10 mm size stone chips and stone dust of required thickness and compaction by the earth rammer and laying paver block of 63mm tk and compacted and filling the gab between paver block including labour charges and machine charges etc all complete
| Front Entrance | 1 | x | 1 | 12 | 5.8 |  | 69.6
[7 empty] | Total | 69.6
[6 empty] | Say | 69.6 | Sqm
41 | Weld Mesh
| Ventilator | 1 | x | 12 | 1.5 |  | 0.23 | 4.14
| Front Verandah | 1 | x | 1 | 9.26 |  | 0.23 | 2.1298
| Front Verandah | 1 | x | 1 | 14.33 |  | 0.23 | 3.2959
| Rear Verandah | 1 | x | 1 | 8 |  | 0.23 | 1.84
[7 empty] | 10kg | 11.4057
[6 empty] | Say | 114.057 | Kg
42 | SUPPLYING, LAYING, FIXING AND JOINTING THE FOLLOWING PVC PIPES AS PER ASTMD - 1785 OF SCHEDULE 40 OF WALL THICKNESS NOT LESS THAN THE SPECIFIED IN IS 4985 SUITABLE FOR PLUMBING BY THREADING OF WALL THICKNESS INCLUDING THE COST OF SUITABLE PVC/GI SPECIALS /GM SPECIALS LIKE ELBOW, TEE REDUCERS, PLUG, UNION, BEND, COUPLER, NIPPLE/ GM GATE VALVE, CHECK AND WHEEL VALVE ETC., WHEREVER REQUIRED ABOVE THE GROUND LEVEL INCLUDING THE COST OF TEFLON TAPE, SPECIAL CLAMPS, NAILS, ETC., FIXING ON WALL TO THE PROPER GRADIENT AND ALIGNMENT AND REDOING THE CHIPPED OF MASONRY ETC., AS DIRECTED BY THE DEPARTMENTAL OFFICERS.
A. 32MM ASTM D SCHEDULE 40 THREADED PVC PIPE WITH NECESSARY PVC/GI SPECIALS
| Main Line to Sintex Tank | 1 | x | 1 | 10 |  |  | 10
| Main Line to Sintex Tank | 1 | x | 1 | 5 |  |  | 5
[7 empty] | Total | 15
[6 empty] | Say | 15 | Rmt
B) 25MM ASTM D SCHEDULE 40 THREADED PVC PIPE WITH NECESSARY PVC/GI SPECIALS
| Sintex Tank to Toilet | 1 | x | 1 | 10 |  |  | 10
[7 empty] | Total | 10
[6 empty] | Say | 10 | Rmt
43 | SUPPLYING, LAYING, FIXING AND JOINTING THE FOLLOWING PVC PIPES AS PER ASTM D - 1785 OF SCHEDULE 40 OF WALL THICKNESS NOT LESS THAN THE SPECIFIED IN IS 4985 SUITABLE FOR PLUMBING BY THREADING OF WALL THICKNESS INCLUDING THECOST OF SUITABLE PVC/GI SPECIALS /GM SPECIALS LIKE ELBOW, TEE REDUCERS, PLUG , UNIONS, BEND, COUPLER, NIPPLE/ GM GATE VALVE, CHECK AND WHEEL VALVE ETC., WHEREVER REQUIRED ABOVE THE GROUND LEVEL INCLUDING THE COST OF TEFLON TAPEETC., FULLY CONCEALED IN WALLS TO THE PROPER GRADIENT AND ALIGNMENT AND REDOING THE CHIPPED PORTION OF MASONRY ETC.,ALL COMPLETE AND AS DIRECTED BY THE DEPARTMENTAL OFFICERS.
a) 20MM ASTM D SCHEDULE 40 THREADED PVC PIPE WITH NECESSARY PVC/GI SPECIALS
| Gents Toitet To Ladies Toilet | 1 | x | 1 | 10 |  |  | 10
[7 empty] | Total | 10
[6 empty] | Say | 10 | Rmt
44 | SUPPLYING AND FIXING OF HALF TURN BRASS CORE CP LONG BODY TAP OF 15MM DIA OF BEST QUALITY INCLUDING COST OF HALF TURN CP TAP WITH REQUIRED SPECIALS AND LABOUR FOR FIXING ETC., ALL COMPLETE AND AS DIRECTED BY THE DEPARTMENTAL OFFICERS. (THE QUALITY AND BRAND SHOULD BE GOT APPROVED FROM THE EXECUTIVE ENGINEER BEFORE USE)
| For Toilet | 1 | x | 2 |  |  |  | 2
[7 empty] | Total | 2
[6 empty] | Say | 2 | Nos
46 | Supplying and fixing of approved brand Porcelain Flat Back urinal superior variety including cost of Urinal lead pipe, waste pipe, 15mm wheel valve, TW plug and labour for fixing etc., all complete as directed by the departmental officers (The brand and quality shall be got approved from the Executive Engineer before use)
| For Toilet | 1 | x | 1 |  |  |  | 1
[7 empty] | Total | 1
[6 empty] | Say | 1 | Nos
48 | SUPPLY AND INSTALLATIONS OF CO2 TYPE FIRE EXTINGUISHERS, WALL MOUNTING TYPE, CYLINDRICAL IN SHAPE, WITH DISCHARGE HORN CAPACITY 4.5 KGS.ISI MARKED ETC., ALL COMPLETE AND AS DIRECTED BY THE DEPARTMENTAL OFFICERS.
| Hall | 1 | x | 1 |  |  |  | 1
[7 empty] | Total | 1
[6 empty] | Say | 1 | Nos
51 | Wiring with 1.5 sqmm copper P. V.C. insulated unsheathed single core 1.1.k.v. grade cable withcontinuous earth by means of 1.5 sq.mm copper PVC insulated unsheathed single core 1.1.K.V. grade cable in fully concealed PVC rigid conduit pipe heavy duty with ISI mark with suitable size MS box of 1 No (each) 16g thick concealed and covered with 3mm thick laminated hylem sheet for 5 amps. 5 pin plug socket point at convenient places including circuit mains, cost of all materials, specials, etc., all complete
| Hall | 1 | x | 1 | 6 |  |  | 6
[7 empty] | Total | 6
[6 empty] | Say | 6 | Nos
SUPPLYING AND FIXING OF VETRIFIED TILES OF BEST APPROVED QUALITY (IVORY) 600X600X8MM FOR FLOORING AND OTHER SIMILAR WORKS (THE COLOUR AND SHADE SHALL BE GOT APPROVED FROM THE EXECUTIVE ENGINEER BEFORE USING) OVER CEMENT MORTAR 1:3 (ONE OF CEMENT AND THREE OF CRUSHED STONE SAND) 20MM THICK INCLUDING FIXING IN POSITION CUTTING THE TILES TO THE REQUIRED SIZE WHEREVER NECESSARY POINTING THE JOINTS WITH GROUT (TILE JOINT FILLER) CURING FINISHING ETC., ALL COMPLETE AND AS DIRECTED BY THE DEPARTMENTAL OFFICERS.
| Hall | 1 | x | 1 | 10 | 5.2 |  | 52
[7 empty] | Total | 52
[6 empty] | Say | 52 | Sqm

## Details Ix (2) (hidden)
Name of Work : Special Repair to TY PRS at IX th BN at manimuthar in Tirunelveli Dist
Detailed Measurements.
S.No | Description of Works | Nos |  |  | L | B | D | Quantity
1 | White wasshing
| Old Barrake Outer 3 to 6 | 4 | x | 1 | 74.9 |  | 3.6 | 1078.56
| Old Barrake Triangle Portision of end wall | 4 | 4 | 0.5 | 3.39 |  | 1.2 | 32.544
| D/f Door | 4 | x | -1 | 1.2 |  | 2.1 | -10.08
| Old Barrake Inner 3 to 6 | 4 | x | 1 | 60.84 |  | 3 | 730.08
| D/f Open | 4 | x | -4 | 1.2 |  | 2.1 | -40.32
| Store Inner | 4 | x | 1 | 18.2 |  | 3 | 218.4
| D/f Open | 4 | x | -1 | 1.2 |  | 2.1 | -10.08
| Varandah Inner | 4 | x | 1 | 21.44 |  | 2.7 | 231.552
| D/f Open | 4 | x | -3 | 1.2 |  | 2.1 | -30.24
| D/f Door | 4 | x | -1 | 1.2 |  | 2.1 | -10.08
| New Barrake Outer 3 | 1 | x | 1 | 42.4 |  | 3.6 | 152.64
| D/f Door | 1 | x | -1 | 1.2 |  | 2.1 | -2.52
| D/f Window | 1 | x | -6 | 0.9 |  | 1.05 | -5.67
| New Barrake Inner 3 | 1 | x | 1 | 41.2 |  | 3 | 123.6
| D/f Door | 1 | x | -1 | 1.2 |  | 2.1 | -2.52
| D/f Window | 1 | x | -6 | 0.9 |  | 1.05 | -5.67
| Old Toilet no 6,7 Inner | 2 | 10 | 1 | 5.4 |  | 2.25 | 243
| Bath | 2 | 3 | 1 | 5.2 |  | 2.25 | 70.2
| D/f Toilet D | -2 | 13 | 1 | 0.75 |  | 2 | -39
| Old Toilet no 6,7 Inner | 2 | x | 1 | 25.46 |  | 3.1 | 157.852
| D/f Door | -2 | x | 1 | 1 |  | 2 | -4
| Old Toilet no 6,7 Passage Inner | 2 | 1 | 1 | 17.88 |  | 2.25 | 80.46
| D/f Toilet D | -2 | 13 | 1 | 0.75 |  | 2 | -39
2919.708
[6 empty] | Say | 2919.8 | Sqm

## Sheet3
TAMIL NADU POLICE HOUSING CORPORATION
======================================
PLACE:- |  | TENKASI |  |  | 2021-2022
QTY |  | COST OF MATERIALS | RATE | PER | AMOUNT
| * | CEMENT MORTAR(1:1.5)
0.96 | M.T | CEMENT | 5960 | M.T | 5721.6
1 | CUM | SAND | 1617.7 | CUM | 1617.7
1 | CUM | MIXING OF MORTAR | 100 | CUM | 100
| L.S | SUNDRIES |  | L.S | 0
|  | TOTAL FOR 1 CUM |  |  | 7439.3
| * | CEMENT MORTAR(1:2)
0.72 | M.T | CEMENT | 5960 | M.T | 4291.2
1 | CUM | SAND | 1617.7 | CUM | 1617.7
1 | CUM | MIXING OF MORTAR | 100 | CUM | 100
| L.S | SUNDRIES |  | L.S | 0
|  | TOTAL FOR 1 CUM |  |  | 6008.9
| * | CEMENT MORTAR(1:3)
0.48 | M.T | CEMENT | 5960 | M.T | 2860.8
1 | CUM | SAND | 1617.7 | CUM | 1617.7
1 | CUM | MIXING OF MORTAR | 100 | CUM | 100
| L.S | SUNDRIES |  | L.S | 0
|  | TOTAL FOR 1 CUM |  |  | 4578.5
| * | CEMENT MORTAR(1:4)
0.36 | M.T | CEMENT | 5960 | M.T | 2145.6
1 | CUM | SAND | 1617.7 | CUM | 1617.7
1 | CUM | MIXING OF MORTAR | 100 | CUM | 100
| L.S | SUNDRIES |  | L.S | 0
|  | TOTAL FOR 1 CUM |  |  | 3863.3
| * | CEMENT MORTAR(1:5)
0.288 | M.T | CEMENT | 5960 | M.T | 1716.48
1 | CUM | SAND | 1617.7 | CUM | 1617.7
1 | CUM | MIXING OF MORTAR | 100 | CUM | 100
| L.S | SUNDRIES |  | L.S | 0
|  | TOTAL FOR 1 CUM |  |  | 3434.18
| * | CEMENT MORTAR(1:6)
0.24 | M.T | CEMENT | 5960 | M.T | 1430.4
1 | CUM | SAND | 1617.7 | CUM | 1617.7
1 | CUM | MIXING OF MORTAR | 100 | CUM | 100
| L.S | SUNDRIES |  | L.S | 0
|  | TOTAL FOR 1 CUM |  |  | 3148.1
| * | CEMENT MORTAR(1:7)
0.206 | M.T | CEMENT | 5960 | M.T | 1227.76
1 | CUM | SAND | 1617.7 | CUM | 1617.7
1 | CUM | MIXING OF MORTAR | 100 | CUM | 100
| L.S | SUNDRIES |  | L.S | 0
|  | TOTAL FOR 1 CUM |  |  | 2945.46
| * | CEMENT MORTAR(1:8)
0.18 | M.T | CEMENT | 5960 | M.T | 1072.8
1 | CUM | SAND | 1617.7 | CUM | 1617.7
1 | CUM | MIXING OF MORTAR | 100 | CUM | 100
| L.S | SUNDRIES |  | L.S | 0
|  | TOTAL FOR 1 CUM |  |  | 2790.5
LIME MORTAR(1:2)
0.5 | M.T | LIME | 974 | M.T | 487
1 | CUM | SAND | 1617.7 | CUM | 1617.7
1 | CUM | GRINDING OF MORTAR | 242 | CUM | 242
| L.S | SUNDRIES |  | L.S | 0
| 7439.3 | TOTAL FOR 1 CUM |  |  | 2346.7
1.1 |  | EARTH WORK EXCAVATION
10 | CUM | EARTH WORK EXCAVATION IN SS20B | 96.6 | CUM | 966
10 | CUM | ADD 100% FOR NARROW CUTTING | 96.6 | CUM | 966
10 | CUM | 1/3REFILLING CHARGES | 11.2 | CUM | 112
| L.S | SUNDRIES |  | L.S | 0
|  | TOTAL FOR 10 CUM |  |  | 2044
|  | RATE PER CUM INCLUDING REFILLING | 0 TO 2M |  | 204.4
3.1 | * | CEMENT CONCRETE(1:5:10) USING
40mm HBSTONE METEL
9 | CUM | H.B.STONEJELLY 40mm | 1084.65 | CUM | 9761.85
4.5 | CUM | CEMENT MORTAR(1:5) | 3434.18 | CUM | 15453.81
1.8 | NO. | MASON II | 804 | NO. | 1447.2
17.7 | NO. | MAZDOOR I | 562 | NO. | 9947.4
14.1 | NO. | MAZDOOR II | 461 | NO. | 6500.1
| L.S | SUNDRIES |  | L.S | 0
|  | TOTAL FOR 10 CUM |  |  | 43110.36
|  | RATE PER CUM |  |  | 4311.04
6.5 | * | B.W IN C.M(1:5) using kiln burnt country bricks
Bricks of size 22x11x7 cm
4800 | NOS. | Bricks of size 22x11x7 cm | 5704.1 | 1000NO. | 27379.68
2.5 | CUM | CEMENT MORTAR(1:5) | 3434.18 | CUM | 8585.45
3.5 | NO. | MASON I | 861 | NO. | 3013.5
10.6 | NO. | MASON II | 804 | NO. | 8522.4
7.1 | NO. | MAZDOOR I | 562 | NO. | 3990.2
21.2 | NO. | MAZDOOR II | 461 | NO. | 9773.2
| L.S | SUNDRIES |  | L.S | 0
|  | TOTAL FOR 10 CUM |  |  | 61264.43
|  | RATE PER CUM |  |  | 6126.44
9 | * | B.W IN C.M(1:6) using kiln burnt country bricks
Bricks of size 22x11x7 cm
4800 | NOS. | Bricks of size 22x11x7 cm | 5704.1 | 1000NO. | 27379.68
2.5 | CUM | CEMENT MORTAR(1:6) | 3148.1 | CUM | 7870.25
3.5 | NO. | MASON I | 861 | NO. | 3013.5
10.6 | NO. | MASON II | 804 | NO. | 8522.4
7.1 | NO. | MAZDOOR I | 562 | NO. | 3990.2
21.2 | NO. | MAZDOOR II | 461 | NO. | 9773.2
| L.S | SUNDRIES |  | L.S | 0
|  | TOTAL FOR 10 CUM |  |  | 60549.23
|  | RATE PER CUM |  |  | 6054.92
|  | G.F |  |  | 6122.92
PARTITION WALL
10 | * | B.W IN C.M(1:4) using Country BricksKiln Burnt SIZE 22x11x7Cm
Bricks of size 22x11x7 cm
4800 | NOS. | Bricks of size 22x11x7 cm | 5704.1 | 1000NO. | 27379.68
1.59 | CUM | CEMENT MORTAR(1:4) | 3863.3 | CUM | 6142.65
7 | NO. | MASON I | 861 | NO. | 6027
7.1 | NO. | MASON II | 804 | NO. | 5708.4
7.1 | NO. | MAZDOOR I | 562 | NO. | 3990.2
21.2 | NO. | MAZDOOR II | 461 | NO. | 9773.2
| L.S | SUNDRIES |  | L.S | 0
|  | TOTAL FOR 10 CUM |  |  | 59021.13
|  | RATE PER CUM |  |  | 5902.11
| ** | PARTITION WALL OF 110 mm thick
1.1 | CUM | PARATITION B.W IN C.M(1:4) | 5902.11 | CUM | 6492.32
1 | NO | MASON I | 861 | NO. | 861
| L.S | SUNDRIES |  | L.S | 0
|  | TOTAL FOR 10 SQM |  |  | 7353.32
|  | RATE PER SQM |  |  | 735.33
|  | G.F |  | 7.48 | 742.81
18.1.a. |  | Form work for Plinth beam, Grade beam, Raft beam |  |  | 739.38
b. |  | Form work for Roof and lintels using M.S sheet |  |  | 831.23
c. |  | Form work for Small quantity and column using M.S. sheet |  |  | 997.48
d. |  | Form work for Vertical walls |  |  | 914.35
Standardised concrete Mix M20 Grade Concrete
5 | cum | 20mm HBG Machine crushed stone jelly (7730 Kg) | 1487.65 |  | 7438.25
3.3 | cum | 10-12mm HBG Machine crushed stone jelly (5156 Kg) | 1208.65 |  | 3988.55
4.79 | cum | Sand (7670 Kg) | 1617.7 |  | 7748.78
3.25 | MT | Cement | 5960 |  | 19370
19.5 | Kg | Plasticiser /Super plasticiser @ .60% of cement (P57 item NO.198 | 42.8 |  | 834.6
3.5 | Nos | Mason II | 804 | 0 | 2814
21.2 | Nos | Maz I | 562 |  | 11914.4
35.3 | Nos | Maz II | 461 |  | 16273.3
|  | Total for 10 cum | 0 |  | 70381.88
|  | for 1 cum | 0 |  | 7038.19
1 | cum | Vibrating charges p-28 /103 | 81.3 |  | 81.3
|  | Sub Total | 0 |  | 7119.49
LS |  | Add for water charges & other sundries (0.5 % of sub total | LS |  | 35.6
|  | Foundation & Basement |  |  | 7155.09
|  | G.F |  |  | 7258.39
43. | a. | SUPPLYING AND FABRICATING AND
PLACING R.T.S RODS/MS RODS upto 16mm dia(without cement slurry)
1 | QUTL | R.T.S RODS/M.S.RODS UPTO 16MM DIA | 51750 | MT | 5175
0.01 | QUTL | BINDING WIRE | 50300 | MT | 50.3
3.5 | NO | FITTER I | 747 | NO | 2614.5
| L.S | SUNDRIES |  | L.S | 0
|  | TOTTAL FOR 1 QTL |  |  | 7839.8
|  | RATE PER M.T |  |  | 78398
33. | * | PLASTERING C.M(1:5) 12mmTHICK
0.14 | CUM | CEMENT MORTAR(1:5) | 3434.18 | CUM | 480.79
1.1 | NO. | MASON I | 861 | NO. | 947.1
0.5 | NO. | MAZDOOR I | 562 | NO. | 281
1.1 | NO. | MAZDOOR II | 461 | NO. | 507.1
| L.S | SUNDRIES |  | L.S | 5
|  | TOTAL FOR 10 SQM |  |  | 2220.99
|  | RATE PER SQM |  |  | 222.1
37.1 | * | WHITE WASHING THREE COAT
0.09 | CUM | SLACKED SHELL LIME | 1322 | CUM | 118.98
2.2 | NO. | MASON II | 804 | NO. | 1768.8
0.5 | NO. | MAZDOOR I | 562 | NO. | 281
3.8 | NO. | MAZDOOR II | 461 | NO. | 1751.8
| L.S | SUNDRIES FOR BRUSH,BLUE,GUM ETC |  | L.S | 1.5
|  | TOTAL FOR 100 SQM |  |  | 3922.08
|  | RATE PER SQM |  |  | 39.22
40. | * | PAINTING TWO COATS OVER new
WOOD WORKS WITH IIND CLASS
SYNTHETIC ENAMEL PAINT INCL.PRIMER COAT.
1.44 | LIT | READY MIXED PRIMER PAINT | 146.1 | LIT | 210.38
0.7 | NO | PAINTER I | 688 | NO | 481.6
2.55 | LIT | READY MIXED IIND CLASS PAINT | 236.6 | LIT | 603.33
1.2 | NO | PAINTER I | 688 | NO | 825.6
| L.S | SUNDRIES FOR BRUSHES,ETC |  | L.S | 1.5
|  | TOTAL FOR 10 SQM |  |  | 2122.41
|  | RATE PER SQM |  |  | 212.24
41 | * | PAINTING TWO COATS OVER NEW
IRON WORKS WITH IIND CLASS
SYNTHETIC ENAMEL PAINT
2.22 | LIT | READY MIXED IIND CLASS PAINT | 225.4 | LIT | 500.39
1.1 | NO | PAINTER I | 688 | NO | 756.8
| L.S | SUNDRIES FOR BRUSHES,ETC |  | L.S | 1.5
|  | TOTAL FOR 10 SQM |  |  | 1258.69
|  | RATE PER SQM |  |  | 125.87
PAINTING ONE COATS OVER OLD
IRON WORKS WITH IIND CLASS
SYNTHETIC ENAMEL PAINT
1.11 | Lit | READY MIXED IIND CLASS PAINT | 225.4 | Lit | 250.19
0.7 | nos | PAINTER I | 688 | nos | 481.6
10 | Sqm | Thorouh scrapping (p-31 slno.357 d) | 7.9 | Sqm | 79
|  | SUNDRIES | LS |  | 1.9
|  | TOTAL FOR 10 SQM |  |  | 812.69
|  | RATE PER SQM |  |  | 81.27
PAINTING ONE COATS OVER OLD
WOOD WORKS WITH IIND CLASS
SYNTHETIC ENAMEL PAINT
1.33 | Lit | READY MIXED IIND CLASS PAINT | 236.6 | Lit | 314.68
0.7 | nos | PAINTER I | 688 | nos | 481.6
10 | Sqm | Thorouh scrapping (p-31 slno.112) | 8.5 | Sqm | 85
|  | SUNDRIES | LS |  | 1.5
|  | TOTAL FOR 10 SQM |  |  | 882.78
|  | RATE PER SQM |  |  | 88.28
PAINTING TWO COATS OVER OLD
WOOD WORKS WITH IIND CLASS
SYNTHETIC ENAMEL PAINT
2.22 | Lit | READY MIXED IIND CLASS PAINT | 236.6 | Lit | 525.25
1.2 | nos | PAINTER I | 688 | nos | 825.6
10 | Sqm | Thorouh scrapping | 8.5 | Sqm | 85
|  | SUNDRIES | LS |  | 6.65
|  | TOTAL FOR 10 SQM |  |  | 1442.5
|  | RATE PER SQM |  |  | 144.25
PAINTING TWO COATS OVER OLD
IRON WORKS WITH IIND CLASS
SYNTHETIC ENAMEL PAINT
1.89 | Lit | READY MIXED IIND CLASS PAINT | 225.4 | Lit | 426.01
1.1 | nos | PAINTER I | 688 | nos | 756.8
10 | Sqm | Thorouh scrapping | 7.4 | Sqm | 74
|  | SUNDRIES | LS |  | 1.9
|  | TOTAL FOR 10 SQM |  |  | 1258.71
|  | RATE PER SQM |  |  | 125.87
| ** | WHITE WASHING TWO COAT
0.07 | CUM | SLACKED SHELL LIME | 1322 | CUM | 92.54
1.6 | NO. | MASON II | 804 | NO. | 1286.4
0.5 | NO. | MAZDOOR I | 562 | NO. | 281
2.7 | NO. | MAZDOOR II | 461 | NO. | 1244.7
| L.S | SUNDRIES FOR BRUSH ETC |  | L.S | 2.09
|  | TOTAL FOR 100 SQM |  |  | 2906.73
|  | RATE PER SQM |  |  | 29.07
39 |  | Steel grill for Verandah Enclousure PWD SR p23/ Item 168/131 | 62.6 | Kg | 62.6
OPEN WIRING IN PVC PIPE
Open wiring for Light point with ceiling rose for flats/ houses
Wirng with 1.5 sqmm copper PVC insulated unsheathed single core 1.1 KV grade cable with continuous earth by means of 1.5 sqmm copper PVC insulated unsheathed single core 1.1 KV grade cable confirming to IS 694 / 1980 with ISI mark in PVC rigid conduit pipe heavy duty with ISI mark with suitable size MS box of 16g thick concealed and covered with 3mm thick laminated hylem sheet for LIGHT POINT WITH CEILING ROSE controlled by 5 amps flush type switch including citcuit mains, cost of all materials, specials, etc., all complete,(Open wiring)
90 | Rmt | 1.5 sqmm copper PVC insulated unsheathed single core cable | 15.5 | Rmt | 1395
45 | Rmt | PVC rigid conduit pipe 19 mm / 20mm heavy duty with ISI mark | 19.1 | 1 Rmt | 859.5
20 | No | 19 mm PVC rigid bends | 3 | No | 60
150 | No | Tw Plugs (SR p 129 X e)(1.5" x 1" x 2") | 287 | 1000 nos | 43.05
10 | No | 19 mm PVC rigid tees | 1.28 | No | 12.8
10 | No | PVC joint box ( Part- I ,p 129 6b) | 41.2 | Dozen | 34.33
0.015 | Sqm | Hylem sheet 3 mm thick with lamination | 630 | Sqm | 9.45
10 | No | 5 amps flush type switch | 16.05 | No | 160.5
10 | No | Ceiling rose | 13.7 | No | 137
1 | Gross | Brass screws 40mm p 130 L 1c | 68.8 | Gross | 68.8
72 | No | 19 mm MS clamp sor p- 40 it-2 | 47.7 | Gross | 23.85
0.16667 | Bag | Cement | 298 | Bag | 49.67
10 | No | TW switch box 100 x 100 x 75 mm p 129 jd | 13.8 | No | 138
1 | No | TW junction box 150 x 100 x 75 mm p-129 j c | 16.5 | No | 16.5
0.1 | Sqm | 3 mm thick laminated Hylem sheet (10X0.1X0.1) | 630 | Sqm | 63
45 | Rmt | 1.5 sqmm copper PVC insulated unsheathed single core cable for continuous earth connection | 15.5 | 90 Rmt | 697.5
0.5 | Litre | Paint SEP p-44 it-117 | 225.4 | Litre | 112.7
10 | Points | Labour charges |  | LS | 4392.67
LS |  | Sundries 1% on materials |  | LS | 26.75
|  | Total for 10 Points |  |  | 8301.07
|  | Rate for 1 Point |  |  | 830.11
Light point with bakelite batern type holder for flats/ houses(Open wiring)
Wirng with 1.5 sqmm copper PVC insulated unsheathed single core 1.1 KV grade cable with continuous earth by means of 1.5 sqmm copper PVC insulated unsheathed single core 1.1 KV grade cable confirming to IS 694 / 1980 with ISI mark in PVC rigid conduit pipe heavy duty with ISI mark with suitable size MS box of 16g thick concealed and covered with 3mm thick laminated hylem sheet for LIGHT POINT WITH BAKELITE BATTERN TYPE HOLDER FOR FLATS/ HOUSES controlled by 5 amps flush type switch including citcuit mains, cost of all materials, specials, etc., all complete,
|  | Total for Data 1 excluding sundries |  |  | 8274.32
|  | Deduct cost of ceiling rose 10 Nos |  | (-) | 137
|  | Add cost of Bakelite battern type holders 10 Nos @ Rs 16.50 / Each p-115, it-24 |  |  | 165
|  | Sundries |  |  | 29.25
|  | Total for 10 points |  |  | 8331.57
|  | Rate for 1 points |  |  | 833.16
FAN POINT FOR ADMINISTRATIVE BLOCKS AND COMMUNITY CENTRE (OPEN WIRING)
Wirng with 1.5 sqmm copper PVC insulated unsheathed single core 1.1 KV grade cable with continuous earth by means of 1.5 sqmm copper PVC insulated unsheathed single core 1.1 KV grade cable confirming to IS 694 / 1980 with ISI mark in PVC rigid conduit pipe heavy duty with ISI mark with suitable size MS box of 16g thick concealed and covered with 3mm thick laminated hylem sheet for FAN POINT FOR ADMINISTRATIVE BLOCKS AND COMMUNITY CENTRE controlled by 5 amps flush type switch including citcuit mains, cost of all materials, specials, etc., all complete,(Open wiring)
|  | Total for Data 1 excluding sundries |  |  | 8274.32
|  | Deduct cost of switch Box 4"X4"x3" |  | (-) | 138
|  | Deduct cost of Hylem sheet |  | (-) | 63
|  | Add cost of TW box 12" x 8" x3" for switch and regulator 10 nos @ Rs 69.90 / Each p-129 ,part J a |  |  | 699
|  | Hylem sheet 0.60 Sq m@ 630/Sq m p-129 ,7 a |  |  | 378
|  | Add Sundries 1% |  |  | 24.25
|  | Total for 10 points |  |  | 9174.57
|  | Rate for 1 points |  |  | 917.46
5 AMPS 5 PIN PLUG SOCKET POINT AT CONVENIENT PLACES (OPEN WIRING)
Wirng with 1.5 sqmm copper PVC insulated unsheathed single core 1.1 KV grade cable with continuous earth by means of 1.5 sqmm copper PVC insulated unsheathed single core 1.1 KV grade cable confirming to IS 694 / 1980 with ISI mark in fully concealed PVC rigid conduit pipe heavy duty with ISI mark with suitable size MS box of 16g thick concealed and covered with 3mm thick laminated hylem sheet for 5 amps 5 pin PLUG SOCKET POINT AT CONVENIENT PLACES including citcuit mains, cost of all materials, specials, etc., all complete,
90 | Rmt | 1.5 sqmm copper PVC insulated unsheathed single core cable | 15.5 | 90 Rmt | 1395
45 | Rmt | PVC rigid conduit pipe 19 mm / 20mm heavy duty with ISI mark | 19.1 | Rmt | 859.5
20 | No | 19 mm PVC rigid bends | 3 | Dozen | 60
10 | No | 19 mm PVC rigid tees | 1.28 | Dozen | 12.8
1 | No | MS box 150x 100 x 75 mm | 63.1 | No | 63.1
0.015 | Sqm | 3 mm thick laminated Hylem sheet | 630 | Sqm | 9.45
15 | No | 5 A 5 pin non - inter locking switch and plug ( flush type ) | 39.95 | No | 599.25
15 | No | MS box 150x 100 x 75 mm | 63.1 | No | 946.5
0.225 | Sqm | 3 mm thick laminated Hylem sheet | 630 | SQqm | 141.75
1.25 | Bag | Cement | 298 | Bag | 372.5
45 | Sqm | 1.5 sqmm copper PVC insulated unsheathed single core cable for continuous earth connection | 15.5 | 90 Rmt | 697.5
|  | Labour charges |  |  | 4392.67
|  | Sundries |  |  | 26.7
|  | Total for 15 points |  |  | 9576.72
|  | Rate for 1 point |  |  | 638.45
2 X1.5 Sqmm in fully concealed PVC conduit
Run off mains with 2 wires of 1.5 Sqmm copper PVC insulated unsheathed single core 1.1KV cable wire contuinuous earth by means of 1.5 Sqmm copper PVC insulated unsheathed single core 1.1 KV grade cable in fully concealed 19 mm / 20 mm dia rigid PVC open conduit pipe heavy duty with ISI mark including cost of all materials, specials, etc., all complete.
180 | Rmt | 1.5 sqmm copper PVC insulated unsheathed single core cable | 15.5 | Rmt | 2790
90 | Rmt | PVC rigid conduit pipe 19 mm / 20mm heavy duty with ISI mark | 19.1 | Rmt | 1719
1 | gross | MS saddles 19mm p- 131 part- L 3b | 39 | gross | 39
300 | Nos | TW plugs 1.5"X1"X2" SR P.129 | 287 | 1000Nos | 86.1
2 | Gross | Brass screws 38mm (SR p130) | 68.8 | gross | 137.6
0.33 | Bag | Cement | 298 | Bag | 98.34
90 | Rmt | 1.5 sqmm copper PVC insulated unsheathed single core cable for continuous earth connection | 15.5 | Rmt | 1395
2/3 |  | Labour charges | 6589 |  | 4392.67
10657.71
|  | Sundries |  |  | 73
|  | Total for 90 Metres |  |  | 10730.71
|  | Rate for 1 Rmt |  |  | 119.23
2 X 2.5 Sq mm in fully concealed PVC conduit (open wiring)
Run off mains with 2 wires of 2.5 Sqmm copper PVC insulated unsheathed single core 1.1KV cable wire contuinuous earth by means of 1.5 Sqmm copper PVC insulated unsheathed single core 1.1 KV grade cable in fully concealed 19 mm / 20 mm dia rigid PVC conduit pipe heavy duty with ISI mark including cost of all materials, specials, etc., all complete.
|  | Total as per Data No. |  |  | 10730.71
180 | Rmt | Add 180 mt 2.5 Sqmm copper PVC insulated unsheathed S.C. cable | 24.1 | Rmt | 4338
180 | Rmt | Deduct 1.5 Sqmm copper PVC insulated unsheathed S.C. cable | 15.5 | Rmt | 2790
Sundries
|  | Total for 90 metres |  |  | 12278.71
|  | Rate for 1 Rmt |  |  | 136.43
2 X 4 Sq mm in fully concealed PVC conduit (open wiring)
Run off mains with 2 wires of 2.5 Sqmm copper PVC insulated unsheathed single core 1.1KV cable wire contuinuous earth by means of 1.5 Sqmm copper PVC insulated unsheathed single core 1.1 KV grade cable in fully concealed 19 mm / 20 mm dia rigid PVC conduit pipe heavy duty with ISI mark including cost of all materials, specials, etc., all complete.
|  | Total as per Data No. |  |  | 10730.71
180 | Rmt | Add 180 mt 4 Sqmm copper PVC insulated unsheathed S.C. cable p-86 2c | 38.3 | Rmt | 6894
180 | Rmt | Deduct 1.5 Sqmm copper PVC insulated unsheathed S.C. cable | 15.5 | Rmt | 2790
Sundries
|  | Total for 90 metres |  |  | 14834.71
|  | Rate for 1 Rmt |  |  | 164.83
DATA - 7
5 AMPS 5 PIN PLUG SOCKET POINT AT SWITCH BOARD ITSELF
Wirng with 1.5 sqmm copper PVC insulated unsheathed single core 1.1 KV grade cable with continuous earth by means of 1.5 sqmm copper PVC insulated unsheathed single core 1.1 KV grade cable confirming to IS 694 / 1980 with ISI mark in fully concealed PVC rigid conduit pipe heavy duty with ISI mark with suitable size MS box of 16g thick concealed and covered with 3mm thick laminated hylem sheet for 5 amps 5 pin PLUG SOCKET POINT AT SWITCH BOARD ITSELF including citcuit mains, cost of all materials, specials, etc., all complete,
5 | Rmt | 1.5 sqmm copper PVC insulated unsheathed single core cable | 15.5 | 1 Rmt | 77.5
2.5 | Rmt | PVC rigid conduit pipe 19 mm / 20mm heavy duty with ISI mark | 19.1 | Rmt | 47.75
1 | No | 5 A 5 pin non - inter locking switch and plug ( flush type ) part - c (I a) + part - d (I a)( Rs. 192.60/12 + 23.90) p-117 +123 part d a | 39.95 | No | 39.95
|  | Labour charges |  |  | 578.94
|  | Sundries |  |  | 20.77
|  | Rate for 1 point |  |  | 764.91
DATA - 8
15 AMPS POWER PLUG
Supplying and fixing of 15 Amps 3 pin flush type plug socket on suitable MS box of 16g thick concealed and covered with 3 mm thick laminated hylem sheet inclusive of all materials, etc., all complete.
1 | No | 15 Amps 3 pin flush type plug socket Part-D1 b p-123 | 54 | No | 54
1 | No | MS box 150 x 100 x 75mm | 63.1 | No | 63.1
0.015 | Sqm | 3 mm thick laminated hulem sheet | 630 | Sqm | 9.45
LS |  | Labour charges and sundries such as cement, screws etc., |  |  | 12.15
|  | Rate for Each |  |  | 138.7
DATA - 24
Charges for assembling and fixing of ceiling fan of different sweep ( to be supplied by the department at free of cost ) with necessary interconnection and fixing of fan regulator on the existing board, etc., all complete.
1 | Rmt | 0.5 Sqmm copper twin core flex wire | 914.1 | 100 tmt | 9.14
|  | Labour Charges |  |  | 506.4
|  | Sundries |  |  | 5.26
|  | Labour charges for 5 Nos | Rate for Each |  | 520.8
Supply of ceiling fan 1200mm
1 | No | 1200mm A.C ceiling fan (without regulator)( Part- B 1 a p-116 | 1265 | No | 1265
1 | No | Cost of electronic regulator( Part- B 1 d p-116 | 172.2 | No | 172.2
|  | Rate for each |  |  | 1437.4
DATA - 57
Exhaust fan of 225 mm dia ( 9 ") sweep
|  | Exhaust fan of 225 mm dia ( Part- B 2 a p-117 | 1172 | No | 1172
|  | Provision of hole in the wall and making good of the wall | 274.1 | No | 274.1
|  | Clamp fixing by cheche screws bolts and nuts including connections ( as per SD-114, Elec Data 2020 - 21) |  |  | 25.7
|  | Add 1 % sundries |  | 1471.8 | 14.95
|  | Labour charges for fixing |  |  | 456
|  | Rate for each |  |  | 1942.75
4' 18w crystal glass LED tube light
1 | No | 4' tube light fitting with \electronic ballast p-111 it-20 c | 384.3 | No | 384.3
|  |  |  | No | 0
|  | Charges for fixing (as per Data 22 ) |  |  | 275.19
|  | Sundries |  |  | 0.7
|  | Rate for each |  |  | 660.19
SUPPLYING AND FIXING OF 20MM DIA PVC PIPE FOR TV/TELEPHONE LINE
90 | Mtr | PVC RIGID CONDUIT PIPE 19M/20MM HEAVY DUTY WITH ISI | 19.1 | Mtr | 1719
0.15 | MT | CEMENT | 5960 | MT | 894
1 | NO | WIREMAN GR-I | 712 | NO | 712
2 | NO | MASON II | 804 | NO | 1608
4 | NO | HELPER | 556 | NO | 2224
|  | SUNDRIES FOR PVC SPECIALS & FISH WIRE ETC., |  |  | 101
|  | TOTAL FOR 90RMT |  |  | 7258
|  | RATE PER RMT |  |  | 80.64
25 mm dia PVC pipe Heavy duty with ISI mark
|  | Rate as per Above |  |  | 80.64
1 | Rmt | Deduct cost of 20 m dia PVC pipe . | 19.1 | Rmt | 19.1
1 | Rmt | Add cost of 25 mm dia PVC pipe heavy dutyp-128 part -I c | 28.4 | Rmt | 28.4
89.94
DATA - 51
Supplying and concealing TV/Telephone socket with top pin with suitable TW box fully concealed and covered with 3 mm thick Hylem sheet etc., all complete.
1 | No | TW board 4" x4" x3" (p-129, part-j/d) | 13.8 | No | 13.8
0.01 | Sqmm | Hylem sheet | 630 | Sqm | 6.3
1 | No | TV/Telephone socket (sd - 134 2020 - 2021) | 49.5 | No | 49.5
|  | Labour charges including fixing etc., all complete. | LS |  | 7.07
|  | Rate for each |  |  | 76.67
52 | * | SUPPLYING AND LAYING THE FOLLOWING PVC
PIPES WITH NECESSARY SPECIALS ELBOWS,
TEE,REDUCE ,PLUG,UNION,BEND,COUPLE,
NIPPLE,GATE VLVE,CHECK AND WHEEL VALVE
WHEREVER NECESSARY INCLUDING LABOUR BELOW
GROUND LEVEL(OR) FIXING ON WALLS TO THE
PROPER GRADIENT AND ALIGNMENT ETC.ALL
COMPLETE AS DIRECTED BY DEPT. OFFICERS.
| * | ASTM-D SCHEDULE- 40 THREADED PVC PIPE
WITH NECESSARY PVC-GI SPECIALS
| c. | 20MM DIA PVC PIPE ABOVE G.L:-
1 | Rmt | COST OF 20MM DIA PVC PIPE | 26 | Rmt | 26
1 | L.S | ADD 70% FOR PVC/GI SPECIALS | 18.2 | L.S | 18.2
1 | Rmt | LABOUR FOR LAYING & FIXING | 159.75 | Rmt | 159.75
|  | TOTAL FOR 1 RMT |  |  | 203.95
| b. | 25MM DIA PVC PIPE ABOVE G.L:-
1 | Rmt | COST OF 25MM DIA PVC PIPE | 35 | Rmt | 35
1 | L.S | ADD 40% FOR PVC/GI SPECIALS | 14 | L.S | 14
1 | Rmt | LABOUR FOR LAYING & FIXING | 159.73 | Rmt | 159.73
|  | TOTAL FOR 1 RMT |  |  | 208.73
| a. | 32MM DIA PVC PIPE ABOVE G.L:-
1 | Rmt | COST OF 32MM DIA PVC PIPE | 52 | Rmt | 52
1 | L.S | ADD 20% FOR PVC/GI SPECIALS | 10.4 | L.S | 10.4
1 | Rmt | LABOUR FOR LAYING & FIXING | 163.57 | Rmt | 163.57
|  | TOTAL FOR 1 RMT |  |  | 225.97
S & F of Flat urinal (white)
1 | No | Flat back urinal including all accesseries p-50/136 1 | 931 | NO. | 931
0.5 | No | Plumber I class | 747 | NO. | 373.5
0.5 | No | Mason I class | 861 | NO. | 430.5
0.5 | Sqm | Mazdoor I class | 562 | NO. | 281
|  | Add sundries for CM 1:3 |  | Ls | 0.25
2016.25
86 |  | PROVIDING ANTI-TERMITE TREATMENT |  |  | 33.9
RED OXIDE PLASTERING C.M 1:4, 20MM THICK
10 | Sqm | C.M 1:4 , 20MM THICK | 450.53 | Sqm | 4505.3
9.8 | Kg | RED OXIDE p37/i24 | 143.8 | Kg | 1409.24
1.1 | NOS | MASON I | 861 | Each | 947.1
|  | Sundries |  |  | 0.2
|  | TOTAL FOR 10 SQM |  |  | 6861.84
|  | RATE PER SQM |  |  | 686.18
Vertified tile flooring IVORY
10 | SQM | COST OF Vertified TILES (p51, it-156) | 700 | SQM | 7000 |  |  |  | Vertified tile flooring ( Ivory)
0.21 | CUM | C.M(1:3) | 4578.5 | CUM | 961.49
1.1 | NO | MASON I | 861 | NO | 947.1
1.1 | NO | MASON II | 804 | NO | 884.4 |  | 10 | SQM | COST OF Vertified TILES (p51, it-156) | 700 | SQM | 7000
2.2 | NO | MAZDOOR I | 562 | NO | 1236.4 |  | 0.21 | CUM | C.M(1:3) | 4578.5 | CUM | 961.49
2.2 | NO | MAZDOOR II | 461 | NO | 1014.2 |  | 1.1 | NO | MASON I | 861 | NO | 947.1
20 | Kg | CEMENT | 5960 | M.T | 119.2 |  | 1.1 | NO | MASON II | 804 | NO | 884.4
2 | Kg | Grout joint filler | 36.1 | Kg | 72.2 |  | 2.2 | NO | MAZDOOR I | 562 | NO | 1236.4
1.6 | NO | MASON II | 804 | NO | 1286.4 |  | 2.2 | NO | MAZDOOR II | 461 | NO | 1014.2
0.5 | NO | MAZDOOR I | 562 | NO | 281 |  | 20 | Kg | CEMENT | 5960 | M.T | 119.2
1.1 | NO | MAZDOOR II | 461 | NO | 507.1 |  | 2 | Kg | Grout joint filler | 36.1 | Kg | 72.2
| L.S | SUNDRIES |  | L.S | 0.18 |  | 1.6 | NO | MASON II | 804 | NO | 1286.4
|  | TOTAL FOR 10 SQM |  |  | 14309.67 | 7309.67 | 0.5 | NO | MAZDOOR I | 562 | NO | 281
|  | RATE PER SQM |  |  | 1430.97 | 730.967 | 1.1 | NO | MAZDOOR II | 461 | NO | 507.1
[8 empty] | L.S | SUNDRIES |  | L.S | 0.18
[8 empty] | L.S | SUNDRIES |  | L.S | 0
Street light Fittings (single)
1 | No | Tube light fittings P-112 ,11a-An-VII | 642 | No | 642 |  |  |  | TOTAL FOR 10 SQM |  |  | 11522.49
1 | No | Tubular lamp P-111 ,4b | 35.9 | No | 35.9 | [6 empty] | -
1 | No | Labour charges | 2092 | No | 2092 |  |  |  | RATE PER SQM |  |  | 1152.25
|  | Sundries |  |  | 4.4
|  | Rate for Each |  |  | 2774.3

## Sheet4
Tamil Nadu Police Housing Corparation Ltd.
==========================================================
PLACE:- | TENKASI |  | 2021-2022
SL.NO | DESCRIPTION OF MATERIALS | UNIT | SOURCE | Total | COST OF | LEAD | MATERIAL | LABOUR RATE
|  |  |  | Lead | MATERIAL | CHARGE | COST @ SITE
1. | ROUGH STONE sl.38 p18 | CUM. | Mathalam Parai | 5 | 445 | 55.65 | 500.65 | MASON-I Brick / Stone work p12 /29 | 861
2. | BOND STONE sl.57 p18 | CUM. | Mathalam Parai | 5 | 642 | 55.65 | 697.65 | MASON-II Brick / Stone work p14/72 | 804
3. | HARD BROKEN STONE JELLY 3mm To 10mm p-18 | CUM. | Mathalam Parai | 5 | 744.33 | 55.65 | 799.98 | MAZDOOR-I p14/74 | 562
4. | HARD BROKEN STONE JELLY 10mm | CUM. | Mathalam Parai | 5 | 977 | 55.65 | 1032.65 | MAZDOOR-II p15/101 | 461
5. | HARD BROKEN STONE JELLY 12mm | CUM. | Mathalam Parai | 5 | 1329 | 55.65 | 1384.65 | PAINTER-I p12/36 | 688
6. | HARD BROKEN STONE JELLY 20mm | CUM. | Mathalam Parai | 5 | 1432 | 55.65 | 1487.65 | PAINTER-II p14/78 | 666
7. | HARD BROKEN STONE JELLY 40mm | CUM. | Mathalam Parai | 5 | 1029 | 55.65 | 1084.65 | PLUMBER-I p12/38 | 747
8. | SAND FOR MORTAR sl.100 p20 | CUM. | Marthamputhur | 36 | 1280 | 337.7 | 1617.7 | PLUMBER-II p14/79 | 724
9. | SAND FOR FILLING | CUM. | Marthamputhur | 36 | 1280 | 337.7 | 1617.7 | FITTER-I p12/18 | 760
10. | Kiln Burnt Country Bricks SIZE 22x11x7Cm p-16 it-5a | 1000nos. | Mathapuram | 15 | 5570 | 134.1 | 5704.1 | FITTER-II p13/68 | 739
11. | BRICK JELLY 40mmGAUGE p-17 it-17 a | CUM | Mathapuram | 15 | 688 | 109.15 | 797.15 | CARPENTER-I p12/16 | 842
12. | BRICK JELLY 20mmGAUGE | CUM | Mathapuram | 15 | 767 | 109.15 | 876.15 | CARPENTER-II p13/64 | 804
13. | MACHINE PRESSED TILES 23x 23x 2 Cm p-17 It-20 | 1000nos. | Local | 0 | 16106 | 0 | 16106 | STONE CUTTER-I p12/41 | 661
14. | SLACKED SHELL LIME sl.106 p20 | CUM. | Local |  | 1322 |  | 1322 | STONE CUTTER-II p14/83 | 637
15. | SLACKED &SREENED LIME STONE sl107/67 | CUM. | Senneerkuppam | 0 | 974 | 0 | 974 | FLOOR POLISHER p12/20 | 663
16. | C.W SCANTLING UPTO 4M LONG p-21 it-127 | CUM. | local | 0 | 34300 | 0 | 34300 | Mortar mix charges manual sl.165(Ann3 p-34) | 100
17. | C.W. PLANK UPTO 40mmTHICK UPTO 30 Cm WIDTH | CUM. | local | 0 | 39400 | 0 | 39400 | Vibrat-charges(R.C.C) sl.103/2 p30 | 81.3
18. | T.W SCANTLING 2M TO 3M LONG 112/73 p-21 | CUM. | local | 0 | 111600 | 0 | 111600 | Vibrat-charges(P.C.C) sl.102 | 60.2
19. | T.W.SCANTLING BELOW 2M LONG 113/74 p-21 | CUM. | local | 0 | 99400 | 0 | 99400 | Sand filling charges sl.75 p-28 | 29.5
20. | T.W.PLANKS 15TO30cm WIDTH & 12to25mm Thick it-119 p-21 | CUM. | local | 0 | 95000 | 0 | 95000 | Earth filling charges sl.76 p-28 | 33.6
21. | Country BricksKiln Burnt of SIZE 22x11x5Cm (7c)p-16 | 1000nos. | Mathapuram | 15 | 4195 | 134.1 | 4329.1 | E.W. 61/62 p-27 | 96.6
22. | MOSAIC TILES GRAY 25X25X2cm.it-30 p-17 | 1000nos. | local |  | 11790 |  | 11790 | L.C.T.W.Door- 144/2 p-32 | 1325
23. | CEMENT (supply at site) | M.T | local | 0 | 5960 | 0 | 5960 | L.C.marine doors-145/3 p-32 | 1105
24. | R.T.S. / M.S upto 16mm | M.T | Local | 0 | 51750 | 0 | 51750 | TW glazed window 149/8 p-33 | 1239
25. | M.S./ R.T.S above 16mm | M.T | Local | 0 | 51750 | 0 | 51750 | Wrought&putup 143/1 p-32 | 11800
26. | Country BricksKiln Burnt SIZE 22x11x5Cm | 1000nos. | Mathapuram | 15 | 4195 | 134.1 | 4329.1 | Ventilator 153/14 p-33 | 1035
27. | HBSJ 11.2mm IRC metal (High W ay SR16-17) | CUM. | Mathalam Parai | 5 | 924 | 55.65 | 979.65 | Meter- Cupboard Weldmesh 158/23 p-34 | 925
28. | HBSJ 37.5mm to 26.5mm IRC metal | CUM. | Mathalam Parai | 5 | 1041.5 | 55.65 | 1097.15 | E.W (SDR) 62/67 p-27 | 143.9
29. | HBSJ 63mm to 45mm IRC metal | CUM. | Mathalam Parai | 5 | 880.25 | 55.65 | 935.9 | FITTER-II (Pipe & Bar Bend) 69/20a p-14 | 724
30. | Gravel p20 92/57 | CUM. | Madhapuram | 15 | 216.3 | 158.9 | 375.2 | FITTER-I (Pipe & Bar Bend) 19/20 p-12 | 747
31 | Well Gravel p20 It93/57a | CUM. | Madhapuram | 15 | 161.7 | 158.9 | 320.6 | E.W loose soil p-26 SS20B/55/50 | 64.5
| Chamber Burnt Bricks of size 23x11.2x7Cm p16/4b | 1000nos. | Local | 0 | 6435 | 0 | 6435 | LIFT CHARGES FOR B.W IN G.F * it-94 p-29 | 68
| Chamber Burnt Bricks of size 23x11.4x7.5Cmp16 /3a | 1000nos. | Local | 0 | 6630 | 0 | 6630 | LIFT CHARGES FOR B.W IN F.F * | 137.2
| Stone dust p20 96-58a | Cum | Mathalam parai | 5 | 122.5 | 38.2 | 160.7 | LIFT CHARGES FOR B.W IN S.F * | 137.2
| 6mmto 10mm HBG metal p-19 it-83+84/2 | Cum | Mathalam parai | 5 | 819 | 55.65 | 874.65 | LIFT CHARGES FOR CONCRETE IN G.F *it-92 p-29 | 103.3
| Fly Ash Bricks it-3A/8a p-16 |  |  | 0 | 6435 | 0 | 6435 | LIFT CHARGES FOR CONCRETE IN F.F * | 203.5
| Crushed Stone SAND FOR MORTAR sl.98/58C p20 | CUM. | Marthamputhur | 36 | 1280 | 337.7 | 1617.7 | LIFT CHARGES FOR CONCRETE IN S.F * | 203.5
| Crushed Stone SAND FOR FILLING | CUM. | Marthamputhur | 36 | 1280 | 337.7 | 1617.7 |  | 0
[8 empty] | Scrapping door, wood p31 /112 | 8.5
[8 empty] | Scrapping Structural steel work p31 /114 | 7.9
[8 empty] | SCRAPING THE OLD PLASTER SURFACE * p30/108/338 | 3.65
[8 empty] | WASHING PLASTERED AREA WITH SOAP&SODA WATER *p30/109/339 | 4.6
[8 empty] | Scrapping iron work p31 /115 | 7.4
[8 empty] | Clean removal of Cement plaster | 8.85
[8 empty] | Labour wrought and put up in position Flush shutters Single leaf shutter | 161
[8 empty] | Double leave shutters | 248
CERTIFIED THAT THE LEAD PARTICULARS FURNISHED HERE ARE FOUND CORRECT UPTO BEST OF MY KNOWLEDGE
| JE / AE | AEE |  |  |  | EE

## Details (2) (hidden)
Name of Work : Repair works for Tenkasi Police Canteen at Tenkasi district
Detailed Measurements.
S.No | Description of Works | Nos |  |  | L | B | D | Quantity
1 | Mangaloor Tiles Roof Cleaning
| Hall | 2 | x | 1 | 15.11 | 4.42 |  | 133.5724
| Room 1 | 2 | x | 1 | 5.36 | 4.42 |  | 47.3824
| Room 2 | 2 | x | 1 | 3.56 | 4.42 |  | 31.4704
| Room 3 | 2 | x | 1 | 4.76 | 4.42 |  | 42.0784
| Front Varandah 1 | 1 | x | 1 | 7.03 | 3.3 |  | 23.199
| Front Varandah 2 | 1 | x | 1 | 7.43 | 3.3 |  | 24.519
| Front Varandah 3 | 1 | x | 1 | 12.33 | 3.3 |  | 40.689
| Rear Varandah | 1 | x | 1 | 15.09 | 3.3 |  | 49.797
392.7076
[6 empty] | Say | 392.8 | Sqm
2 | Inner Tiles Roof Cleaning
| Hall | 2 | x | 1 | 14.55 | 3.12 |  | 90.792
| Room 1 | 2 | x | 1 | 4.8 | 3.12 |  | 29.952
| Room 2 | 2 | x | 1 | 3 | 3.12 |  | 18.72
| Room 3 | 2 | x | 1 | 3 | 3.12 |  | 18.72
| Front Varandah 1 | 1 | x | 1 | 6.8 | 2.45 |  | 16.66
| Front Varandah 2 | 1 | x | 1 | 7.2 | 2.45 |  | 17.64
| Front Varandah 3 | 1 | x | 1 | 12.1 | 2.45 |  | 29.645
| Rear Varandah | 1 | x | 1 | 14.3 | 2.45 |  | 35.035
257.164
[6 empty] | Say | 257.2 | Sqm
3 | Tree Cutting In the Tile Roof
| Front | 1 | x | 5 |  |  |  | 5
| Rear` | 1 | x | 5 |  |  |  | 5
10
[6 empty] | Say | 10 | Nos
4 | Damaged Tile Roof Patch Work For Tar Sheet
| Hall | 3 | x | 1 | 2.4 | 3 |  | 21.6
21.6
[6 empty] | Say | 21.6 | Sqm
5 | Dismanling The Old BW Wall
| Front Varandha | 2 | x | 1 | 2.4 | 2.4 |  | 11.52
| Front Entrance Open | 1 | x | 1 | 2.4 | 1.2 |  | 2.88
| Rear Varandha | 1 | x | 1 | 2.4 | 2.4 |  | 5.76
20.16
[6 empty] | Say | 20.2 | Sqm
6 | Earth work excavation in all soils (including refilling)
| Front Varandha | 2 | x | 1 | 2.63 | 0.45 | 0.9 | 2.1303
2.1303
[6 empty] | Say | 2.2 | cum
7 | P.C.C. 1:5:10 for Foundation & Basement and other similar works
| Front Varandha | 2 | x | 1 | 2.63 | 0.45 | 0.1 | 0.2367
| Open Space Platform | 2 | x | 1 | 15.4 | 1 | 0.1 | 3.08
3.3167
[6 empty] | Say | 3.4 | cum
8 | Brick Work In CM 1:5 in Foundation
| Front Varandha | 2 | x | 1 | 2.63 | 0.38 | 0.45 | 0.89946
0.89946
[6 empty] | Say | 0.9 | cum
9 | Brick Work In CM 1:5 in Foundation
| Front Varandha | 2 | x | 1 | 2.63 | 0.38 | 0.45 | 0.89946
0.89946
[6 empty] | Say | 0.9 | cum
10 | Form Work For Centering
a) In Foundation & Basement
| Front Varandha Grade Beam | 2 | x | 2 | 2.63 | 0.38 | 0.3 | 1.1993
1.1993
[6 empty] | Say | 1.2 | Sqm
11 | Standardised Mix M20 Concrete In Foundation & Basement
a) In Foundation & Basement
| Front Varandha Grade Beam | 2 | x | 1 | 2.86 | 0.38 | 0.3 | 0.65208
0.65208
[6 empty] | Say | 0.7 | Sqm
12 | Standardised Mix M20 Concrete In Foundation & Basement
a) In Foundation & Basement
| Front Varandha Grade Beam | 2 | x | 1 | 2.86 | 0.38 | 0.3 | 0.65208
0.65208
[6 empty] | Say | 0.7 | Sqm
13 | Brick Work In CM 1:6 in Foundation
| Front Varandha | 2 | x | 1 | 2.4 | 0.23 | 2.1 | 2.3184
| Front Varandha add Height | 4 | x | 0.5 | 2.4 | 0.23 | 1.2 | 1.3248
| D/f lintel Concrete | 2 | x | -1 | 2.4 | 0.23 | 0.15 | -0.1656
3.4776
[6 empty] | Say | 3.5 | cum
14 | Standardised Mix M20 Concrete
a) In Ground Floor
| Front Varandha lintel Concrete | 2 | x | 1 | 2.4 | 0.23 | 0.15 | 0.1656
0.1656
[6 empty] | Say | 0.2 | cum
15 | Plastering In CM 1:5
| Front Varandha | 2 | 2 | 1 | 2.4 |  | 2.1 | 20.16
| Front Varandha add Height | 4 | 2 | 0.5 | 2.4 |  | 1.2 | 11.52
31.68
[6 empty] | Say | 31.7 | Sqm
16 | MS Grill Door
| Front Entrance | 1 | x | 2 | 1.5 |  | 2.1 | 6.3
| Rear Varandah | 1 | x | 1 | 0.9 |  | 2.1 | 1.89
[7 empty] | 40kg | 8.19
[6 empty] | Say | 327.6 | Kg
17 | White Washing 2 Coats
| Hall Inner | 1 | x | 1 | 39.9 |  | 4.8 | 191.52
| Hall Inner Add Height Triangle Portion | 2 | 2 | 0.5 | 2.7 |  | 2 | 10.8
| D/f Window | 1 | x | -6 | 1.2 |  | 1.65 | -11.88
| D/f Door | 1 | x | -5 | 1.3 |  | 2.5 | -16.25
| D/f Arch Open | 1 | x | -1 | 3 |  | 2.5 | -7.5
| D/f Arch Open Half Circle | 1 | -0.5 | 3.14 | 1.5 | 1.5 |  | -3.5325
| Add for Window Jambs | 1 | x | 6 | 5.7 | 0.23 |  | 7.866
| Add for Door Jambs | 1 | x | 5 | 6.3 | 0.23 |  | 7.245
| Arch Open Jambs | 1 | x | 2 | 2.5 | 0.56 |  | 2.8
| Arch Open Half Circle Jambs | 1 | 0.5 | 3.14 | 1.5 | 0.56 |  | 1.3188
| Room1 Inner | 1 | x | 1 | 20.4 |  | 4.8 | 97.92
| Add Height Triangle Portion | 2 | 2 | 0.5 | 2.7 |  | 2 | 10.8
| D/f Door | 1 | x | -3 | 1.3 |  | 2.5 | -9.75
| D/f Arch Open | 1 | x | -1 | 3 |  | 2.5 | -7.5
| D/f Arch Open | 1 | x | -1 | 3 |  | 2.5 | -7.5
| D/f Arch Open Half Circle | 1 | -0.5 | 3.14 | 1.5 | 1.5 |  | -3.5325
| Add for Door Jambs | 1 | x | 3 | 6.3 | 0.23 |  | 4.347
| Arch Open Jambs | 1 | x | 2 | 2.5 | 0.56 |  | 2.8
| Arch Open Half Circle Jambs | 1 | 0.5 | 3.14 | 1.5 | 0.56 |  | 1.3188
| Room Inner | 1 | x | 1 | 14.1 |  | 4.8 | 67.68
| D/f Door | 1 | x | -1 | 1.3 |  | 2.5 | -3.25
| D/f Arch Open | 1 | x | -1 | 3 |  | 2.5 | -7.5
| D/f Arch Open Half Circle | 1 | -0.5 | 3.14 | 1.5 | 1.5 |  | -3.5325
| Add for Door Jambs | 1 | x | 1 | 6.3 | 0.23 |  | 1.449
| Room2 Inner | 1 | x | 1 | 16.8 |  | 4.8 | 80.64
| Add Height Triangle Portion | 2 | 2 | 0.5 | 2.7 |  | 2 | 10.8
| D/f Door | 1 | x | -3 | 1.3 |  | 2.5 | -9.75
| Add for Door Jambs | 1 | x | 3 | 6.3 | 0.23 |  | 4.347
| Room 3 Inner | 1 | x | 1 | 16.8 |  | 4.8 | 80.64
| Add Height Triangle Portion | 2 | 2 | 0.5 | 2.7 |  | 2 | 10.8
| D/f Window | 1 | x | -1 | 1.2 |  | 1.65 | -1.98
| D/f Door | 1 | x | -1 | 1.3 |  | 2.5 | -3.25
| Add for Window Jambs | 1 | x | 1 | 5.7 | 0.23 |  | 1.311
| Add for Door Jambs | 1 | x | 1 | 6.3 | 0.23 |  | 1.449
| Front Varandah Rear Wall | 1 | x | 1 | 26.445 |  | 3.3 | 87.2685
| D/f for Wall | 1 | x | -2 | 0.23 |  | 3.3 | -1.518
| Front Varandah Front Wall Inner | 1 | x | 1 | 26.445 |  | 1.3 | 34.3785
| D/f for Wall | 1 | x | -2 | 0.23 |  | 1.3 | -0.598
| Varandha C/w | 2 | x | 2 | 2.4 |  | 2.4 | 23.04
| Varandha C/w add Height Triangle Portion | 2 | 2 | 0.5 | 2.4 |  | 0.5 | 2.4
| Front Varandah Front Wall Outer | 1 | x | 1 | 26.445 |  | 1.3 | 34.3785
| Rear Varandah Rear Wall | 1 | x | 1 | 14.3 |  | 3.3 | 47.19
| Rear Varandah Front Wall Inner | 1 | x | 1 | 14.3 |  | 1.3 | 18.59
| Varandha C/w add Height Triangle Portion | 1 | 2 | 0.5 | 2.4 |  | 0.5 | 1.2
| Rear Varandah Front Wall Outer | 1 | x | 1 | 18 |  | 1.3 | 23.4
| Roof Ventolator Wall East side | 1 | x | 1 | 26.445 |  | 1.5 | 39.6675
| Roof Ventolator Wall West side | 1 | x | 1 | 18 |  | 1.5 | 27
| Open Space South side Wall | 1 | x | 1 | 4.7 |  | 4.8 | 22.56
| Open Space North side Wall | 1 | x | 1 | 4.7 |  | 4.8 | 22.56
| Women Toilet Urinal Inner | 1 | x | 1 | 4.8 |  | 2.25 | 10.8
| Men & Women Toilet Urinal Inner | 2 | x | 1 | 4.8 |  | 2.25 | 21.6
| D/f for O | 2 | x | -1 | 1.1 |  | 2.2 | -4.84
| Men & Women Toilet Inner | 2 | x | 1 | 2.09 |  | 2.25 | 9.405
| D/f for D1 | 2 | x | -1 | 0.75 |  | 2.2 | -3.3
| Men & Women Toilet Passage Both Side | 2 | x | 2 | 2.7 |  | 2.2 | 23.76
| D/f for O | 2 | x | -1 | 1.1 |  | 2.2 | -4.84
| D/f for D1 | 2 | x | -1 | 0.75 |  | 2.2 | -3.3
| Add for O Jambs | 2 | x | 1 | 5.5 | 0.23 |  | 2.53
| Add for D1 Jambs | 2 | x | 1 | 5.15 | 0.23 |  | 2.369
| Motor Room Inner | 1 | x | 1 | 7 |  | 2.03 | 14.21
| D/f for D1 | 1 | x | -1 | 0.75 |  | 2.2 | -1.65
| Add for D1 Jambs | 2 | x | 1 | 5.15 | 0.115 |  | 1.1845
950.5896
[6 empty] | Say | 950.6 | Sqm
18 | Enamal Painting In Wood Work
| Hall Door | 1 | x | 5 | 1.3 | 2.6 | 2.5 | 42.25
| Hall Window | 1 | x | 6 | 1.2 | 2.6 | 1.65 | 30.888
| Hall Roof Ventilator | 1 | x | 6 | 1.2 | 2.6 | 1 | 18.72
| Room Door | 1 | x | 1 | 1.3 | 2.6 | 2.5 | 8.45
| Room Window | 1 | x | 1 | 1.2 | 2.6 | 1.65 | 5.148
| Room 1 Door | 1 | x | 3 | 1.3 | 2.6 | 2.5 | 25.35
| Room 2 Door | 1 | x | 2 | 1.3 | 2.6 | 2.5 | 16.9
| Room 2 Door Partision Wood | 1 | x | 1 | 3 | 2.6 | 2.5 | 19.5
| Room 3 Door | 1 | x | 1 | 1.3 | 2.6 | 2.5 | 8.45
| Room 3 Window | 1 | x | 1 | 1.2 | 2.6 | 1.65 | 5.148
| Rear Varandah Fixed Window | 1 | x | 7 | 2.3 | 2.6 | 1.2 | 50.232
| Rear Varandah Fixed Window | 1 | x | 1 | 0.95 | 2.6 | 1.2 | 2.964
| Frond Varandah Wood & Weild Mesh Window | 1 | x | 1 | 1.95 | 2.6 | 1.2 | 6.084
| Frond Varandah Wood & Weild Mesh Window | 1 | x | 1 | 2.15 | 2.6 | 1.2 | 6.708
| Frond Varandah Wood & Weild Mesh Window | 1 | x | 1 | 2.2 | 2.6 | 1.2 | 6.864
253.656
[6 empty] | Say | 253.7 | Sqm
19 | Enamal Painting In Iron Work
| Hall Window | 1 | x | 6 | 1.2 |  | 1.65 | 11.88
| Room Window | 1 | x | 1 | 1.2 |  | 1.65 | 1.98
| Room 2 Door Partision Wood | 1 | x | 1 | 3 |  | 2.5 | 7.5
| Room 3 Door | 1 | x | 1 | 1.3 |  | 2.5 | 3.25
| Room 3 Window | 1 | x | 1 | 1.2 |  | 1.65 | 1.98
| Rear Varandah Door | 1 | x | 1 | 0.9 |  | 2.4 | 2.16
| Frond Varandah Wood & Weild Mesh Window | 1 | x | 1 | 1.95 |  | 1.2 | 2.34
| Frond Varandah Wood & Weild Mesh Window | 1 | x | 1 | 2.15 |  | 1.2 | 2.58
| Frond Varandah Wood & Weild Mesh Window | 1 | x | 1 | 2.2 |  | 1.2 | 2.64
| Frond Varandah Grill Window | 1 | x | 6 | 2.2 |  | 1.2 | 15.84
| Frond Varandah Grill Window | 1 | x | 1 | 1.4 |  | 1.2 | 1.68
| Frond Varandah Grill Door | 1 | x | 2 | 0.9 |  | 2.1 | 3.78
57.61
[6 empty] | Say | 57.7 | Sqm
20 | WIRING WITH 1.5 SQMM COPPER PVC INSULATED UNSHEATHED SINGLE CORE 1.1 K.V. GRADE CABLE WITH CONTINUOUS EARTH BY MEANS OF 1.5 SQMM COPPER INSULATED UNSHEATHED SINGLE CORE 1.1 K.V. GRADE CABLE IN FULLY CONCEALED PVC RIGID CONDUIT PIPE HEAVY DUTY WITH ISI WITH SUITABLE SIZE MS BOX OF 16 GAUGE THICK CONCEALED AND COVERED WITH 3MM THICK LAMINATED HYLEM SHEET CONTROLLED BY 5 AMPS FLUSH TYPE SWITCH INCLUDING CIRCUIT MAINS COST OF ALL MATERIALS, SPECIALS ETC., ALL COMPLETE. (OPEN WIRING)
A. LIGHT POINT WITH CEILING ROSE
| Hall | 1 | x | 10 |  |  |  | 10
| Room | 1 | x | 3 |  |  |  | 3
| Room 1 | 1 | x | 3 |  |  |  | 3
| Room 2 | 1 | x | 2 |  |  |  | 2
| Room 3 | 1 | x | 2 |  |  |  | 2
| Front Varandah | 1 | x | 3 |  |  |  | 3
| Rear Varandah | 1 | x | 3 |  |  |  | 3
[7 empty] | Total | 26
[6 empty] | Say | 26 | Nos
B. LIGHT POINT WITHOUT CEILING ROSE
| Hall | 1 | x | 3 |  |  |  | 3
| Room | 1 | x | 3 |  |  |  | 3
| Room 1 | 1 | x | 3 |  |  |  | 3
| Room 2 | 1 | x | 2 |  |  |  | 2
| Room 3 | 1 | x | 2 |  |  |  | 2
| Front Varandah | 1 | x | 3 |  |  |  | 3
| Rear Varandah | 1 | x | 3 |  |  |  | 3
[7 empty] | Total | 19
[6 empty] | Say | 19 | Nos
21 | WIRING WITH 1.5 SQMM PVC INSULATED SINGLE CORE MULTI STRAND FIRE RETARDANT FLEXIBLE COPPER CABLE WITH ISI MARK CONFIRMING IS: 694:1990 FOR 5 AMPS 5 PIN PLUG SOCKET POINT @ SWITCH BOARD ITSELF.
| Hall | 1 | x | 2 |  |  |  | 2
| Room | 1 | x | 2 |  |  |  | 2
| Room 1 | 1 | x | 2 |  |  |  | 2
| Room 2 | 1 | x | 2 |  |  |  | 2
| Room 3 | 1 | x | 2 |  |  |  | 2
| Front Varandah | 1 | x | 2 |  |  |  | 2
| Rear Varandah | 1 | x | 2 |  |  |  | 2
[7 empty] | Total | 14
[6 empty] | Say | 14 | Nos
22 | SUPPLY AND FIXING OF 4 FEET 18 WATTS CRYSTAL LED TUBE LIGHT AND FIXING OF TUBE LIGHT FITTINGS ON TEAK WOOD ROUND BLOCKS OF 75 MM DIA OR 40MM DEEP SUSPENDED FROM CEILING OR MOUNDED ON THE WALL INCLUDING COST OF ALL MATERIALS AND LABOUR FOR FIXING IN POSITION AND AS DIRECTED BY THE DEPARTMENTAL OFFICERS. ( THE ENTIRE FITTINGS SHOLUD BE GOT APPROVED FROM THE EXECUTIVE ENGINEER BEFORE USE )
| Hall | 1 | x | 10 |  |  |  | 10
| Room | 1 | x | 3 |  |  |  | 3
| Room 1 | 1 | x | 3 |  |  |  | 3
| Room 2 | 1 | x | 2 |  |  |  | 2
| Room 3 | 1 | x | 2 |  |  |  | 2
| Front Varandah | 1 | x | 3 |  |  |  | 3
| Rear Varandah | 1 | x | 3 |  |  |  | 3
[7 empty] | Total | 26
[6 empty] | Say | 26 | Nos
23 | RUN OFF MAIN WITH 2 WIRES OF 1.5 SQMM COPPER PVC INSULATED UNSHEATHED SINGLE CORE 1.1 KV GRADE CABLE WITH CONTINUOUS EARTH BY MEANS OF 2.5 SQMM COPPER PVC INSULATED UNSHEATHED SINGLE CORE 1.1 KV GRADE CABLE IN FULLY CONCEALED 19/20MM DIA RIGID PVC CONDUIT PIPE WITH ISI MARK ETC. INCLUDING COST OF ALL MATERIALS, SPECIALS ETC. ALL COMPLETE AND AS DIRECTED BY THE DEPARTMENTAL OFFICERS (OPEN WIRING)
| Hall | 1 | x | 10 | 1.5 |  |  | 15
[7 empty] | Total | 15
[6 empty] | Say | 15 | Nos
24 | SUPPLYING AND FIXING OF 9W LED BULB AND FIXING THE BULB INCLUDING COST OF ALL MATERIALS AND LABOUR FOR FIXING IN POSITION AND AS DIRECTED BY THE DEPARTMENTAL OFFICERS.(THE ENTIRE FITTINGS SHOLUD BE GOT APPROVED FROM THE EXECUTIVE ENGINEER BEFORE USE )
| Hall | 1 | x | 3 |  |  |  | 3
| Room | 1 | x | 3 |  |  |  | 3
| Room 1 | 1 | x | 3 |  |  |  | 3
| Room 2 | 1 | x | 2 |  |  |  | 2
| Room 3 | 1 | x | 2 |  |  |  | 2
| Front Varandah | 1 | x | 3 |  |  |  | 3
| Rear Varandah | 1 | x | 3 |  |  |  | 3
[7 empty] | Total | 19
[6 empty] | Say | 19 | Nos
25 | SUPPLYING AND FIXING OF 12W LED BULB AND FIXING THE BULB INCLUDING COST OF ALL MATERIALS AND LABOUR FOR FIXING IN POSITION AND AS DIRECTED BY THE DEPARTMENTAL OFFICERS.(THE ENTIRE FITTINGS SHOLUD BE GOT APPROVED FROM THE EXECUTIVE ENGINEER BEFORE USE )
| Toilet | 1 | x | 2 |  |  |  | 2
[7 empty] | Total | 2
[6 empty] | Say | 2 | Nos
26 | SUPPLYING AND FIXING OF WATER TIGHT BULK HEAD FITTINGS WITH GUARD SUITABLE FOR 12W LED LAMP INCLUDING NECESSARY CONNECTIONS COST OF MATERIALS ETC ALL COMPLETE.
| Toilet | 1 | x | 2 |  |  |  | 2
[7 empty] | Total | 2
[6 empty] | Say | 2 | Nos
27 | SUPPLYING AND DELIVERY OF 25W LED STREET LIGHT FITTINGS COMPLETE WITH HEAVY GAUGE ALUMINIUM SHEET FABRICATED CANOPHY TREATED PRIMERED AND PAINTED WITH STOVE ENAMELED CRCA SHEET STEEL CONTRACT GEAR CUM REFLECTOR TRAY DULY FINISHED GLOSSY WHITE FOR OPTIMUM REFLECTION WITH CLEAR RIBBED ACRYLIC BOWL FIXED TO ALUMINIUM FRAME WITH GASKET LINING SECURED TO CANOPHY BY MEANS OF HINGES ON ONE SIDE AND FOGGLE CATCHES IN THE OTHER SIDE FOR EFFECTIVE PROJECTION AGAINST DUST AND WATER ENTRY ALL PREWIRED UPTO TERMINAL BLOCK COMPLETE WITH ALL ACCESSORIES SUCH AS COPPER WIRE,TUBE LIGHTS 40 WATTS, 4 FEET LONG, WOUND BALLAST CAPACITOR, STARTER ETC., COMPLETE WITH SIDE ENTRY MOUNTING CONFOR-MING TO IS 10322 AND INCLUDING LABOUR CHARGES FOR FIXING STREET LIGHT FITTINGS IN THE EB POLE/ WALL WITH GI PIPE 20MM DIA 2M LENGTH AND ACCESSORIES ETC., WITH 15 AMPS 500V. FUSE UNIT ON A T.W.PLANK 150X100X 20 MM THICK ETC., COMPLETE AND AS DIRECTED
| Front | 1 | x | 5 |  |  |  | 5
[7 empty] | Total | 5
[6 empty] | Say | 5 | Nos
28 | WIRING WITH 1.5 SQMM COPPER P.V.C. INSULATED UNSHEATHED SINGLE CORE 1.1.K. V. GRADE CABLE WITH CONTINUOUS EARTH BY MEANS OF 1.5 SQMM COPPER PVC INSULATED UNSHEATHED SINGLE CORE 1.1.K.V. GRADE CABLE IN FULLY CONCEALED PVC RIGID CONDUIT PIPE HEAVY DUTY WITH ISI MARK WITH SUITABLE SIZE MS BOX OF 16G THICK CONCEALED AND COVERED WITH 3MM THICK LAMINATED HYLEM SHEET FOR FAN POINT CONTROLLED BY 5 AMPS FLUSH TYPE SWITCH INCLUDING CIRCUIT MAINS, COST OF ALL MATERIALS, SPECIALS, ETC., ALL COMPLETE
| Hall | 1 | x | 2 |  |  |  | 2
| Open Space | 1 | x | 4 |  |  |  | 4
[7 empty] | Total | 6
[6 empty] | Say | 6 | Nos
29 | SUPPLY AND DELIVERY OF FOLLOWING ELECTRIC CEILING FAN WITH ISI MARK WITH BLADES AND DOUBLE BALL BEARING, CAPACITOR, ETC., COMPLETE WITH 300MM DOWN ROD, CANOPIES, CAPACITOR, SHACKLEBLADES WITH SPEED REGULATOR (RESISTANCE TYPE) SUITABLE FOR OPERATION ON 230 VOLTS 50 HTZ SINGLE PHASE AC SUPPLY CONFORMING TO ISS NO.374/79 AND PROVIDED WITH INSULATION . (THE BRAND SHOULD BE GOT APPROVED FROM THE EXECUTIVE ENGINEER BEFORE SUPPLY MADE).
a) 48" ELECTRIC FAN 1200MM SWEEP
| Hall | 1 | x | 8 |  |  |  | 8
| Room | 1 | x | 1 |  |  |  | 1
| Room 1 | 1 | x | 2 |  |  |  | 2
| Room 2 | 1 | x | 2 |  |  |  | 2
| Room 3 | 1 | x | 2 |  |  |  | 2
| Front Varandah | 1 | x | 3 |  |  |  | 3
| Rear Varandah | 1 | x | 3 |  |  |  | 3
[7 empty] | Total | 21
[6 empty] | Say | 21 | Nos
30 | CHARGES FOR ASSEMBLING AND FIXING OF CEILING FAN OF DIFFERENT SWEEP WITH NECESSARY CONNECTIONS AND FIXING OF FAN REGULATOR ON THE EXISTING BOARD ETC., ALL COMPLETE (EXCLUDING COST OF FAN)
| Hall | 1 | x | 8 |  |  |  | 8
| Room | 1 | x | 1 |  |  |  | 1
| Room 1 | 1 | x | 2 |  |  |  | 2
| Room 2 | 1 | x | 2 |  |  |  | 2
| Room 3 | 1 | x | 2 |  |  |  | 2
| Front Varandah | 1 | x | 3 |  |  |  | 3
| Rear Varandah | 1 | x | 3 |  |  |  | 3
[7 empty] | Total | 21
[6 empty] | Say | 21 | Nos
31 | SUPPLYING AND FIXING 15AMPS 3 PIN PLUG TYPE SOCKET ON A SUITABLE MS BOX 16G THICK CONCEALED AND COVERED WITH 3 MM THICK LAMINATED HYLEM SHEET INCLUSIVE OF ALL CONNECTIONS AND COST OF ALL MATERIALS.
| Office | 1 | x | 5 |  |  |  | 5
| Hall | 1 | x | 3 |  |  |  | 3
[7 empty] | Total | 8
[6 empty] | Say | 8 | Nos
32 | RUN OFF MAIN WITH 4 WIRES OF 4 SQMM COPPER PVC INSULATED UNSHEATHED SINGLE CORE 1.1 KV GRADE CABLE WITH CONTINUOUS EARTH BY MEANS OF 2.5 SQMM COPPER PVC INSULATED UNSHEATHED SINGLE CORE 1.1 KV GRADE CABLE IN FULLY CONCEALED 19/20MM DIA RIGID PVC CONDUIT PIPE WITH ISI MARK ETC. INCLUDING COST OF ALL MATERIALS, SPECIALS ETC. ALL COMPLETE AND AS DIRECTED BY THE DEPARTMENTAL OFFICERS (OPEN WIRING)
| From Pole To Canteen | 1 | x | 1 | 35 |  |  | 35
| Switch Board to Switch Board | 1 | x | 1 | 5 |  |  | 5
[7 empty] | Total | 40
[6 empty] | Say | 40 | Rmt
33 | SUPPLYING AND FIXING 40AMPS EARTH LEAKAGE CIRCUIT BREAKER/RESIDUAL CURRENT CIRCUIT BREAKER (ELCB/ RCCB) 30 MILLI AMPS SENSITIVE 6KA BREAKING CAPACITY WITH ISI MARKED SINGLE PHASE UNIT (IS 12640) FOR INCOMING, 2 NOS. 6 AMPS SINGLE POLE ‘B’ SERIES MINIATURE CIRCUIT BREAKER FOR OUTGOING LIGHTING 1 NO 16 AMPS SINGLE POLE MINIATURE CIRCUIT ‘C’ SERIES BREAKER ISI MARKED (IS 8828) FOR POWER PLUGS OUTGOING IN SUITABLE BREAKING CAPACITY OF MCB SHOULD HAVE 9 KA (MCB AND ELCB/RCCB SHOULD BE OF SAME MANUFACTURE). THE ELCB AND MCB WILL BE FIXED ON THE 18 GAUGE THICK MS BOX OF SIZE 12"X15"X2½" ALL CONCEALED IN WALL AND COVERED WITH 3 MM THICK LAMINATED HYLEM SHEET WITH BRASS SCREWS AND ALL INTER CONNECTIONS ETC., COMPLETE.
| Canteen | 1 | x | 2 |  |  |  | 2
[7 empty] | Total | 2
[6 empty] | Say | 2 | Nos
34 | 230mm dia Exhast Fan
| Canteen | 1 | x | 2 |  |  |  | 2
[7 empty] | Total | 2
[6 empty] | Say | 2 | Nos
35 | TV / Telephone Line Socket
| Office | 1 | x | 3 |  |  |  | 3
[7 empty] | Total | 3
[6 empty] | Say | 3 | Nos
36 | Supplying and Filling with Filling Stone Dust etc all complete.
| Front Entrance | 1 | x | 1 | 9.5 | 6.8 | 0.075 | 4.85
[7 empty] | Total | 4.85
[6 empty] | Say | 4.9 | Cum
37 | Supplying and Filling with HBSJ 3 to 10 mm etc all complete.
| Front Entrance | 1 | x | 1 | 9.5 | 6.8 | 0.075 | 4.85
[7 empty] | Total | 4.85
[6 empty] | Say | 4.9 | Cum
38 | Conveyance charges for Loading and Unloading charges
| Front Entrance | 1 | x | 1 | 9.5 | 6.8 |  | 64.6
[7 empty] | Total | 64.6
[6 empty] | Say | 64.6 | Sqm
39 | Rubber mould Hydraulic pressed Paver block 63 mm thick
| Front Entrance | 1 | x | 1 | 9.5 | 6.8 |  | 64.6
[7 empty] | Total | 64.6
[6 empty] | Say | 64.6 | Sqm
40 | Labour charges for spreading 3mm to 10 mm size stone chips and stone dust of required thickness and compaction by the earth rammer and laying paver block of 63mm tk and compacted and filling the gab between paver block including labour charges and machine charges etc all complete
| Front Entrance | 1 | x | 1 | 9.5 | 6.8 |  | 64.6
[7 empty] | Total | 64.6
[6 empty] | Say | 64.6 | Sqm
41 | Weld Mesh
| Hall Both Side | 1 | x | 2 | 14.55 |  | 0.3 | 8.73
| Room 1 Both Side | 1 | x | 2 | 4.8 |  | 0.3 | 2.88
| Room 2 Both Side | 1 | x | 2 | 3 |  | 0.3 | 1.8
| Room 3 Both Side | 1 | x | 2 | 3 |  | 0.3 | 1.8
| Front Verandah | 1 | x | 1 | 9.26 |  | 0.3 | 2.778
| Front Verandah | 1 | x | 1 | 14.33 |  | 0.3 | 4.299
| Rear Verandah | 1 | x | 1 | 17.3 |  | 0.3 | 5.19
[7 empty] | 30kg | 27.477
[6 empty] | Say | 824.31 | Kg
42 | Fall Ceiling Work
| Hall | 1 | x | 1 | 5.4 | 14.55 |  | 78.57
| Room | 1 | x | 1 | 2.25 | 4.8 |  | 10.8
| Room 1 | 1 | x | 1 | 5.4 | 4.8 |  | 25.92
| Room 2 | 1 | x | 1 | 5.4 | 3 |  | 16.2
| Room 3 | 1 | x | 1 | 5.4 | 3 |  | 16.2
| Front Verandah | 1 | x | 1 | 2.4 | 9.26 |  | 22.22
[7 empty] | Total | 169.91
[6 empty] | Say | 170 | Sqm
43 | SUPPLY AND ERECTION OF ROTATIONAL MOULDED POLYETHYLENE WATER STORAGE TANKS (HDPE CYLINDRICAL VERTICAL TYPE) FOR OUTDOOR USE HAVING CAPACITY OF 1000 LITRES
| Sintex Tank | 1 | x | 1 | 700 |  |  | 700
[7 empty] | Total | 700
[6 empty] | Say | 700 | Lit
44 | SUPPLYING, LAYING, FIXING AND JOINTING THE FOLLOWING PVC PIPES AS PER ASTMD - 1785 OF SCHEDULE 40 OF WALL THICKNESS NOT LESS THAN THE SPECIFIED IN IS 4985 SUITABLE FOR PLUMBING BY THREADING OF WALL THICKNESS INCLUDING THE COST OF SUITABLE PVC/GI SPECIALS /GM SPECIALS LIKE ELBOW, TEE REDUCERS, PLUG, UNION, BEND, COUPLER, NIPPLE/ GM GATE VALVE, CHECK AND WHEEL VALVE ETC., WHEREVER REQUIRED ABOVE THE GROUND LEVEL INCLUDING THE COST OF TEFLON TAPE, SPECIAL CLAMPS, NAILS, ETC., FIXING ON WALL TO THE PROPER GRADIENT AND ALIGNMENT AND REDOING THE CHIPPED OF MASONRY ETC., AS DIRECTED BY THE DEPARTMENTAL OFFICERS.
A. 32MM ASTM D SCHEDULE 40 THREADED PVC PIPE WITH NECESSARY PVC/GI SPECIALS
| Main Line to Sintex Tank | 1 | x | 1 | 30 |  |  | 30
| Main Line to Sintex Tank | 1 | x | 1 | 20 |  |  | 20
[7 empty] | Total | 50
[6 empty] | Say | 50 | Rmt
B) 25MM ASTM D SCHEDULE 40 THREADED PVC PIPE WITH NECESSARY PVC/GI SPECIALS
| Sintex Tank to Toilet | 1 | x | 1 | 25 |  |  | 25
[7 empty] | Total | 25
[6 empty] | Say | 25 | Rmt
45 | SUPPLYING, LAYING, FIXING AND JOINTING THE FOLLOWING PVC PIPES AS PER ASTM D - 1785 OF SCHEDULE 40 OF WALL THICKNESS NOT LESS THAN THE SPECIFIED IN IS 4985 SUITABLE FOR PLUMBING BY THREADING OF WALL THICKNESS INCLUDING THECOST OF SUITABLE PVC/GI SPECIALS /GM SPECIALS LIKE ELBOW, TEE REDUCERS, PLUG , UNIONS, BEND, COUPLER, NIPPLE/ GM GATE VALVE, CHECK AND WHEEL VALVE ETC., WHEREVER REQUIRED ABOVE THE GROUND LEVEL INCLUDING THE COST OF TEFLON TAPEETC., FULLY CONCEALED IN WALLS TO THE PROPER GRADIENT AND ALIGNMENT AND REDOING THE CHIPPED PORTION OF MASONRY ETC.,ALL COMPLETE AND AS DIRECTED BY THE DEPARTMENTAL OFFICERS.
a) 20MM ASTM D SCHEDULE 40 THREADED PVC PIPE WITH NECESSARY PVC/GI SPECIALS
| Gents Toitet To Ladies Toilet | 1 | x | 1 | 10 |  |  | 10
[7 empty] | Total | 10
[6 empty] | Say | 10 | Rmt
46 | SUPPLYING AND FIXING OF HALF TURN BRASS CORE CP LONG BODY TAP OF 15MM DIA OF BEST QUALITY INCLUDING COST OF HALF TURN CP TAP WITH REQUIRED SPECIALS AND LABOUR FOR FIXING ETC., ALL COMPLETE AND AS DIRECTED BY THE DEPARTMENTAL OFFICERS. (THE QUALITY AND BRAND SHOULD BE GOT APPROVED FROM THE EXECUTIVE ENGINEER BEFORE USE)
| For Toilet | 1 | x | 5 |  |  |  | 5
[7 empty] | Total | 5
[6 empty] | Say | 5 | Nos
47 | Wash Hand Basin
| For Toilet | 1 | x | 1 |  |  |  | 1
[7 empty] | Total | 1
[6 empty] | Say | 1 | Nos
48 | Indian Water Closet Oriya Type
| For Toilet | 1 | x | 2 |  |  |  | 2
[7 empty] | Total | 2
[6 empty] | Say | 2 | Nos
49 | Men Urinal
| For Toilet | 1 | x | 2 |  |  |  | 2
[7 empty] | Total | 2
[6 empty] | Say | 2 | Nos

## Sheet1 (hidden)
Removing and replacing the damaged AC sheet roof | Removing and replacing the damaged AC sheet roof with new 6mm Tk apectos cement fully corrugated sheet including cost of materials,labour charges for fixing and cost of 'J' bolts,washers and nuts and as directed by the departmental officers.
with new 6mm Tk apectos cement fully corrugated
sheet including cost of materials,labour charges
for fixing and cost of 'J' bolts,washers and nuts
and as directed by the departmental officers.
Removing Mangalore tiles over flat tiles in lime | Removing Mangalore tiles over flat tiles in lime mortar excluding roof timbers and stacking charges etc., complete and as directed by the departmental officers.
mortar excluding roof timbers and stacking charges
etc., complete and as directed by the departmental
officers.
Suppluing and fixing Bitumen rain felt of 3mm | Suppluing and fixing Bitumen rain felt of 3mm Tk of approved quality confirming to IS specificationtion with ISI mark over the existing mangalore tiled roofing including applying CS bond solution at 1 Kg/Sq.m. and cost of labour for clearing roughening and applying CS bond solution and fixing the sheet in the surface including necessary scafolding charges conveyance charges etc., complete in all respects and as directed by the departmental officers.
Tk of approved quality confirming to IS specification
-tion with ISI mark over the existing mangalore
tiled roofing including applying CS bond solution
at 1 Kg/Sq.m. and cost of labour for clearing
roughening and applying CS bond solution and
fixing the sheet in the surface including
necessary scafolding charges conveyance charges
etc., complete in all respects and as directed
by the departmental officers.
Suppluing and fixing Bitumen rain felt of 3mm | Suppluing and fixing Bitumen rain felt of 3mm
Tk of approved quality confirming to IS specification | Tk of approved quality confirming to IS specification
-tion with ISI mark over the existing mangalore | -tion with ISI mark over the existing mangalore
tiled roofing including applying CS bond solution | tiled roofing including applying CS bond solution
at 1 Kg/Sq.m. and cost of labour for clearing | at 1 Kg/Sq.m. and cost of labour for clearing
roughening and applying CS bond solution and | roughening and applying CS bond solution and
fixing the sheet in the surface including | fixing the sheet in the surface including
necessary scafolding charges conveyance charges | necessary scafolding charges conveyance charges
etc., complete in all respects and as directed | etc., complete in all respects and as directed
by the departmental officers. | by the departmental officers.
Sectionning and trimming the road forming area | Sectionning and trimming the road forming area
with excavation upto 15cm depth in all soils | with excavation upto 15cm depth in all soils
including cutting levelling the undulation etc, | including cutting levelling the undulation etc,
all complete in all respects and as directed | all complete in all respects and as directed
by the departmental officers and as per | by the departmental officers and as per
standard specifications. | standard specifications.
Supply and Fixing of weld mesh including cost of | Supply and Fixing of weld mesh including cost of
weld mesh ,binding wire,welding,labour charges | weld mesh ,binding wire,welding,labour charges
for fixing in position as directed by the depat- | for fixing in position as directed by the depat-
-mental officers all complete etc, | -mental officers all complete etc,
Labour charges for polishing the existing mosaic | Labour charges for polishing the existing mosaic
flooring including labour charges,hire charges | flooring including labour charges,hire charges
for meachin,and cost of materials for polishing | for meachin,and cost of materials for polishing
all complete etc,and as directed by the depart- | all complete etc,and as directed by the depart-
-mental officers. | -mental officers.

## Sheet2
Aluminium sliding window Two track size 2.20x1.05m | [7 empty] | Aluminium sliding window Two track size 2.40x1.05m
| Die No.1 | 4605 @ 1.558 Kg/m | [6 empty] | Die No.1 | 4605 @ 1.558 Kg/m
|  | Frame Horizondal (Top) | = | 1x2x2.2x1.558 | = | 6.8552 | Kg |  |  | Frame Horizondal (Top) | = | 1x2x2.4x1.558 | = | 7.48 | Kg
| Die No.2 | 8774 @ 0.695 Kg/m | [6 empty] | Die No.2 | 8774 @ 0.695 Kg/m
|  | Frame Vertical (Two side) | = | 1x4x1.05x0.695 | = | 2.919 | Kg |  |  | Frame Vertical (Two side) | = | 1x4x1.05x0.695 | = | 2.92 | Kg
| Die No.3 | 8775 @ 1.088 Kg/m | [6 empty] | Die No.3 | 8775 @ 1.088 Kg/m
|  | Frame Horizondal (bottom) | = | 1x1x2.2x1.088 | = | 2.3936 | Kg |  |  | Frame Horizondal (bottom) | = | 1x1x2.4x1.088 | = | 2.61 | Kg
| Die No.4 | 8790 @ 0.605 Kg/m | [6 empty] | Die No.4 | 8790 @ 0.605 Kg/m
|  | Middle shutter vertical frame | = | 1x4x0.95x0.605 | = | 2.299 | Kg |  |  | Middle shutter vertical frame | = | 1x4x0.95x0.605 | = | 2.3 | Kg
| Die No.5 | 8791 @ 0.488 Kg/m | [6 empty] | Die No.5 | 8791 @ 0.488 Kg/m
|  | End shutter vertical frame | = | 1x4x0.95x0.44 | = | 1.8544 | Kg |  |  | End shutter vertical frame | = | 1x4x0.95x0.488 | = | 1.85 | Kg
| Die No.5 | 8792 @ 0.355 Kg/m | [6 empty] | Die No.5 | 8792 @ 0.355 Kg/m
|  | Shutter top & Bottom | = | 2x4x0.50x0.355 | = | 1.42 | Kg |  |  | Shutter top & Bottom | = | 2x4x0.55x0.355 | = | 1.56 | Kg
[6 empty] | 17.7412 | Kg | [6 empty] | 18.72 | Kg
|  |  |  | Wastage 10% | = | 1.7741 | Kg |  |  |  |  | Wastage 10% | = | 1.87 | Kg
[6 empty] | 19.5153 | Kg | [6 empty] | 20.59 | Kg
| I | 5.5mm thick plain glass | [6 empty] | I | 5.5mm thick plain glass
|  | For shutter | = | 1x4x0.50x0.95 | = | 1.9 | m2 |  |  | For shutter | = | 1x4x0.55x0.95 | = | 2.09 | m2
| II | Rubber beeding | = | 1x2x4x3.3 | = | 26.4 | Rmt |  | II | Rubber beeding | = | 1x2x4x3.3 | = | 26.4 | Rmt
| III | Total area | = | 2.20x1.05 | = | 2.31 | m2 |  | III | Total area | = | 2.40x1.05 | = | 2.52 | m2
19.5153 | kg | Aluminium 15 microns anodised |  | 287 | kg | 5600.9 |  | 20.59 | kg | Aluminium 15 microns anodised |  | 287 | kg | 5909.33
1.9 | sqm | Plain 5.5mm thick glass |  | 336 | sqm | 638.4 |  | 2.09 | sqm | Plain 5.5mm thick glass |  | 336 | sqm | 702.24
26.4 | Rmt | rubber beeding |  | 27.1 | Rmt | 715.44 |  | 26.4 | Rmt | rubber beeding |  | 27.1 | Rmt | 715.44
1 | NO | push botton handle |  | 59.4 | NO | 59.4 |  | 1 | NO | push botton handle |  | 59.4 | NO | 59.4
1 | NO | PVC Roller for sliding window |  | 13.1 | NO | 13.1 |  | 1 | NO | PVC Roller for sliding window |  | 13.1 | NO | 13.1
2.31 | Sqm | labbour charges |  | 1110 | Sqm | 2564.1 |  | 2.52 | Sqm | labbour charges |  | 1110 | Sqm | 2797.2
|  | Sundries |  |  | LS | 4.26 |  |  |  | Sundries |  |  | LS | 4.26
|  | TOTAL FOR 2.52 SQM |  |  |  | 9595.6 |  |  |  | TOTAL FOR 2.52 SQM |  |  |  | 10200.97
|  | Say Rs. Rate Per m2 | = |  |  | 4153.94 |  |  |  | Say Rs. Rate Per m2 | = |  |  | 4048
|  | SUB DATA | [7 empty] | SUB DATA
1 | NO. | FITTER Ist CLASS |  | 501 | NO. | 501 |  | 1 | NO. | FITTER Ist CLASS |  | 501 | NO. | 501
1 | NO. | MAZDOOR Ist CLASS |  | 355 | NO. | 355 |  | 1 | NO. | MAZDOOR Ist CLASS |  | 355 | NO. | 355
0.5 | NO. | CARPENTER II CLASS |  | 508 | NO. | 254 |  | 0.5 | NO. | CARPENTER II CLASS |  | 508 | NO. | 254
|  | LABOUR RATE |  |  |  | 1110 |  |  |  | LABOUR RATE |  |  |  | 1110

## Sheet5
Tamil Nadu Police Housing Corparation Ltd.
==========================================================
PLACE:- | TENKASI | 2021-2022 | 2021-2022
| - | - | - | - | - | - | - | - | -
SL.NO | DESCRIPTION OF MATERIALS | UNIT | SOURCE | Total | COST OF | LEAD | MATERIAL | LABOUR RATE
|  |  |  | Lead | MATERIAL | CHARGE | COST @ SITE
- | - | - | - | - | - | - | - | - | -
1. | ROUGH STONE sl.38 p18 | CUM. | Mathalam Parai | 5 | 445 | 55.65 | 500.65 | MASON-I Brick / Stone work p12 /29 | 861
2. | BOND STONE sl.57 p18 | CUM. | Mathalam Parai | 5 | 642 | 55.65 | 697.65 | MASON-II Brick / Stone work p14/72 | 804
3. | HARD BROKEN STONE JELLY 3mm To 10mm p-18 | CUM. | Mathalam Parai | 5 | 744.33 | 55.65 | 799.98 | MAZDOOR-I p14/74 | 562
4. | HARD BROKEN STONE JELLY 10mm | CUM. | Mathalam Parai | 5 | 977 | 55.65 | 1032.65 | MAZDOOR-II p15/101 | 461
5. | HARD BROKEN STONE JELLY 12mm | CUM. | Mathalam Parai | 5 | 1329 | 55.65 | 1384.65 | PAINTER-I p12/36 | 688
6. | HARD BROKEN STONE JELLY 20mm | CUM. | Mathalam Parai | 5 | 1432 | 55.65 | 1487.65 | PAINTER-II p14/78 | 666
7. | HARD BROKEN STONE JELLY 40mm | CUM. | Mathalam Parai | 5 | 1029 | 55.65 | 1084.65 | PLUMBER-I p12/38 | 747
8. | SAND FOR MORTAR sl.100 p20 | CUM. | Marthamputhur | 36 | 1280 | 337.7 | 1617.7 | PLUMBER-II p14/79 | 724
9. | SAND FOR FILLING | CUM. | Marthamputhur | 36 | 1280 | 337.7 | 1617.7 | FITTER-I p12/18 | 760
10. | Kiln Burnt Country Bricks SIZE 22x11x7Cm p-16 it-5a | 1000nos. | Mathapuram | 15 | 5570 | 134.1 | 5704.1 | FITTER-II p13/68 | 739
11. | BRICK JELLY 40mmGAUGE p-17 it-17 a | CUM | Mathapuram | 15 | 688 | 109.15 | 797.15 | CARPENTER-I p12/16 | 842
12. | BRICK JELLY 20mmGAUGE | CUM | Mathapuram | 15 | 767 | 109.15 | 876.15 | CARPENTER-II p13/64 | 804
13. | MACHINE PRESSED TILES 23x 23x 2 Cm p-17 It-20 | 1000nos. | Local | 0 | 16106 | 0 | 16106 | STONE CUTTER-I p12/41 | 661
14. | SLACKED SHELL LIME sl.106 p20 | CUM. | Local |  | 1322 |  | 1322 | STONE CUTTER-II p14/83 | 637
15. | SLACKED &SREENED LIME STONE sl107/67 | CUM. | Senneerkuppam | 0 | 974 | 0 | 974 | FLOOR POLISHER p12/20 | 663
16. | C.W SCANTLING UPTO 4M LONG p-21 it-127 | CUM. | local | 0 | 34300 | 0 | 34300 | Mortar mix charges manual sl.165(Ann3 p-34) | 100
17. | C.W. PLANK UPTO 40mmTHICK UPTO 30 Cm WIDTH | CUM. | local | 0 | 39400 | 0 | 39400 | Vibrat-charges(R.C.C) sl.103/2 p30 | 81.3
18. | T.W SCANTLING 2M TO 3M LONG 112/73 p-21 | CUM. | local | 0 | 111600 | 0 | 111600 | Vibrat-charges(P.C.C) sl.102 | 60.2
19. | T.W.SCANTLING BELOW 2M LONG 113/74 p-21 | CUM. | local | 0 | 99400 | 0 | 99400 | Sand filling charges sl.75 p-28 | 29.5
20. | T.W.PLANKS 15TO30cm WIDTH & 12to25mm Thick it-119 p-21 | CUM. | local | 0 | 95000 | 0 | 95000 | Earth filling charges sl.76 p-28 | 33.6
21. | Country BricksKiln Burnt of SIZE 22x11x5Cm (7c)p-16 | 1000nos. | Mathapuram | 15 | 4195 | 134.1 | 4329.1 | E.W. 61/62 p-27 | 96.6
22. | MOSAIC TILES GRAY 25X25X2cm.it-30 p-17 | 1000nos. | local |  | 11790 |  | 11790 | L.C.T.W.Door- 144/2 p-32 | 1325
23. | CEMENT (supply at site) | M.T | local | 0 | 5960 | 0 | 5960 | L.C.marine doors-145/3 p-32 | 1105
24. | R.T.S. / M.S upto 16mm | M.T | Local | 0 | 51750 | 0 | 51750 | TW glazed window 149/8 p-33 | 1239
25. | M.S./ R.T.S above 16mm | M.T | Local | 0 | 51750 | 0 | 51750 | Wrought&putup 143/1 p-32 | 11800
26. | Country BricksKiln Burnt SIZE 22x11x5Cm | 1000nos. | Mathapuram | 15 | 4195 | 134.1 | 4329.1 | Ventilator 153/14 p-33 | 1035
27. | HBSJ 11.2mm IRC metal (High W ay SR16-17) | CUM. | Mathalam Parai | 5 | 924 | 55.65 | 979.65 | Meter- Cupboard Weldmesh 158/23 p-34 | 925
28. | HBSJ 37.5mm to 26.5mm IRC metal | CUM. | Mathalam Parai | 5 | 1041.5 | 55.65 | 1097.15 | E.W (SDR) 62/67 p-27 | 143.9
29. | HBSJ 63mm to 45mm IRC metal | CUM. | Mathalam Parai | 5 | 880.25 | 55.65 | 935.9 | FITTER-II (Pipe & Bar Bend) 69/20a p-14 | 724
30. | Gravel p20 92/57 | CUM. | Madhapuram | 15 | 216.3 | 158.9 | 375.2 | FITTER-I (Pipe & Bar Bend) 19/20 p-12 | 747
31 | Well Gravel p20 It93/57a | CUM. | Madhapuram | 15 | 161.7 | 158.9 | 320.6 | E.W loose soil p-26 SS20B/55/50 | 64.5
| Chamber Burnt Bricks of size 23x11.2x7Cm p16/4b | 1000nos. | Local | 0 | 6435 | 0 | 6435 | LIFT CHARGES FOR B.W IN G.F * it-94 p-29 | 68
| Chamber Burnt Bricks of size 23x11.4x7.5Cmp16 /3a | 1000nos. | Local | 0 | 6630 | 0 | 6630 | LIFT CHARGES FOR B.W IN F.F * | 137.2
| Stone dust p20 96-58a | Cum | Mathalam parai | 5 | 122.5 | 38.2 | 160.7 | LIFT CHARGES FOR B.W IN S.F * | 137.2
| 6mmto 10mm HBG metal p-19 it-83+84/2 | Cum | Mathalam parai | 5 | 819 | 55.65 | 874.65 | LIFT CHARGES FOR CONCRETE IN G.F *it-92 p-29 | 103.3
| Fly Ash Bricks it-3A/8a p-16 |  |  | 0 | 6435 | 0 | 6435 | LIFT CHARGES FOR CONCRETE IN F.F * | 203.5
| Crushed Stone SAND FOR MORTAR sl.98/58C p20 | CUM. | Marthamputhur | 36 | 1280 | 337.7 | 1617.7 | LIFT CHARGES FOR CONCRETE IN S.F * | 203.5
| Crushed Stone SAND FOR FILLING | CUM. | Marthamputhur | 36 | 1280 | 337.7 | 1617.7 |  | 0
[8 empty] | Scrapping door, wood p31 /112 | 8.5
[8 empty] | Scrapping Structural steel work p31 /114 | 7.9
[8 empty] | SCRAPING THE OLD PLASTER SURFACE * p30/108/338 | 3.65
[8 empty] | WASHING PLASTERED AREA WITH SOAP&SODA WATER *p30/109/339 | 4.6
[8 empty] | Scrapping iron work p31 /115 | 7.4
[8 empty] | Clean removal of Cement plaster | 8.85
[8 empty] | Labour wrought and put up in position Flush shutters Single leaf shutter | 161
[8 empty] | Double leave shutters | 248
CERTIFIED THAT THE LEAD PARTICULARS FURNISHED HERE ARE FOUND CORRECT UPTO BEST OF MY KNOWLEDGE
| JE / AE | AEE |  |  |  | EE

## Details (3)
TAMIL NADU POLICE HOUSING CORPORATION LIMITED
TIRUNELVELI DIVISION
Name of Work : Special Repair works for Old Taluk office Building for Newly formed Police Canteen at Tenkasi in Tenkasi District
DETAILED MEASUREMENT
S.No | Description of Works | Nos |  |  | Length | Breadth | Depth | Quantity
1 | Damaged Tile Roof Patch Work For Tar Sheet
| Hall | 1 | x | 1 | 2 | 2 |  | 4
| Front Varandah | 1 | x | 1 | 2.4 | 2 |  | 4.8
[6 empty] | Total |  | 8.8
[6 empty] | Say | 8.8 | Sqm
2 | Dismantling the Old Brick Work Wall with Cement Mortar
| Front Varandha | 1 | x | 3 | 2.4 | 0.23 | 2.4 | 3.9744
| Front Entrance Open | 1 | x | 1 | 2.4 | 0.23 | 1.2 | 0.6624
[6 empty] | Total |  | 4.6368
[6 empty] | Say | 4.7 | Cum
3 | EARTH WORK EXCAVATION FOR FOUNDATION IN ALL SOILS AND SUB-SOILS AND TO THE REQUIRED DEPTH AS MAY BE DIRECTED EXCEPT IN HARD ROCK REQUIRING BLASTING BUT INCLUSIVE OF SHORING ,STRUTTING,AND BALING OUT WATER WHEREVER NECESSARY AND REFILLING THE SIDES OF FOUNDATION WITH EXCAVATED EARTH IN 150 MM LAYERS WELL WATERED RAMMED AND CONSOLIDATED AND DEPOSITING THE SURPLUS EARTH IN PLACES SHOWN CLEARING AND LEVELLING THE SITES WITH AN INITIAL LEAD OF 10 METRES AND LIFT AS SPECIFIED HERE UNDER ETC. COMPLETE IN ALL RESPECTS COMPLYING WITH RELEVANT STANDARD SPECIFICATIONS.(INCLUDING REFILLING)
| Entrance Side Wall | 1 | x | 1 | 9.5 | 0.45 | 0.45 | 1.9238
| Entrance Wall | 1 | x | 1 | 6 | 0.45 | 0.45 | 1.215
[6 empty] | Total |  | 3.1388
[6 empty] | Say | 3.2 | Cum
4 | PLAIN CEMENT CONCRETE 1:5:10 (ONE OF CEMENT,FIVE OF SAND AND TEN OF HARD BROKEN STONE JELLY) FOR FOUNDATION USING 40MM GAUGE HARD BROKEN STONE JELLY INCLUSIVE OF SHORING STRUTTING AND BAILING OUT WATER WHEREVER NECESSARY RAMMING, CURING ETC., COMPLETE IN ALL RESPECTS COMPLYING WITH RELEVANT STANDARD SPECIFICATIONS AND AS DIRECTED BY THE DEPARTMENTAL OFFICERS.
| Entrance Side Wall | 1 | x | 1 | 9.5 | 0.45 | 0.15 | 0.64125
| Entrance Wall | 1 | x | 1 | 6 | 0.45 | 0.15 | 0.405
[6 empty] | Total |  | 1.0463
[6 empty] | Say | 1.1 | Cum
5 | BRICK WORK IN CM 1:5(ONE OF CEMENT AND FIVE OF SAND) USING KILN BURNT COUNTRY BRICKS OF SIZE 8 3/4"x4 1/4"x2 3/4"(22x11x7CM) IN FOUNDATION AND BASEMENT INCLUDING DEWATERING WHEREVER NECESSARY, PROPER SETTING,CURING ETC., COMPLETE WITH RELEVANT STANDARD SPECIFICATIONS.
| Entrance Side Wall | 1 | x | 1 | 9.5 | 0.45 | 0.45 | 1.9238
| Entrance Wall | 1 | x | 1 | 6 | 0.45 | 0.45 | 1.215
| Chamber | 1 | x | 1 | 3.32 | 0.23 | 0.75 | 0.5727
[6 empty] | Total |  | 3.7115
[6 empty] | Say | 3.8 | Cum
6 | Providing Form work and centering for reinforced cement concrete works including supports and strutting up to 3.30m height for plane surfaces as detailed below with all cross bracings using mild steel sheets of size 90cm x 60cm and MS 10 gauge stiffened with welded mild steel angles of size 25mmx25mmx3mm for boarding laid over silver oak or country wood joists of size 10cmx6.5cm spaced at about 90cm centre to centre and supported by casurina props 10cm to 13cm dia spaced at 75cm intervals and removing the same after a specified period without damaging the R.C.C works etc., complete complying with standard specifications and as directed by the departmental officers
a) For Column footings, plinth beam, Grade beam, Raft beam, Raft slab etc.,
| Front verandah grade beam | 2 | x | 2 | 2.4 |  | 0.23 | 2.208
| Entrance Side Wall | 1 | x | 2 | 9.5 |  | 0.15 | 2.85
[6 empty] | Total |  | 5.058
[6 empty] | Say | 5.1 | Sqm
b) Plain surfaces such as Roof slab, floorslab, Beams, lintels, lofts, sillslab, staircase waist, portico slab and other similar works
| Varandah Door bottom | 1 | x | 1 | 0.9 | 0.23 |  | 0.207
| Varandah Lintel Side | 2 | x | 2 | 2.4 |  | 0.15 | 1.44
[6 empty] | Total |  | 1.647
[6 empty] | Say | 1.7 | Sqm
7 | Cement Concrete 1:2:4 (One of cement, two of sand and four of stone jelly) for all reinforced cement concrete works, namely plinth beams,tie beams, column and column footing, slabs, etc. using 20mm gauge hard broken stone jelly excluding the cost and fabrication of reinforcement grills, shuttering and centering but including vibrating, laying, curing, with relevant standard specifications in Foundation and basement
a) In Foundation & Basement
| Front Varandha Grade Beam | 2 | x | 1 | 2.4 | 0.23 | 0.23 | 0.25392
| Entrance Side Wall | 1 | x | 1 | 9.5 | 0.23 | 0.15 | 0.32775
[6 empty] | Total |  | 0.58167
[6 empty] | Say | 0.6 | Cum
8 | Brick work in cement mortor 1:6 (One of cement and six of sand) using Chamber burnt bricks of size 9"x43/8"x2¾" (23x11.2x7cm) for super structure in the following floors including labour for fixing the doors, windows and ventilator frames in position, fixing of hold fasts, scaffoldings, curing etc., complete in all respect complying with relevant standard specifications and drawings
| Front Varandha | 2 | x | 1 | 2.4 | 0.23 | 2.1 | 2.3184
| Front Varandha Above Lintel | 3 | x | 0.5 | 2.4 | 0.23 | 1.2 | 0.9936
| Entrance Front Wall | 1 | x | 1 | 0.9 | 0.23 | 2.1 | 0.4347
| Entrance Front Wall | 2 | x | 1 | 2.4 | 0.23 | 1.1 | 1.2144
| Main Entrance Front Wall | 1 | x | 1 | 2.4 | 0.23 | 2.1 | 1.1592
| D/f Main Door | 1 | x | -1 | 1.5 | 0.23 | 2.1 | -0.7245
| Entrance Side Wall Pillar | 1 | x | 5 | 0.23 | 0.23 | 1.5 | 0.39675
| D/f lintel Concrete | 2 | x | -1 | 2.4 | 0.23 | 0.15 | -0.1656
[6 empty] | Total |  | 5.6269
[6 empty] | Say | 5.7 | Cum
9 | Brick partition wall in Cement Mortar 1:4 (One of cement and four of sand) 110mm thick for super structure in the following floors using kiln burnt country bricks of size 8¾”x4¼”x2¾” (22x11x7cm) including labour for fixing the doors, windows and ventilator frames in position, fixing of hold fasts, scaffoldings, curing etc., complete in all respect complying with relevant standard specifications and drawings
| Entrance Side Wall | 1 | x | 1 | 9.5 |  | 1.5 | 14.25
| Entrance Side Wall Pillar | 1 | x | 5 | 0.23 |  | 1.5 | -1.725
[6 empty] | Total |  | 12.525
[6 empty] | Say | 12.6 | Sqm
10 | Cement Concrete 1:2:4 (One of cement, two of sand and four of Hard broken stone jelly) for all RCC works namely TEE, ELL or rectangular beams, lintel, parapet cum drops, waist and landing slab, canophy, circular column, fin projections, sunshades, window boxing slab, slab and other similar works using 20mm gauge hard broken stone jelly excluding the cost and fabrication of reinfor- cement grills, shuttering and centering but including vibrating, laying, curing, finishing etc., complying with relevant standard specifications in the following floors.
a) In Ground Floor
| Front Varandha lintel Concrete | 2 | x | 1 | 2.4 | 0.23 | 0.15 | 0.1656
[6 empty] | Total |  | 0.1656
[6 empty] | Say | 0.2 | Cum
11 | Supplying, fabricating and placing in position of Mild steel Grills/Ribbed Tor Steels for reinforcement for all floors including cost of binding wire, bending, tying etc., all complete and as directed by the departmental officers.
| SI No . 7 Qty | [6 empty] | 0.6
| SI No . 10 Qty | [6 empty] | 0.2
[7 empty] | 100 | 0.8
[6 empty] | Total |  | 80
[6 empty] | Say | 0.08 | MT
12 | PLASTERING WITH CM 1:5 (ONE OF CEMENT AND FIVE OF SAND)12MM THICK FINISHED WITH NEAT CEMENT INCLUDING PROVIDING BAND CORNICE , CEILING CORNICE, CURING, SCAFFOLDING ETC., COMPLETE IN ALL RESPECTS AND COMPLYING WITH RELEVANT STANDARD SPECIFICATIONS.
| Front Varandha | 2 | x | 2 | 2.4 |  | 2.1 | 20.16
| Front Varandha add Height | 3 | 2 | 0.5 | 2.4 |  | 1.2 | 8.64
| Entrance Side Wall | 1 | 2 | 1 | 9.5 |  | 1.5 | 28.5
| Entrance Side Wall Top | 1 |  | 1 | 9.5 | 0.115 |  | 1.0925
| Entrance Pillar Sides | 2 |  | 5 | 9.5 | 0.115 |  | 10.925
| Entrance Wall | 2 | x | 1 | 0.9 |  | 2.1 | 3.78
| Entrance Wall Top | 1 |  | 1 | 0.9 | 0.23 |  | 0.207
| Entrance Side Wall | 2 | x | 2 | 2.4 |  | 1.1 | 10.56
| Entrance Side Wall | 2 |  | 1 | 2.4 | 0.23 |  | 1.104
[6 empty] | Total |  | 84.9685
[6 empty] | Say | 85 | Sqm
13 | WHITE WASHING THREE COATS USING CLEAN SHELL LIME SLAKED INCLUDING COST OF LIME, GUM, BLUE, BRUSHES INCLUDING SCAFFOLDING ETC., COMPLETE IN ALL RESPECTS.
| Front Varandha | 2 | x | 2 | 2.4 |  | 2.1 | 20.16
| Front Varandha add Height | 3 | 2 | 0.5 | 2.4 |  | 1.2 | 8.64
| Entrance Side Wall | 1 | 2 | 1 | 9.5 |  | 1.5 | 28.5
| Entrance Side Wall Top | 1 |  | 1 | 9.5 | 0.115 |  | 1.0925
| Entrance Pillar Sides | 2 |  | 5 | 9.5 | 0.115 |  | 10.925
| Entrance Wall | 2 | x | 1 | 0.9 |  | 2.1 | 3.78
| Entrance Wall Top | 1 |  | 1 | 0.9 | 0.23 |  | 0.207
| Entrance Side Wall | 2 | x | 2 | 2.4 |  | 1.1 | 10.56
| Entrance Side Wall | 2 |  | 1 | 2.4 | 0.23 |  | 1.104
[6 empty] | Total |  | 84.9685
[6 empty] | Say | 85 | Sqm
14 | WHITE WASHING TWO COATS FOR OLD WALLS USING CLEAN SHELL LIME SLAKED INCLUDING COST OF LIME, GUM, BLUE, BRUSHES INCLUDING SCAFFOLDING ETC., COMPLETE IN ALL RESPECTS.
| Hall Inner | 1 | x | 1 | 39.9 |  | 4.8 | 191.52
| Hall Inner Add Height Triangle Portion | 2 | 2 | 0.5 | 2.7 |  | 2 | 10.8
| D/f Window | 1 | x | -6 | 1.2 |  | 1.65 | -11.88
| D/f Door | 1 | x | -5 | 1.3 |  | 2.5 | -16.25
| D/f Arch Open | 1 | x | -1 | 3 |  | 2.5 | -7.5
| D/f Arch Open Half Circle | 1 | -0.5 | 3.14 | 1.5 | 1.5 |  | -3.5325
| Add for Window Jambs | 1 | x | 6 | 5.7 | 0.56 |  | 19.152
| Add for Door Jambs | 1 | x | 5 | 6.3 | 0.56 |  | 17.64
| Arch Open Jambs | 1 | x | 2 | 2.5 | 0.56 |  | 2.8
| Arch Open Half Circle Jambs | 1 | 0.5 | 3.14 | 1.5 | 0.56 |  | 1.3188
| Room1 Inner | 1 | x | 1 | 20.4 |  | 4.8 | 97.92
| Add Height Triangle Portion | 2 | 2 | 0.5 | 2.7 |  | 2 | 10.8
| D/f Door | 1 | x | -3 | 1.3 |  | 2.5 | -9.75
| D/f Arch Open | 1 | x | -1 | 3 |  | 2.5 | -7.5
| D/f Arch Open | 1 | x | -1 | 3 |  | 2.5 | -7.5
| D/f Arch Open Half Circle | 1 | -0.5 | 3.14 | 1.5 | 1.5 |  | -3.5325
| Add for Door Jambs | 1 | x | 3 | 6.3 | 0.56 |  | 10.584
| Arch Open Jambs | 1 | x | 2 | 2.5 | 0.56 |  | 2.8
| Arch Open Half Circle Jambs | 1 | 0.5 | 3.14 | 1.5 | 0.56 |  | 1.3188
| Room Inner | 1 | x | 1 | 14.1 |  | 4.8 | 67.68
| D/f Door | 1 | x | -1 | 1.3 |  | 2.5 | -3.25
| D/f Arch Open | 1 | x | -1 | 3 |  | 2.5 | -7.5
| D/f Arch Open Half Circle | 1 | -0.5 | 3.14 | 1.5 | 1.5 |  | -3.5325
| Add for Door Jambs | 1 | x | 1 | 6.3 | 0.56 |  | 3.528
| Room2 Inner | 1 | x | 1 | 16.8 |  | 4.8 | 80.64
| Add Height Triangle Portion | 2 | 2 | 0.5 | 2.7 |  | 2 | 10.8
| D/f Door | 1 | x | -3 | 1.3 |  | 2.5 | -9.75
| Add for Door Jambs | 1 | x | 3 | 6.3 | 0.56 |  | 10.584
| Room 3 Inner | 1 | x | 1 | 16.8 |  | 4.8 | 80.64
| Add Height Triangle Portion | 2 | 2 | 0.5 | 2.7 |  | 2 | 10.8
| D/f Window | 1 | x | -1 | 1.2 |  | 1.65 | -1.98
| D/f Door | 1 | x | -1 | 1.3 |  | 2.5 | -3.25
| Add for Window Jambs | 1 | x | 1 | 5.7 | 0.56 |  | 3.192
| Add for Door Jambs | 1 | x | 1 | 6.3 | 0.56 |  | 3.528
| Front Varandah Rear Wall | 1 | x | 1 | 26.445 |  | 3.3 | 87.2685
| Front Varandah Front Wall Inner | 1 | x | 1 | 26.445 |  | 1.3 | 34.3785
| D/f for Wall | 1 | x | -2 | 0.23 |  | 1.3 | -0.598
| Varandha C/w | 2 | x | 2 | 2.4 |  | 2.4 | 23.04
| Varandha C/w add Height Triangle Portion | 2 | 2 | 0.5 | 2.4 |  | 0.5 | 2.4
| Front Varandah Front Wall Outer | 1 | x | 1 | 26.445 |  | 1.3 | 34.3785
| Rear Varandah Rear Wall | 1 | x | 1 | 14.3 |  | 3.3 | 47.19
| Rear Varandah Front Wall Inner | 1 | x | 1 | 14.3 |  | 1.3 | 18.59
| Varandha C/w add Height Triangle Portion | 1 | 2 | 0.5 | 2.4 |  | 0.5 | 1.2
| Rear Varandah Front Wall Outer | 1 | x | 1 | 18 |  | 1.3 | 23.4
| Roof Ventolator Wall East side | 1 | x | 1 | 26.445 |  | 1.5 | 39.6675
| Roof Ventolator Wall West side | 1 | x | 1 | 18 |  | 1.5 | 27
| Open Space South side Wall | 1 | x | 1 | 4.7 |  | 4.8 | 22.56
| Open Space North side Wall | 1 | x | 1 | 4.7 |  | 4.8 | 22.56
| Women Toilet Urinal Inner | 1 | x | 1 | 4.8 |  | 2.25 | 10.8
| Men & Women Toilet Urinal Inner | 2 | x | 1 | 4.8 |  | 2.25 | 21.6
| D/f for O | 2 | x | -1 | 1.1 |  | 2.2 | -4.84
| Men & Women Toilet Inner | 2 | x | 1 | 2.09 |  | 2.25 | 9.405
| D/f for D1 | 2 | x | -1 | 0.75 |  | 2.2 | -3.3
| Men & Women Toilet Passage Both Side | 2 | x | 2 | 2.7 |  | 2.2 | 23.76
| D/f for O | 2 | x | -1 | 1.1 |  | 2.2 | -4.84
| D/f for D1 | 2 | x | -1 | 0.75 |  | 2.2 | -3.3
| Add for O Jambs | 2 | x | 1 | 5.5 | 0.23 |  | 2.53
| Add for D1 Jambs | 2 | x | 1 | 5.15 | 0.23 |  | 2.369
| Motor Room Inner | 1 | x | 1 | 7 |  | 2.03 | 14.21
| D/f for D1 | 1 | x | -1 | 0.75 |  | 2.2 | -1.65
| Add for D1 Jambs | 2 | x | 1 | 5.15 | 0.115 |  | 1.1845
[6 empty] | Total |  | 992.3016
[6 empty] | Say | 992.4 | Sqm
15 | Supplying and fixing Mild Steel grills as per the design approved to verandah enclosure or gate including one coat of primer and labour for fixing in position etc. all complete
| Front Entrance | 1 | x | 1 | 1.5 |  | 2.1 | 3.15
[6 empty] | 35 | Kg/ m2 | 3.15
[6 empty] | Total |  | 110.25
[6 empty] | Say | 110.3 | Kg
16 | PAINTING THE OLD WOOD WORK WITH ONE COATS OF APPROVED SECOND CLASS SYNTHETIC ENAMEL READY MIXED PAINT OF APPROVED QUALITY AND SHADE. THE PAINT SHOULD BE SUPPLIED BY THE CONTRACTOR AT HIS OWN COST (THE QUALITY AND THE SHADE OF PAINT SHOULD BE GOT APPROVED BY THE EXECUTIVE ENGINEER BEFORE USE) INCLUDING SCRAPPING CHARGES & PAINTING CHARGES, COST OF PAINTS PUTTY, BRUSHES ETC., ALL COMPLETE WITH RELEVANT STANDARD SPECIFICATIONS.
| Hall Door | 1 | x | 5 | 1.3 | 2.6 | 2.5 | 42.25
| Hall Window | 1 | x | 6 | 1.2 | 2.6 | 1.65 | 30.888
| Hall Roof Ventilator | 1 | x | 6 | 1.2 | 2.6 | 1 | 18.72
| Room Door | 1 | x | 1 | 1.3 | 2.6 | 2.5 | 8.45
| Room Window | 1 | x | 1 | 1.2 | 2.6 | 1.65 | 5.148
| Room 1 Door | 1 | x | 3 | 1.3 | 2.6 | 2.5 | 25.35
| Room 2 Door | 1 | x | 2 | 1.3 | 2.6 | 2.5 | 16.9
| Room 2 Door Partision Wood | 1 | x | 1 | 3 | 2.6 | 2.5 | 19.5
| Room 3 Door | 1 | x | 1 | 1.3 | 2.6 | 2.5 | 8.45
| Room 3 Window | 1 | x | 1 | 1.2 | 2.6 | 1.65 | 5.148
| Rear Varandah Fixed Window | 1 | x | 7 | 2.3 | 2.6 | 1.2 | 50.232
| Rear Varandah Fixed Window | 1 | x | 1 | 0.95 | 2.6 | 1.2 | 2.964
| Frond Varandah Wood & Weild Mesh Window | 1 | x | 1 | 1.95 | 2.6 | 1.2 | 6.084
| Frond Varandah Wood & Weild Mesh Window | 1 | x | 1 | 2.15 | 2.6 | 1.2 | 6.708
| Frond Varandah Wood & Weild Mesh Window | 1 | x | 1 | 2.2 | 2.6 | 1.2 | 6.864
[6 empty] | Total |  | 253.656
[6 empty] | Say | 253.7 | Sqm
17 | PAINTING THE OLD IRON WORK AND OTHER SIMILAR WORKS SUCH AS PVC/ASTM PIPES, KERB STONE AND GRILLS WITH TWO COATS OF APPROVED SECOND CLASS SYNTHETIC ENAMEL READY MIXED PAINT OF APPROVED QUALITY AND BRAND.THE PAINT SHOULD BE SUPPLIED BY THE CONTRACTOR AT HIS OWN COST (THE QUALITY AND BRAND OF PAINT SHOULD BE GOT APPROVED BY THE EXECUTIVE ENGINEER BEFORE USE)INCLUDING SCRAPPING CHARGES & PAINTING CHARGES, COST OF PAINTS PUTTY, BRASHES ETC., ALL COMPLETE WITH RELEVANT STANDARD SPECIFICATION.
| Hall Window | 1 | x | 6 | 1.2 |  | 1.65 | 11.88
| Room Window | 1 | x | 1 | 1.2 |  | 1.65 | 1.98
| Room 2 Door Partision Wood | 1 | x | 1 | 3 |  | 2.5 | 7.5
| Room 3 Door | 1 | x | 1 | 1.3 |  | 2.5 | 3.25
| Room 3 Window | 1 | x | 1 | 1.2 |  | 1.65 | 1.98
| Rear Varandah Door | 1 | x | 1 | 0.9 |  | 2.4 | 2.16
| Frond Varandah Wood & Weild Mesh Window | 1 | x | 1 | 1.95 |  | 1.2 | 2.34
| Frond Varandah Wood & Weild Mesh Window | 1 | x | 1 | 2.15 |  | 1.2 | 2.58
| Frond Varandah Wood & Weild Mesh Window | 1 | x | 1 | 2.2 |  | 1.2 | 2.64
| Frond Varandah Grill Window | 1 | x | 6 | 2.2 |  | 1.2 | 15.84
| Frond Varandah Grill Window | 1 | x | 1 | 1.4 |  | 1.2 | 1.68
| Frond Varandah Grill Door | 1 | x | 1 | 0.9 |  | 2.1 | 1.89
[6 empty] | Total |  | 55.72
[6 empty] | Say | 55.8 | Sqm
18 | Painting the new Iron work and other similar works such as PVC / ASTM Pipes, Kerb Stone and grills with two coats of approved first class synthetic enamel ready mixed paint of approved quality and brand, the paint should be supplied by the contractor at his own cost, (The quality and the brand of paint should be got approved by the Executive Engineer before use) complying with relevant standard specifications.
| Front Entrance | 1 | x | 1 | 1.5 |  | 2.1 | 3.15
[6 empty] | Total |  | 3.15
[6 empty] | Say | 3.2 | Sqm
19 | Suplying and Fixing of Two track Alminium Sliding Widow
| Frond Varandah Grill Window | 1 | x | 6 | 2.2 |  | 1.2 | 15.84
| Frond Varandah Grill Window | 1 | x | 1 | 1.4 |  | 1.2 | 1.68
[6 empty] | Total |  | 17.52
[6 empty] | Say | 17.6 | Sqm
20 | Supplying and Fixing of Calcium Sheet Work for Existing Rear Verandah
| Rear Varandah Fixed Window | 1 | x | 7 | 2.3 |  | 1.2 | 19.32
| D/f Open Window | 2 | x | -1 | 0.95 |  | 1.2 | -2.28
| D/f Open Window | 1 | x | -1 | 1.5 |  | 1.2 | -1.8
[6 empty] | Total |  | 15.24
[6 empty] | Say | 15.3 | Sqm
21 | Wiring with 1.5 sqmm copper PVC insulated unsheathed single core 1.1 K.V. grade cable with continuous earth by means of 1.5 sqmm copper insulated unsheathed single core 1.1 K.V. grade cable in fully concealed PVC rigid conduit pipe heavy duty with ISI with suitable size MS box of 16 gauge thick concealed and covered with 3mm thick laminated hylem sheet controlled by 5 amps flush type switch including circuit mains cost of all materials, specials etc., all complete
A. LIGHT POINT WITH CEILING ROSE
| Hall | 1 | x | 8 |  |  |  | 8
| Room | 1 | x | 1 |  |  |  | 1
| Room 1 | 1 | x | 4 |  |  |  | 4
| Room 2 | 1 | x | 2 |  |  |  | 2
| Room 3 | 1 | x | 2 |  |  |  | 2
| Front Varandah | 1 | x | 5 |  |  |  | 5
| Rear Varandah | 1 | x | 5 |  |  |  | 5
| Entrance | 1 | x | 3 |  |  |  | 3
| Toilet | 1 | x | 2 |  |  |  | 2
| 100W Focus light | 1 | x | 2 |  |  |  | 2
| Rear Varandah Exhast Fan | 1 | x | 2 |  |  |  | 2
[7 empty] | Total | 36
[6 empty] | Say | 36 | Nos
B. LIGHT POINT WITHOUT CEILING ROSE
| Hall | 1 | x | 4 |  |  |  | 4
| Room | 1 | x | 1 |  |  |  | 1
| Room 1 | 1 | x | 1 |  |  |  | 1
| Room 2 | 1 | x | 1 |  |  |  | 1
| Room 3 | 1 | x | 1 |  |  |  | 1
| Entrance | 1 | x | 1 |  |  |  | 1
| Toilet | 1 | x | 2 |  |  |  | 2
[7 empty] | Total | 11
[6 empty] | Say | 11 | Nos
22 | Wiring with 1.5 sqmm copper P.V.C. insulated unsheathed single core 1.1.K.V. grade cable with continuous earth by means of 1.5 sqmm copper PVC insulated unsheathed single core 1.1.K.V. grade cable in fully concealed PVC rigid conduit pipe heavy duty with ISI mark with suitable size MS box of 16g thick concealed and covered with 3mm thick laminated hylem sheet for 5 amps 5 pin plug socket point at Switch Board Itself including circuit mains, cost of all materials, specials, etc., all complete
| Hall | 1 | x | 5 |  |  |  | 5
| Room | 1 | x | 1 |  |  |  | 1
| Room 1 | 1 | x | 1 |  |  |  | 1
| Room 2 | 1 | x | 2 |  |  |  | 2
| Room 3 | 1 | x | 2 |  |  |  | 2
| Front Varandah | 1 | x | 3 |  |  |  | 3
| Rear Varandah | 1 | x | 2 |  |  |  | 2
[7 empty] | Total | 16
[6 empty] | Say | 16 | Nos
23 | SUPPLY AND FIXING OF 4 FEET 18 WATTS CRYSTAL LED TUBE LIGHT AND FIXING OF TUBE LIGHT FITTINGS ON TEAK WOOD ROUND BLOCKS OF 75 MM DIA OR 40MM DEEP SUSPENDED FROM CEILING OR MOUNDED ON THE WALL INCLUDING COST OF ALL MATERIALS AND LABOUR FOR FIXING IN POSITION AND AS DIRECTED BY THE DEPARTMENTAL OFFICERS. ( THE ENTIRE FITTINGS SHOLUD BE GOT APPROVED FROM THE EXECUTIVE ENGINEER BEFORE USE )
| Hall | 1 | x | 8 |  |  |  | 8
| Room | 1 | x | 1 |  |  |  | 1
| Room 1 | 1 | x | 4 |  |  |  | 4
| Room 2 | 1 | x | 2 |  |  |  | 2
| Room 3 | 1 | x | 2 |  |  |  | 2
| Front Varandah | 1 | x | 5 |  |  |  | 5
| Rear Varandah | 1 | x | 5 |  |  |  | 5
| Toilet | 1 | x | 2 |  |  |  | 2
[7 empty] | Total | 29
[6 empty] | Say | 29 | Nos
24 | Run off main with 2 wires of 4 Sqmm Copper PVC insulated unsheathed single core 1.1 KV grade cable with continuous earth by means of 2.5 sqmm copper PVC insulated unsheathed single core 1.1 KV grade cable in open wiring 19/20mm dia rigid PVC conduit pipe with ISI mark etc. including cost of all materials, specials etc. all complete and as directed by the departmental officers(OPEN WIRING)
| Hall DP to Room 1 DP | 1 | x | 1 | 10 |  |  | 10
| Hall DP to Rear Varandha DP | 1 | x | 1 | 5 |  |  | 5
| Hall DP to Front Varandha DP | 1 | x | 1 | 5 |  |  | 5
[7 empty] | Total | 20
[6 empty] | Say | 20 | Rmt
25 | Run off main with 2 wires of 2.5 Sqmm Copper PVC insulated unsheathed single core 1.1 KV grade cable with continuous earth by means of 2.5 sqmm copper PVC insulated unsheathed single core 1.1 KV grade cable in open wiring 19/20mm dia rigid PVC conduit pipe with ISI mark etc. including cost of all materials, specials etc. all complete and as directed by the departmental officers (OPEN WIRING)
| Hall DP to Hall 15amps Power Pluk | 1 | x | 1 | 10 |  |  | 10
| Hall DP to Hall 15amps Power Pluk | 1 | x | 1 | 10 |  |  | 10
| Hall DP to Room 1 15amps Power Pluk | 1 | x | 1 | 10 |  |  | 10
| Hall DP to Room 1 15amps Power Pluk | 1 | x | 1 | 10 |  |  | 10
[7 empty] | Total | 40
[6 empty] | Say | 40 | Rmt
26 | SUPPLYING AND FIXING OF 9W LED BULB AND FIXING THE BULB INCLUDING COST OF ALL MATERIALS AND LABOUR FOR FIXING IN POSITION AND AS DIRECTED BY THE DEPARTMENTAL OFFICERS.(THE ENTIRE FITTINGS SHOLUD BE GOT APPROVED FROM THE EXECUTIVE ENGINEER BEFORE USE )
| Hall | 1 | x | 4 |  |  |  | 4
| Room | 1 | x | 1 |  |  |  | 1
| Room 1 | 1 | x | 1 |  |  |  | 1
| Room 2 | 1 | x | 1 |  |  |  | 1
| Room 3 | 1 | x | 1 |  |  |  | 1
| Entrance | 1 | x | 1 |  |  |  | 1
| Toilet | 1 | x | 2 |  |  |  | 2
[7 empty] | Total | 11
[6 empty] | Say | 11 | Nos
27 | SUPPLYING AND DELIVERY OF 25W LED STREET LIGHT FITTINGS COMPLETE WITH HEAVY GAUGE ALUMINIUM SHEET FABRICATED CANOPHY TREATED PRIMERED AND PAINTED WITH STOVE ENAMELED CRCA SHEET STEEL CONTRACT GEAR CUM REFLECTOR TRAY DULY FINISHED GLOSSY WHITE FOR OPTIMUM REFLECTION WITH CLEAR RIBBED ACRYLIC BOWL FIXED TO ALUMINIUM FRAME WITH GASKET LINING SECURED TO CANOPHY BY MEANS OF HINGES ON ONE SIDE AND FOGGLE CATCHES IN THE OTHER SIDE FOR EFFECTIVE PROJECTION AGAINST DUST AND WATER ENTRY ALL PREWIRED UPTO TERMINAL BLOCK COMPLETE WITH ALL ACCESSORIES SUCH AS COPPER WIRE,TUBE LIGHTS 40 WATTS, 4 FEET LONG, WOUND BALLAST CAPACITOR, STARTER ETC., COMPLETE WITH SIDE ENTRY MOUNTING CONFOR-MING TO IS 10322 AND INCLUDING LABOUR CHARGES FOR FIXING STREET LIGHT FITTINGS IN THE EB POLE/ WALL WITH GI PIPE 20MM DIA 2M LENGTH AND ACCESSORIES ETC., WITH 15 AMPS 500V. FUSE UNIT ON A T.W.PLANK 150X100X 20 MM THICK ETC., COMPLETE AND AS DIRECTED
| Front & Rear | 1 | x | 4 |  |  |  | 4
[7 empty] | Total | 4
[6 empty] | Say | 4 | Nos
28 | WIRING WITH 1.5 SQMM COPPER P.V.C. INSULATED UNSHEATHED SINGLE CORE 1.1.K. V. GRADE CABLE WITH CONTINUOUS EARTH BY MEANS OF 1.5 SQMM COPPER PVC INSULATED UNSHEATHED SINGLE CORE 1.1.K.V. GRADE CABLE IN FULLY CONCEALED PVC RIGID CONDUIT PIPE HEAVY DUTY WITH ISI MARK WITH SUITABLE SIZE MS BOX OF 16G THICK CONCEALED AND COVERED WITH 3MM THICK LAMINATED HYLEM SHEET FOR FAN POINT CONTROLLED BY 5 AMPS FLUSH TYPE SWITCH INCLUDING CIRCUIT MAINS, COST OF ALL MATERIALS, SPECIALS, ETC., ALL COMPLETE
| Hall | 1 | x | 5 |  |  |  | 5
| Room 1 | 1 | x | 2 |  |  |  | 2
| Room 2 | 1 | x | 2 |  |  |  | 2
| Entrance | 1 | x | 1 |  |  |  | 1
| Rear Varandah | 1 | x | 2 |  |  |  | 2
[7 empty] | Total | 12
[6 empty] | Say | 12 | Nos
29 | SUPPLY AND DELIVERY OF FOLLOWING ELECTRIC CEILING FAN WITH ISI MARK WITH BLADES AND DOUBLE BALL BEARING, CAPACITOR, ETC., COMPLETE WITH 300MM DOWN ROD, CANOPIES, CAPACITOR, SHACKLEBLADES WITH SPEED REGULATOR (RESISTANCE TYPE) SUITABLE FOR OPERATION ON 230 VOLTS 50 HTZ SINGLE PHASE AC SUPPLY CONFORMING TO ISS NO.374/79 AND PROVIDED WITH INSULATION . (THE BRAND SHOULD BE GOT APPROVED FROM THE EXECUTIVE ENGINEER BEFORE SUPPLY MADE).
a) 48" ELECTRIC FAN 1200MM SWEEP
| Hall | 1 | x | 6 |  |  |  | 6
| Room 1 | 1 | x | 2 |  |  |  | 2
| Room 2 | 1 | x | 2 |  |  |  | 2
| Entrance | 1 | x | 1 |  |  |  | 1
[7 empty] | Total | 11
[6 empty] | Say | 11 | Nos
30 | CHARGES FOR ASSEMBLING AND FIXING OF CEILING FAN OF DIFFERENT SWEEP WITH NECESSARY CONNECTIONS AND FIXING OF FAN REGULATOR ON THE EXISTING BOARD ETC., ALL COMPLETE (EXCLUDING COST OF FAN)
| Hall | 1 | x | 6 |  |  |  | 6
| Room 1 | 1 | x | 2 |  |  |  | 2
| Room 2 | 1 | x | 2 |  |  |  | 2
| Entrance | 1 | x | 1 |  |  |  | 1
[7 empty] | Total | 11
[6 empty] | Say | 11 | Nos
31 | SUPPLYING AND FIXING 15AMPS 3 PIN PLUG TYPE SOCKET ON A SUITABLE MS BOX 16G THICK CONCEALED AND COVERED WITH 3 MM THICK LAMINATED HYLEM SHEET INCLUSIVE OF ALL CONNECTIONS AND COST OF ALL MATERIALS.
| Hall | 1 | x | 2 |  |  |  | 2
| Room 1 | 1 | x | 2 |  |  |  | 2
[7 empty] | Total | 4
[6 empty] | Say | 4 | Nos
32 | Supplying and fixing of 230 mm dia sweep AC exhaust fan of approved ISI Quality including necessary wall opening, fixing and finishing the wall opening and making good including cost of materials, labour for fixing, chipping and redoing necessary inter connection, scaffolding, hire charges for tools and plants etc., all complete and as directed by the departmental Officers
| Canteen | 1 | x | 2 |  |  |  | 2
[7 empty] | Total | 2
[6 empty] | Say | 2 | Nos
33 | Supplying, fixing and concealing TW box of size 8’x6’x4" covered with 3mm thick hylem sheet including Cost of TV line socket I Telephone line Socket etc., all complete and as directed by the departmental officers.
| Room 1 | 1 | x | 2 |  |  |  | 2
| Room 2 | 1 | x | 2 |  |  |  | 2
[7 empty] | Total | 4
[6 empty] | Say | 4 | Nos
34 | Supplying, laying and concealing of PVC pipe of 20mm dia with necessary specials and other materials including Run off 1 No. Fish wire (G.I. 22g) for drawing cable for T.V./Telephone etc., all complete and as directed by the departmental officers.
| Room 1 | 1 | x | 2 |  | 10 |  | 20
| Room 2 | 1 | x | 2 |  | 15 |  | 30
[7 empty] | Total | 50
[6 empty] | Say | 50 | Rmt
35 | 100 Watts Spocus Light Fittings
| Hall | 1 | x | 2 |  |  |  | 2
[7 empty] | Total | 2
[6 empty] | Say | 2 | Nos
36 | Supplying of stone dust including conveyance and cost of materials etc., all complete and as directed by the departmental officers.
| Front Entrance | 1 | x | 1 | 12 | 5.8 | 0.075 | 5.22
[7 empty] | Total | 5.22
[6 empty] | Say | 5.3 | Cum
37 | Supplying of 3 to 10 mm size HBSJ Including conveyance and cost of materials etc., all complete and directed by the departmental officers.
| Front Entrance | 1 | x | 1 | 12 | 5.8 | 0.075 | 5.22
[7 empty] | Total | 5.22
[6 empty] | Say | 5.3 | Cum
38 | Conveyance charges of 63 mm tk paver block including loading and unloding charges etc., all complete and as direcetd by the departmental officers.
| Front Entrance | 1 | x | 1 | 12 | 5.8 |  | 69.6
[7 empty] | Total | 69.6
[6 empty] | Say | 69.6 | Sqm
39 | Supplying and delivery of 63 mm tk Rubber moulded hydraulic pressed paver block etc., all complete and as directed by the departmental officers .(The quality of paver block should be got approved by the Executive engineer before use)
| Front Entrance | 1 | x | 1 | 12 | 5.8 |  | 69.6
[7 empty] | Total | 69.6
[6 empty] | Say | 69.6 | Sqm
40 | Labour charges for spreading 3mm to 10 mm size stone chips and stone dust of required thickness and compaction by the earth rammer and laying paver block of 63mm tk and compacted and filling the gab between paver block including labour charges and machine charges etc all complete
| Front Entrance | 1 | x | 1 | 12 | 5.8 |  | 69.6
[7 empty] | Total | 69.6
[6 empty] | Say | 69.6 | Sqm
41 | Weld Mesh
| Ventilator | 1 | x | 12 | 1.5 |  | 0.23 | 4.14
| Front Verandah | 1 | x | 1 | 9.26 |  | 0.23 | 2.1298
| Front Verandah | 1 | x | 1 | 14.33 |  | 0.23 | 3.2959
| Rear Verandah | 1 | x | 1 | 8 |  | 0.23 | 1.84
[7 empty] | 10kg | 11.4057
[6 empty] | Say | 114.057 | Kg
42 | SUPPLYING, LAYING, FIXING AND JOINTING THE FOLLOWING PVC PIPES AS PER ASTMD - 1785 OF SCHEDULE 40 OF WALL THICKNESS NOT LESS THAN THE SPECIFIED IN IS 4985 SUITABLE FOR PLUMBING BY THREADING OF WALL THICKNESS INCLUDING THE COST OF SUITABLE PVC/GI SPECIALS /GM SPECIALS LIKE ELBOW, TEE REDUCERS, PLUG, UNION, BEND, COUPLER, NIPPLE/ GM GATE VALVE, CHECK AND WHEEL VALVE ETC., WHEREVER REQUIRED ABOVE THE GROUND LEVEL INCLUDING THE COST OF TEFLON TAPE, SPECIAL CLAMPS, NAILS, ETC., FIXING ON WALL TO THE PROPER GRADIENT AND ALIGNMENT AND REDOING THE CHIPPED OF MASONRY ETC., AS DIRECTED BY THE DEPARTMENTAL OFFICERS.
A. 32MM ASTM D SCHEDULE 40 THREADED PVC PIPE WITH NECESSARY PVC/GI SPECIALS
| Main Line to Sintex Tank | 1 | x | 1 | 10 |  |  | 10
| Main Line to Sintex Tank | 1 | x | 1 | 5 |  |  | 5
[7 empty] | Total | 15
[6 empty] | Say | 15 | Rmt
B) 25MM ASTM D SCHEDULE 40 THREADED PVC PIPE WITH NECESSARY PVC/GI SPECIALS
| Sintex Tank to Toilet | 1 | x | 1 | 10 |  |  | 10
[7 empty] | Total | 10
[6 empty] | Say | 10 | Rmt
43 | SUPPLYING, LAYING, FIXING AND JOINTING THE FOLLOWING PVC PIPES AS PER ASTM D - 1785 OF SCHEDULE 40 OF WALL THICKNESS NOT LESS THAN THE SPECIFIED IN IS 4985 SUITABLE FOR PLUMBING BY THREADING OF WALL THICKNESS INCLUDING THECOST OF SUITABLE PVC/GI SPECIALS /GM SPECIALS LIKE ELBOW, TEE REDUCERS, PLUG , UNIONS, BEND, COUPLER, NIPPLE/ GM GATE VALVE, CHECK AND WHEEL VALVE ETC., WHEREVER REQUIRED ABOVE THE GROUND LEVEL INCLUDING THE COST OF TEFLON TAPEETC., FULLY CONCEALED IN WALLS TO THE PROPER GRADIENT AND ALIGNMENT AND REDOING THE CHIPPED PORTION OF MASONRY ETC.,ALL COMPLETE AND AS DIRECTED BY THE DEPARTMENTAL OFFICERS.
a) 20MM ASTM D SCHEDULE 40 THREADED PVC PIPE WITH NECESSARY PVC/GI SPECIALS
| Gents Toitet To Ladies Toilet | 1 | x | 1 | 10 |  |  | 10
[7 empty] | Total | 10
[6 empty] | Say | 10 | Rmt
44 | SUPPLYING AND FIXING OF HALF TURN BRASS CORE CP LONG BODY TAP OF 15MM DIA OF BEST QUALITY INCLUDING COST OF HALF TURN CP TAP WITH REQUIRED SPECIALS AND LABOUR FOR FIXING ETC., ALL COMPLETE AND AS DIRECTED BY THE DEPARTMENTAL OFFICERS. (THE QUALITY AND BRAND SHOULD BE GOT APPROVED FROM THE EXECUTIVE ENGINEER BEFORE USE)
| For Toilet | 1 | x | 2 |  |  |  | 2
[7 empty] | Total | 2
[6 empty] | Say | 2 | Nos
46 | Supplying and fixing of approved brand Porcelain Flat Back urinal superior variety including cost of Urinal lead pipe, waste pipe, 15mm wheel valve, TW plug and labour for fixing etc., all complete as directed by the departmental officers (The brand and quality shall be got approved from the Executive Engineer before use)
| For Toilet | 1 | x | 1 |  |  |  | 1
[7 empty] | Total | 1
[6 empty] | Say | 1 | Nos
48 | SUPPLY AND INSTALLATIONS OF CO2 TYPE FIRE EXTINGUISHERS, WALL MOUNTING TYPE, CYLINDRICAL IN SHAPE, WITH DISCHARGE HORN CAPACITY 4.5 KGS.ISI MARKED ETC., ALL COMPLETE AND AS DIRECTED BY THE DEPARTMENTAL OFFICERS.
| Hall | 1 | x | 1 |  |  |  | 1
[7 empty] | Total | 1
[6 empty] | Say | 1 | Nos
51 | Wiring with 1.5 sqmm copper P. V.C. insulated unsheathed single core 1.1.k.v. grade cable withcontinuous earth by means of 1.5 sq.mm copper PVC insulated unsheathed single core 1.1.K.V. grade cable in fully concealed PVC rigid conduit pipe heavy duty with ISI mark with suitable size MS box of 1 No (each) 16g thick concealed and covered with 3mm thick laminated hylem sheet for 5 amps. 5 pin plug socket point at convenient places including circuit mains, cost of all materials, specials, etc., all complete
| Hall | 1 | x | 1 | 6 |  |  | 6
[7 empty] | Total | 6
[6 empty] | Say | 6 | Nos
SUPPLYING AND FIXING OF VETRIFIED TILES OF BEST APPROVED QUALITY (IVORY) 600X600X8MM FOR FLOORING AND OTHER SIMILAR WORKS (THE COLOUR AND SHADE SHALL BE GOT APPROVED FROM THE EXECUTIVE ENGINEER BEFORE USING) OVER CEMENT MORTAR 1:3 (ONE OF CEMENT AND THREE OF CRUSHED STONE SAND) 20MM THICK INCLUDING FIXING IN POSITION CUTTING THE TILES TO THE REQUIRED SIZE WHEREVER NECESSARY POINTING THE JOINTS WITH GROUT (TILE JOINT FILLER) CURING FINISHING ETC., ALL COMPLETE AND AS DIRECTED BY THE DEPARTMENTAL OFFICERS.
| Hall | 1 | x | 1 | 10 | 5.2 |  | 52
[7 empty] | Total | 52
[6 empty] | Say | 52 | Sqm